{"text_format":"1","workbook":"xlsx","n_sheets":11,"sheets":["Eingabe","Liste","SDEInfo","SDFInfo","Auswahl","SVerweis","VRE-W","VRF-WGES","VRF-WAbstrOhneDS","VRF-WAbstrMitDS","Legende"],"not_rendered":{"charts":0,"images":33,"macros":1,"external_links":2,"defined_names":75,"comments":1,"pivot_tables":0},"unopened":[],"bounds":{"document_bytes":16777216,"sheet_cells":100000,"rows_first":2000,"rows_last":500,"rows_between":2000,"halvings":0,"cell_chars":16384,"cell_head_chars":4096},"cells_cut":0,"cells_raw":0,"read":"whole","date_system":"1900"}

{"sheet":"Eingabe","index":0,"n_rows":40,"n_cols":13,"rows_kept":40,"cut":false,"hidden":false,"merged":[[0,7,0,8],[0,10,0,11],[6,9,6,10],[17,2,17,3],[11,2,11,3],[11,4,11,5],[12,4,12,5],[7,9,7,10],[8,9,8,10],[12,7,13,10]]}
[null,"Tel.  +49 (0)711 8201-0   Fax: -720",null,null,null,null,null,null,null,"eMail:","info@ltg.de"]
[null,{"$f":"IF(Eingabe!$M$6=\"Deutsch\",Legende!$B11,IF(Eingabe!$M$6=\"English\",Legende!$C11,FALSE))","v":"LTG Luftverteil-Systeme - Druckregelung mit Fremdenergie - DRE(active), DRF(active)"},null,null,null,null,null,null,null,null,null,"LTG Aktiengesellschaft"]
[]
[null,null,null,null,null,null,null,null,null,null,null,null,"Deutsch"]
[null,null,null,null,null,null,null,null,{"$f":"IF(Eingabe!$M$6=\"Deutsch\",\"Sprache\",IF(Eingabe!$M$6=\"English\",\"Language:\",\"\"))","v":"Sprache"},null,null,null,"English"]
[null,null,null,null,null,null,null,null,{"$f":"IF(Eingabe!$M$6=\"Deutsch\",Legende!$B12,IF(Eingabe!$M$6=\"English\",Legende!$C12,FALSE))","v":"Datum:"},{"$f":"TODAY()","v":"2026-06-23"},null,null,"Deutsch"]
[null,null,null,null,null,null,null,null,{"$f":"IF(Eingabe!$M$6=\"Deutsch\",Legende!$B13,IF(Eingabe!$M$6=\"English\",Legende!$C13,FALSE))","v":"Bearbeiter:"}]
[null,null,null,null,null,null,null,null,{"$f":"IF(Eingabe!$M$6=\"Deutsch\",Legende!$B14,IF(Eingabe!$M$6=\"English\",Legende!$C14,FALSE))","v":"Projekt:"}]
[null,null,null,null,null,null,null,null,{"$f":"IF(Eingabe!$M$6=\"Deutsch\",Legende!$B15,IF(Eingabe!$M$6=\"English\",Legende!$C15,FALSE))","v":"Variante:"}]
[null,null,"DRE  / DREactive",null,"DRF / DRFactive"]
[]
[null,null,{"$f":"IF(Eingabe!$M$6=\"Deutsch\",Legende!$B16,IF(Eingabe!$M$6=\"English\",Legende!$C16,FALSE))","v":"Auslegungspunkt Vmax"},null,null,null," ",{"$f":"IF(Eingabe!$M$6=\"Deutsch\",Legende!$B34,IF(Eingabe!$M$6=\"English\",Legende!$C34,FALSE))","v":"Auslegung:"}]
[null,null,{"$f":"IF(Eingabe!$M$6=\"Deutsch\",Legende!$B17,IF(Eingabe!$M$6=\"English\",Legende!$C17,FALSE))","v":"Volumenstrom"},{"$f":"IF(Eingabe!$M$6=\"Deutsch\",Legende!$B18,IF(Eingabe!$M$6=\"English\",Legende!$C18,FALSE))","v":"Druckverlust"},null,null,null,{"$f":"IF(Eingabe!$M$6=\"Deutsch\",Legende!$B35,IF(Eingabe!$M$6=\"English\",Legende!$C35,FALSE))","v":"← Auslegung starten!"},{"$f":"IF(Eingabe!$M$6=\"Deutsch\",Legende!$B35,IF(Eingabe!$M$6=\"English\",Legende!$C35,FALSE))","v":"← Auslegung starten!"},{"$f":"IF(Eingabe!$M$6=\"Deutsch\",Legende!$B35,IF(Eingabe!$M$6=\"English\",Legende!$C35,FALSE))","v":"← Auslegung starten!"},{"$f":"IF(Eingabe!$M$6=\"Deutsch\",Legende!$B35,IF(Eingabe!$M$6=\"English\",Legende!$C35,FALSE))","v":"← Auslegung starten!"}]
[null,null,"Vmax",{"$f":"IF(Eingabe!$M$6=\"Deutsch\",Legende!$B19,IF(Eingabe!$M$6=\"English\",Legende!$C19,FALSE))","v":"Δp bei VMax"},null,null,null,{"$f":"IF(Eingabe!$M$6=\"Deutsch\",Legende!$B36,IF(Eingabe!$M$6=\"English\",Legende!$C36,FALSE))","v":"Auslegungskriterien:"},{"$f":"IF(Eingabe!$M$6=\"Deutsch\",Legende!$B36,IF(Eingabe!$M$6=\"English\",Legende!$C36,FALSE))","v":"Auslegungskriterien:"},{"$f":"IF(Eingabe!$M$6=\"Deutsch\",Legende!$B36,IF(Eingabe!$M$6=\"English\",Legende!$C36,FALSE))","v":"Auslegungskriterien:"},{"$f":"IF(Eingabe!$M$6=\"Deutsch\",Legende!$B36,IF(Eingabe!$M$6=\"English\",Legende!$C36,FALSE))","v":"Auslegungskriterien:"}]
[null,null,1000,150,null,null,null,{"$f":"IF(Eingabe!$M$6=\"Deutsch\",Legende!$B36,IF(Eingabe!$M$6=\"English\",Legende!$C36,FALSE))","v":"Auslegungskriterien:"}]
[null,null,null,null,null,null,null,{"$f":"IF(Eingabe!$M$6=\"Deutsch\",Legende!$B37,IF(Eingabe!$M$6=\"English\",Legende!$C37,FALSE))","v":"     Maximal zulässige, lichte Höhe bzw. Ø:"},null,null,400]
[null,null,{"$f":"\"(\"&ROUNDUP(cMin/10*272,0)&\"-\"&ROUNDUP(cMax/10*17280,0)&\"m³/h)\"","v":"(28-17280m³/h)"},"(50-600 Pa)"]
[null,null,{"$f":"IF(AND(SD=TRUE,Eingabe!$M$6=\"English\"),Legende!$C$22,IF(AND(SD=TRUE,Eingabe!$M$6=\"Deutsch\"),Legende!$B$22,IF(Eingabe!$M$6=\"English\",Legende!$C$23,Legende!$B$23)))","v":"des Druckreglers."},null,null,null,null,{"$f":"IF(Eingabe!$M$6=\"Deutsch\",Legende!$B38,IF(Eingabe!$M$6=\"English\",Legende!$C38,FALSE))","v":"     Maximal zulässiges Strömungsrauschen:"},null,null,80]
[]
[null,null,{"$f":"IF(Eingabe!$M$6=\"Deutsch\",Legende!$B24,IF(Eingabe!$M$6=\"English\",Legende!$C24,FALSE))","v":"Akustische Maßnahmen:"},null,null,null,null,{"$f":"IF(Eingabe!$M$6=\"Deutsch\",Legende!$B39,IF(Eingabe!$M$6=\"English\",Legende!$C39,FALSE))","v":"     Geschwindigkeitsbereich für Auslegungspunkt VMax:"}]
[null,null,null,null,null,null,null,null,null,{"$f":"IF(Eingabe!$M$6=\"Deutsch\",Legende!$B164,IF(Eingabe!$M$6=\"English\",Legende!$C164,FALSE))","v":"von:"},1]
[null,null,{"$f":"IF(Eingabe!$M$6=\"Deutsch\",Legende!$B25,IF(Eingabe!$M$6=\"English\",Legende!$C25,FALSE))","v":" Ausführung mit Dämmschale:"},null,null,null,null,null,null,null,null,null,"-"]
[null,null,{"$f":"IF(Eingabe!$M$6=\"Deutsch\",Legende!$B26,IF(Eingabe!$M$6=\"English\",Legende!$C26,FALSE))","v":"  - für DRE / DREactive: Dämmdicke 50 mm"},null,null,null,null,null,null,{"$f":"IF(Eingabe!$M$6=\"Deutsch\",Legende!$B165,IF(Eingabe!$M$6=\"English\",Legende!$C165,FALSE))","v":"bis:"},10,null,"Master"]
[null,null,{"$f":"IF(Eingabe!$M$6=\"Deutsch\",Legende!$B27,IF(Eingabe!$M$6=\"English\",Legende!$C27,FALSE))","v":"  - für DRF / DRFactive: Dämmdicke 40 mm"},null,null,null,null,null,null,null,null,null,"Slave"]
[null,null,null,null,null,null,null,{"$f":"IF(Eingabe!$M$6=\"Deutsch\",Legende!$B40,IF(Eingabe!$M$6=\"English\",Legende!$C40,FALSE))","v":"Projekt-Druckreglerliste"}]
[null,null,{"$f":"IF(Eingabe!$M$6=\"Deutsch\",Legende!$B28,IF(Eingabe!$M$6=\"English\",Legende!$C28,FALSE))","v":"Ausführung mit Schalldämpfer:"}]
[null,null,{"$f":"IF(Eingabe!$M$6=\"Deutsch\",Legende!$B29,IF(Eingabe!$M$6=\"English\",Legende!$C29,FALSE))","v":"  - für DRE / DREactive:"}]
[null,null,{"$f":"IF(Eingabe!$M$6=\"Deutsch\",Legende!$B30,IF(Eingabe!$M$6=\"English\",Legende!$C30,FALSE))","v":"    Telefonieschaldämpfer Typ SDE-AO "}]
[null,null,{"$f":"IF(Eingabe!$M$6=\"Deutsch\",Legende!$B31,IF(Eingabe!$M$6=\"English\",Legende!$C31,FALSE))","v":"    Rohrschalldämpfer Typ SDE-SO"}]
[null,null,{"$f":"IF(Eingabe!$M$6=\"Deutsch\",Legende!$B32,IF(Eingabe!$M$6=\"English\",Legende!$C32,FALSE))","v":"  - für DRF / DRFactive:"}]
[null,null,{"$f":"IF(Eingabe!$M$6=\"Deutsch\",Legende!$B33,IF(Eingabe!$M$6=\"English\",Legende!$C33,FALSE))","v":"    Schalldämpfer Typ SDF"}]
[null,null,{"$f":"IF(AND(SD=TRUE,DS=TRUE,Eingabe!$M$6=\"Deutsch\"),Legende!$B$175,IF(AND(SD=TRUE,DS=TRUE,Eingabe!$M$6=\"English\"),Legende!$C$175,\"\"))","v":""}]
[]
[]
[]
[]
[null,"© LTG Aktiengesellschaft - 13-05-2020"]
[null,{"$f":"IF(Eingabe!$M$6=\"Deutsch\",Legende!$B47,IF(Eingabe!$M$6=\"English\",Legende!$C47,FALSE))","v":"Angaben zu Toleranzen sowie weitere Spezifikationen sind der aktuellen Technischen Dokumentation  zu entnehmen. Diese finden Sie auf www.LTG.de."}]
[null,{"$f":"IF(Eingabe!$M$6=\"Deutsch\",Legende!$B48,IF(Eingabe!$M$6=\"English\",Legende!$C48,FALSE))","v":"Eine Fehlerfreiheit des Programms kann nicht zugesichert werden. Im Zweifel gelten die technischen Daten der aktuellen Technischen Dokumentation."}]
[null,{"$f":"IF(Eingabe!$M$6=\"Deutsch\",Legende!$B49,IF(Eingabe!$M$6=\"English\",Legende!$C49,FALSE))","v":"Aus Programmierfehlern entstandener Schaden geht nicht zu Lasten der LTG. Technische Änderungen im Rahmen der Weiterentwicklung vorbehalten."}]

{"sheet":"Liste","index":1,"n_rows":512,"n_cols":79,"rows_kept":512,"cut":false,"hidden":false,"merged":[[9,28,9,38],[0,8,0,9],[9,6,10,6],[9,5,10,5],[9,14,10,14],[9,10,10,10],[9,9,10,9],[9,7,10,7],[9,8,10,8],[9,16,10,16],[9,13,10,13],[9,12,10,12],[9,11,10,11],[9,17,9,27],[9,15,10,15],[9,0,10,0],[0,0,0,2],[9,4,10,4],[9,3,10,3],[9,2,10,2],[9,1,10,1],[7,2,7,4],[0,3,0,4],[5,2,5,4],[6,2,6,4]]}
["Tel.  +49 (0)711 8201-180   Fax: -720                          eMail:",null,null,"info@LTG-AG.de"]
[{"$f":"IF(Eingabe!$M$6=\"Deutsch\",Legende!$B106,IF(Eingabe!$M$6=\"English\",Legende!$C106,FALSE))","v":"LTG Luftverteil-Systeme"},null,null,null,null,null,null,null,null,null,null,null,null,null,null,null,null,null,null,null,null,null,null,null,null,null,null,null,null,null,null,null,null,null,null,null,null,null,"LTG Aktiengesellschaft"]
[]
[null,null,null,null,null,null,null,null,null,null,null,null,null,null,null,null,null,null,null,null,null,null,null,null,null,null,null,null,null,null,null,null,null,null,null,null,null,null,{"$f":"IF(Eingabe!$M$6=\"Deutsch\",Legende!$B123,IF(Eingabe!$M$6=\"English\",Legende!$C123,FALSE))","v":"Eine Fehlerfreiheit der Angaben kann nicht zugesichert werden."}]
[null,{"$f":"IF(Eingabe!$M$6=\"Deutsch\",Legende!$B12,IF(Eingabe!$M$6=\"English\",Legende!$C12,FALSE))","v":"Datum:"},"2020-05-29",null,null,null,null,null,null,null,null,null,null,null,null,null,null,null,null,null,null,null,null,null,null,null,null,null,null,null,null,null,null,null,null,null,null,null,{"$f":"IF(Eingabe!$M$6=\"Deutsch\",Legende!$B124,IF(Eingabe!$M$6=\"English\",Legende!$C124,FALSE))","v":"Im Zweifel gelten die technischen Daten der aktuellen Technischen Dokumentation."}]
[null,{"$f":"IF(Eingabe!$M$6=\"Deutsch\",Legende!$B13,IF(Eingabe!$M$6=\"English\",Legende!$C13,FALSE))","v":"Bearbeiter:"},null,null,null,null,null,null,null,null,null,null,null,null,null,null,null,null,null,null,null,null,null,null,null,null,null,null,null,null,null,null,null,null,null,null,null,null,{"$f":"IF(Eingabe!$M$6=\"Deutsch\",Legende!$B125,IF(Eingabe!$M$6=\"English\",Legende!$C125,FALSE))","v":"Technische Änderungen im Rahmen der Weiterentwicklung vorbehalten."}]
[null,{"$f":"IF(Eingabe!$M$6=\"Deutsch\",Legende!$B14,IF(Eingabe!$M$6=\"English\",Legende!$C14,FALSE))","v":"Projekt:"},null,null,null,null,null,null,null,null,null,null,null,null,null,null,null,null,null,null,null,null,null,null,null,null,null,null,null,null,null,null,null,null,null,null,null,null,{"$f":"IF(Eingabe!$M$6=\"Deutsch\",Legende!$B126,IF(Eingabe!$M$6=\"English\",Legende!$C126,FALSE))","v":"Bei Auslegung mit Schalldämpfer und Dämmschale ist zu berücksichtigen, dass diese ungedämmt sind."}]
[null,{"$f":"IF(Eingabe!$M$6=\"Deutsch\",Legende!$B15,IF(Eingabe!$M$6=\"English\",Legende!$C15,FALSE))","v":"Variante:"},null,null,null,null,null,null,null,null,null,null,null,null,null,null,null,null,null,null,null,null,null,null,null,null,null,null,null,null,null,null,null,null,null,null,null,null,{"$f":"IF(Eingabe!$M$6=\"Deutsch\",Legende!$B200,IF(Eingabe!$M$6=\"English\",Legende!$C200,FALSE))","v":"Berechnungsgrundlage der Schalldruckpegel gemäß der aktuellen Technischen Dokumentation"}]
[]
[{"$f":"IF(Eingabe!$M$6=\"Deutsch\",Legende!$B107,IF(Eingabe!$M$6=\"English\",Legende!$C107,FALSE))","v":"Position"},{"$f":"IF(Eingabe!$M$6=\"Deutsch\",Legende!$B108,IF(Eingabe!$M$6=\"English\",Legende!$C108,FALSE))","v":"Kunden-\nbezeichnung"},{"$f":"IF(Eingabe!$M$6=\"Deutsch\",Legende!$B109,IF(Eingabe!$M$6=\"English\",Legende!$C109,FALSE))","v":"Kunden-  bezeichnung"},{"$f":"IF(Eingabe!$M$6=\"Deutsch\",Legende!$B110,IF(Eingabe!$M$6=\"English\",Legende!$C110,FALSE))","v":"Typ"},{"$f":"IF(Eingabe!$M$6=\"Deutsch\",Legende!$B111,IF(Eingabe!$M$6=\"English\",Legende!$C111,FALSE))","v":"Baugröße"},{"$f":"IF(Eingabe!$M$6=\"Deutsch\",Legende!$B112,IF(Eingabe!$M$6=\"English\",Legende!$C112,FALSE))","v":"Ausführung"},{"$f":"IF(Eingabe!$M$6=\"Deutsch\",Legende!$B113,IF(Eingabe!$M$6=\"English\",Legende!$C113,FALSE))","v":"Dämmschale"},{"$f":"IF(Eingabe!$M$6=\"Deutsch\",Legende!$B190,IF(Eingabe!$M$6=\"English\",Legende!$C190,FALSE))","v":"Anschluss"},{"$f":"IF(Eingabe!$M$6=\"Deutsch\",Legende!$B187,IF(Eingabe!$M$6=\"English\",Legende!$C187,FALSE))","v":"Gehäuseleckage"},{"$f":"IF(Eingabe!$M$6=\"Deutsch\",Legende!$B114,IF(Eingabe!$M$6=\"English\",Legende!$C114,FALSE))","v":"elektronische Regelungs- komponente"},"Pnenn","Pmax","Pmin","Vmax",{"$f":"IF(Eingabe!$M$6=\"Deutsch\",Legende!$B118,IF(Eingabe!$M$6=\"English\",Legende!$C118,FALSE))","v":"c bei Vmax"},{"$f":"IF(Eingabe!$M$6=\"Deutsch\",Legende!$B119,IF(Eingabe!$M$6=\"English\",Legende!$C119,FALSE))","v":"DpA bei Vmax"},{"$f":"IF(Eingabe!$M$6=\"Deutsch\",Legende!$B81,IF(Eingabe!$M$6=\"English\",Legende!$C81,FALSE))","v":"Stückzahl"},{"$f":"IF(Eingabe!$M$6=\"Deutsch\",Legende!$B127,IF(Eingabe!$M$6=\"English\",Legende!$C127,FALSE))","v":"Schallleistung und Schalldruck                                                                                                                                                                                                                                                                                                                                                                                                                              - Durchstrahlung -                                                                                                                                                                                                                                                    bei VMax und DpA                                                                                                                                                                                                                                                                                                                                                                                                                                                                                                      (Toleranzbereich +/- 3 dB)"},null,null,null,null,null,null,null,null,null,null,{"$f":"IF(Eingabe!$M$6=\"Deutsch\",Legende!$B128,IF(Eingabe!$M$6=\"English\",Legende!$C128,FALSE))","v":"Schallleistung und Schalldruck                                                                                                                                                                                                                                                                                                                                                                                                                             - Abstrahlung -                                                                                                                                                                                                                                                   bei VMax und DpA                                                                                                                                                                                                                                                                                                                                                                                                                                                                                                                                                                                                                                                                              (Toleranzbereich +/- 3 dB)"}]
[null,null,null,null,null,null,null,null,null,null,null,null,null,null,null,null,null,{"$f":"IF(Eingabe!$M$6=\"Deutsch\",Legende!$B129,IF(Eingabe!$M$6=\"English\",Legende!$C129,FALSE))","v":"mit Schalldämpfer"},"63 Hz","125 Hz","250 Hz","500 Hz","1 kHz","2 kHz","4 kHz","8 kHz","SLWA","SLPA","mit Dämmschale","63 Hz","125 Hz","250 Hz","500 Hz","1 kHz","2 kHz","4 kHz","8 kHz","SLWA","SLPA","Numme\nrierung"]
[{"$f":"A11+1","v":1},null,null,null,null,null,null,null,null,null,null,null,null,null,null,null,null,null,null,null,null,null,null,null,null,null,null,null,null,null,null,null,null,null,null,null,null,null,null,1]
[2,null,null,null,null,null,null,null,null,null,null,null,null,null,null,null,null,null,null,null,null,null,null,null,null,null,null,null,null,null,null,null,null,null,null,null,null,null,null,2]
[3,null,null,null,null,null,null,null,null,null,null,null,null,null,null,null,null,null,null,null,null,null,null,null,null,null,null,null,null,null,null,null,null,null,null,null,null,null,null,3]
[4,null,null,null,null,null,null,null,null,null,null,null,null,null,null,null,null,null,null,null,null,null,null,null,null,null,null,null,null,null,null,null,null,null,null,null,null,null,null,4]
[5,null,null,null,null,null,null,null,null,null,null,null,null,null,null,null,null,null,null,null,null,null,null,null,null,null,null,null,null,null,null,null,null,null,null,null,null,null,null,5]
[6,null,null,null,null,null,null,null,null,null,null,null,null,null,null,null,null,null,null,null,null,null,null,null,null,null,null,null,null,null,null,null,null,null,null,null,null,null,null,6]
[7,null,null,null,null,null,null,null,null,null,null,null,null,null,null,null,null,null,null,null,null,null,null,null,null,null,null,null,null,null,null,null,null,null,null,null,null,null,null,7]
[8,null,null,null,null,null,null,null,null,null,null,null,null,null,null,null,null,null,null,null,null,null,null,null,null,null,null,null,null,null,null,null,null,null,null,null,null,null,null,8]
[9,null,null,null,null,null,null,null,null,null,null,null,null,null,null,null,null,null,null,null,null,null,null,null,null,null,null,null,null,null,null,null,null,null,null,null,null,null,null,9]
[10,null,null,null,null,null,null,null,null,null,null,null,null,null,null,null,null,null,null,null,null,null,null,null,null,null,null,null,null,null,null,null,null,null,null,null,null,null,null,10]
[11,null,null,null,null,null,null,null,null,null,null,null,null,null,null,null,null,null,null,null,null,null,null,null,null,null,null,null,null,null,null,null,null,null,null,null,null,null,null,11]
[12,null,null,null,null,null,null,null,null,null,null,null,null,null,null,null,null,null,null,null,null,null,null,null,null,null,null,null,null,null,null,null,null,null,null,null,null,null,null,12]
[13,null,null,null,null,null,null,null,null,null,null,null,null,null,null,null,null,null,null,null,null,null,null,null,null,null,null,null,null,null,null,null,null,null,null,null,null,null,null,13]
[14,null,null,null,null,null,null,null,null,null,null,null,null,null,null,null,null,null,null,null,null,null,null,null,null,null,null,null,null,null,null,null,null,null,null,null,null,null,null,14]
[15,null,null,null,null,null,null,null,null,null,null,null,null,null,null,null,null,null,null,null,null,null,null,null,null,null,null,null,null,null,null,null,null,null,null,null,null,null,null,15]
[16,null,null,null,null,null,null,null,null,null,null,null,null,null,null,null,null,null,null,null,null,null,null,null,null,null,null,null,null,null,null,null,null,null,null,null,null,null,null,16]
[17,null,null,null,null,null,null,null,null,null,null,null,null,null,null,null,null,null,null,null,null,null,null,null,null,null,null,null,null,null,null,null,null,null,null,null,null,null,null,17]
[18,null,null,null,null,null,null,null,null,null,null,null,null,null,null,null,null,null,null,null,null,null,null,null,null,null,null,null,null,null,null,null,null,null,null,null,null,null,null,18,null,null,null,null,null,null,null,null,null,null,null,null,null,null,null,null,null,null,null,null,null,null,null,null,null,null,null,null,null,null,null,null,null,null,null,null,null,null,25.045595856027134]
[19,null,null,null,null,null,null,null,null,null,null,null,null,null,null,null,null,null,null,null,null,null,null,null,null,null,null,null,null,null,null,null,null,null,null,null,null,null,null,19]
[20,null,null,null,null,null,null,null,null,null,null,null,null,null,null,null,null,null,null,null,null,null,null,null,null,null,null,null,null,null,null,null,null,null,null,null,null,null,null,20]
[21,null,null,null,null,null,null,null,null,null,null,null,null,null,null,null,null,null,null,null,null,null,null,null,null,null,null,null,null,null,null,null,null,null,null,null,null,null,null,21,null,null,null,null,null,null,null,null,null,null,null,null,null,null,null,null,null,null,null,null,null,null,null,null,null,null,null,null,47.526180936003477]
[22,null,null,null,null,null,null,null,null,null,null,null,null,null,null,null,null,null,null,null,null,null,null,null,null,null,null,null,null,null,null,null,null,null,null,null,null,null,null,22]
[23,null,null,null,null,null,null,null,null,null,null,null,null,null,null,null,null,null,null,null,null,null,null,null,null,null,null,null,null,null,null,null,null,null,null,null,null,null,null,23]
[24,null,null,null,null,null,null,null,null,null,null,null,null,null,null,null,null,null,null,null,null,null,null,null,null,null,null,null,null,null,null,null,null,null,null,null,null,null,null,24]
[25,null,null,null,null,null,null,null,null,null,null,null,null,null,null,null,null,null,null,null,null,null,null,null,null,null,null,null,null,null,null,null,null,null,null,null,null,null,null,25]
[26,null,null,null,null,null,null,null,null,null,null,null,null,null,null,null,null,null,null,null,null,null,null,null,null,null,null,null,null,null,null,null,null,null,null,null,null,null,null,26]
[27,null,null,null,null,null,null,null,null,null,null,null,null,null,null,null,null,null,null,null,null,null,null,null,null,null,null,null,null,null,null,null,null,null,null,null,null,null,null,27]
[28,null,null,null,null,null,null,null,null,null,null,null,null,null,null,null,null,null,null,null,null,null,null,null,null,null,null,null,null,null,null,null,null,null,null,null,null,null,null,28]
[29,null,null,null,null,null,null,null,null,null,null,null,null,null,null,null,null,null,null,null,null,null,null,null,null,null,null,null,null,null,null,null,null,null,null,null,null,null,null,29]
[30,null,null,null,null,null,null,null,null,null,null,null,null,null,null,null,null,null,null,null,null,null,null,null,null,null,null,null,null,null,null,null,null,null,null,null,null,null,null,30]
[31,null,null,null,null,null,null,null,null,null,null,null,null,null,null,null,null,null,null,null,null,null,null,null,null,null,null,null,null,null,null,null,null,null,null,null,null,null,null,31]
[32,null,null,null,null,null,null,null,null,null,null,null,null,null,null,null,null,null,null,null,null,null,null,null,null,null,null,null,null,null,null,null,null,null,null,null,null,null,null,32]
[33,null,null,null,null,null,null,null,null,null,null,null,null,null,null,null,null,null,null,null,null,null,null,null,null,null,null,null,null,null,null,null,null,null,null,null,null,null,null,33]
[34,null,null,null,null,null,null,null,null,null,null,null,null,null,null,null,null,null,null,null,null,null,null,null,null,null,null,null,null,null,null,null,null,null,null,null,null,null,null,34]
[35,null,null,null,null,null,null,null,null,null,null,null,null,null,null,null,null,null,null,null,null,null,null,null,null,null,null,null,null,null,null,null,null,null,null,null,null,null,null,35]
[36,null,null,null,null,null,null,null,null,null,null,null,null,null,null,null,null,null,null,null,null,null,null,null,null,null,null,null,null,null,null,null,null,null,null,null,null,null,null,36]
[37,null,null,null,null,null,null,null,null,null,null,null,null,null,null,null,null,null,null,null,null,null,null,null,null,null,null,null,null,null,null,null,null,null,null,null,null,null,null,37]
[38,null,null,null,null,null,null,null,null,null,null,null,null,null,null,null,null,null,null,null,null,null,null,null,null,null,null,null,null,null,null,null,null,null,null,null,null,null,null,38]
[39,null,null,null,null,null,null,null,null,null,null,null,null,null,null,null,null,null,null,null,null,null,null,null,null,null,null,null,null,null,null,null,null,null,null,null,null,null,null,39]
[40,null,null,null,null,null,null,null,null,null,null,null,null,null,null,null,null,null,null,null,null,null,null,null,null,null,null,null,null,null,null,null,null,null,null,null,null,null,null,40]
[41,null,null,null,null,null,null,null,null,null,null,null,null,null,null,null,null,null,null,null,null,null,null,null,null,null,null,null,null,null,null,null,null,null,null,null,null,null,null,41]
[42,null,null,null,null,null,null,null,null,null,null,null,null,null,null,null,null,null,null,null,null,null,null,null,null,null,null,null,null,null,null,null,null,null,null,null,null,null,null,42]
[43,null,null,null,null,null,null,null,null,null,null,null,null,null,null,null,null,null,null,null,null,null,null,null,null,null,null,null,null,null,null,null,null,null,null,null,null,null,null,43]
[44,null,null,null,null,null,null,null,null,null,null,null,null,null,null,null,null,null,null,null,null,null,null,null,null,null,null,null,null,null,null,null,null,null,null,null,null,null,null,44]
[45,null,null,null,null,null,null,null,null,null,null,null,null,null,null,null,null,null,null,null,null,null,null,null,null,null,null,null,null,null,null,null,null,null,null,null,null,null,null,45]
[46,null,null,null,null,null,null,null,null,null,null,null,null,null,null,null,null,null,null,null,null,null,null,null,null,null,null,null,null,null,null,null,null,null,null,null,null,null,null,46]
[47,null,null,null,null,null,null,null,null,null,null,null,null,null,null,null,null,null,null,null,null,null,null,null,null,null,null,null,null,null,null,null,null,null,null,null,null,null,null,47]
[48,null,null,null,null,null,null,null,null,null,null,null,null,null,null,null,null,null,null,null,null,null,null,null,null,null,null,null,null,null,null,null,null,null,null,null,null,null,null,48]
[49,null,null,null,null,null,null,null,null,null,null,null,null,null,null,null,null,null,null,null,null,null,null,null,null,null,null,null,null,null,null,null,null,null,null,null,null,null,null,49]
[50,null,null,null,null,null,null,null,null,null,null,null,null,null,null,null,null,null,null,null,null,null,null,null,null,null,null,null,null,null,null,null,null,null,null,null,null,null,null,50]
[51,null,null,null,null,null,null,null,null,null,null,null,null,null,null,null,null,null,null,null,null,null,null,null,null,null,null,null,null,null,null,null,null,null,null,null,null,null,null,51]
[52,null,null,null,null,null,null,null,null,null,null,null,null,null,null,null,null,null,null,null,null,null,null,null,null,null,null,null,null,null,null,null,null,null,null,null,null,null,null,52]
[53,null,null,null,null,null,null,null,null,null,null,null,null,null,null,null,null,null,null,null,null,null,null,null,null,null,null,null,null,null,null,null,null,null,null,null,null,null,null,53]
[54,null,null,null,null,null,null,null,null,null,null,null,null,null,null,null,null,null,null,null,null,null,null,null,null,null,null,null,null,null,null,null,null,null,null,null,null,null,null,54]
[55,null,null,null,null,null,null,null,null,null,null,null,null,null,null,null,null,null,null,null,null,null,null,null,null,null,null,null,null,null,null,null,null,null,null,null,null,null,null,55]
[56,null,null,null,null,null,null,null,null,null,null,null,null,null,null,null,null,null,null,null,null,null,null,null,null,null,null,null,null,null,null,null,null,null,null,null,null,null,null,56]
[57,null,null,null,null,null,null,null,null,null,null,null,null,null,null,null,null,null,null,null,null,null,null,null,null,null,null,null,null,null,null,null,null,null,null,null,null,null,null,57]
[58,null,null,null,null,null,null,null,null,null,null,null,null,null,null,null,null,null,null,null,null,null,null,null,null,null,null,null,null,null,null,null,null,null,null,null,null,null,null,58]
[59,null,null,null,null,null,null,null,null,null,null,null,null,null,null,null,null,null,null,null,null,null,null,null,null,null,null,null,null,null,null,null,null,null,null,null,null,null,null,59]
[60,null,null,null,null,null,null,null,null,null,null,null,null,null,null,null,null,null,null,null,null,null,null,null,null,null,null,null,null,null,null,null,null,null,null,null,null,null,null,60]
[61,null,null,null,null,null,null,null,null,null,null,null,null,null,null,null,null,null,null,null,null,null,null,null,null,null,null,null,null,null,null,null,null,null,null,null,null,null,null,61]
[62,null,null,null,null,null,null,null,null,null,null,null,null,null,null,null,null,null,null,null,null,null,null,null,null,null,null,null,null,null,null,null,null,null,null,null,null,null,null,62]
[63,null,null,null,null,null,null,null,null,null,null,null,null,null,null,null,null,null,null,null,null,null,null,null,null,null,null,null,null,null,null,null,null,null,null,null,null,null,null,63]
[64,null,null,null,null,null,null,null,null,null,null,null,null,null,null,null,null,null,null,null,null,null,null,null,null,null,null,null,null,null,null,null,null,null,null,null,null,null,null,64]
[{"$f":"A75+1","v":65},null,null,null,null,null,null,null,null,null,null,null,null,null,null,null,null,null,null,null,null,null,null,null,null,null,null,null,null,null,null,null,null,null,null,null,null,null,null,65]
[66,null,null,null,null,null,null,null,null,null,null,null,null,null,null,null,null,null,null,null,null,null,null,null,null,null,null,null,null,null,null,null,null,null,null,null,null,null,null,66]
[67,null,null,null,null,null,null,null,null,null,null,null,null,null,null,null,null,null,null,null,null,null,null,null,null,null,null,null,null,null,null,null,null,null,null,null,null,null,null,67]
[68,null,null,null,null,null,null,null,null,null,null,null,null,null,null,null,null,null,null,null,null,null,null,null,null,null,null,null,null,null,null,null,null,null,null,null,null,null,null,68]
[69,null,null,null,null,null,null,null,null,null,null,null,null,null,null,null,null,null,null,null,null,null,null,null,null,null,null,null,null,null,null,null,null,null,null,null,null,null,null,69]
[70,null,null,null,null,null,null,null,null,null,null,null,null,null,null,null,null,null,null,null,null,null,null,null,null,null,null,null,null,null,null,null,null,null,null,null,null,null,null,70]
[71,null,null,null,null,null,null,null,null,null,null,null,null,null,null,null,null,null,null,null,null,null,null,null,null,null,null,null,null,null,null,null,null,null,null,null,null,null,null,71]
[72,null,null,null,null,null,null,null,null,null,null,null,null,null,null,null,null,null,null,null,null,null,null,null,null,null,null,null,null,null,null,null,null,null,null,null,null,null,null,72]
[73,null,null,null,null,null,null,null,null,null,null,null,null,null,null,null,null,null,null,null,null,null,null,null,null,null,null,null,null,null,null,null,null,null,null,null,null,null,null,73]
[74,null,null,null,null,null,null,null,null,null,null,null,null,null,null,null,null,null,null,null,null,null,null,null,null,null,null,null,null,null,null,null,null,null,null,null,null,null,null,74]
[75,null,null,null,null,null,null,null,null,null,null,null,null,null,null,null,null,null,null,null,null,null,null,null,null,null,null,null,null,null,null,null,null,null,null,null,null,null,null,75]
[76,null,null,null,null,null,null,null,null,null,null,null,null,null,null,null,null,null,null,null,null,null,null,null,null,null,null,null,null,null,null,null,null,null,null,null,null,null,null,76]
[77,null,null,null,null,null,null,null,null,null,null,null,null,null,null,null,null,null,null,null,null,null,null,null,null,null,null,null,null,null,null,null,null,null,null,null,null,null,null,77]
[78,null,null,null,null,null,null,null,null,null,null,null,null,null,null,null,null,null,null,null,null,null,null,null,null,null,null,null,null,null,null,null,null,null,null,null,null,null,null,78]
[79,null,null,null,null,null,null,null,null,null,null,null,null,null,null,null,null,null,null,null,null,null,null,null,null,null,null,null,null,null,null,null,null,null,null,null,null,null,null,79]
[80,null,null,null,null,null,null,null,null,null,null,null,null,null,null,null,null,null,null,null,null,null,null,null,null,null,null,null,null,null,null,null,null,null,null,null,null,null,null,80]
[81,null,null,null,null,null,null,null,null,null,null,null,null,null,null,null,null,null,null,null,null,null,null,null,null,null,null,null,null,null,null,null,null,null,null,null,null,null,null,81]
[82,null,null,null,null,null,null,null,null,null,null,null,null,null,null,null,null,null,null,null,null,null,null,null,null,null,null,null,null,null,null,null,null,null,null,null,null,null,null,82]
[83,null,null,null,null,null,null,null,null,null,null,null,null,null,null,null,null,null,null,null,null,null,null,null,null,null,null,null,null,null,null,null,null,null,null,null,null,null,null,83]
[84,null,null,null,null,null,null,null,null,null,null,null,null,null,null,null,null,null,null,null,null,null,null,null,null,null,null,null,null,null,null,null,null,null,null,null,null,null,null,84]
[85,null,null,null,null,null,null,null,null,null,null,null,null,null,null,null,null,null,null,null,null,null,null,null,null,null,null,null,null,null,null,null,null,null,null,null,null,null,null,85]
[86,null,null,null,null,null,null,null,null,null,null,null,null,null,null,null,null,null,null,null,null,null,null,null,null,null,null,null,null,null,null,null,null,null,null,null,null,null,null,86]
[87,null,null,null,null,null,null,null,null,null,null,null,null,null,null,null,null,null,null,null,null,null,null,null,null,null,null,null,null,null,null,null,null,null,null,null,null,null,null,87]
[88,null,null,null,null,null,null,null,null,null,null,null,null,null,null,null,null,null,null,null,null,null,null,null,null,null,null,null,null,null,null,null,null,null,null,null,null,null,null,88]
[89,null,null,null,null,null,null,null,null,null,null,null,null,null,null,null,null,null,null,null,null,null,null,null,null,null,null,null,null,null,null,null,null,null,null,null,null,null,null,89]
[90,null,null,null,null,null,null,null,null,null,null,null,null,null,null,null,null,null,null,null,null,null,null,null,null,null,null,null,null,null,null,null,null,null,null,null,null,null,null,90]
[91,null,null,null,null,null,null,null,null,null,null,null,null,null,null,null,null,null,null,null,null,null,null,null,null,null,null,null,null,null,null,null,null,null,null,null,null,null,null,91]
[92,null,null,null,null,null,null,null,null,null,null,null,null,null,null,null,null,null,null,null,null,null,null,null,null,null,null,null,null,null,null,null,null,null,null,null,null,null,null,92]
[93,null,null,null,null,null,null,null,null,null,null,null,null,null,null,null,null,null,null,null,null,null,null,null,null,null,null,null,null,null,null,null,null,null,null,null,null,null,null,93]
[94,null,null,null,null,null,null,null,null,null,null,null,null,null,null,null,null,null,null,null,null,null,null,null,null,null,null,null,null,null,null,null,null,null,null,null,null,null,null,94]
[95,null,null,null,null,null,null,null,null,null,null,null,null,null,null,null,null,null,null,null,null,null,null,null,null,null,null,null,null,null,null,null,null,null,null,null,null,null,null,95]
[96,null,null,null,null,null,null,null,null,null,null,null,null,null,null,null,null,null,null,null,null,null,null,null,null,null,null,null,null,null,null,null,null,null,null,null,null,null,null,96]
[97,null,null,null,null,null,null,null,null,null,null,null,null,null,null,null,null,null,null,null,null,null,null,null,null,null,null,null,null,null,null,null,null,null,null,null,null,null,null,97]
[98,null,null,null,null,null,null,null,null,null,null,null,null,null,null,null,null,null,null,null,null,null,null,null,null,null,null,null,null,null,null,null,null,null,null,null,null,null,null,98]
[99,null,null,null,null,null,null,null,null,null,null,null,null,null,null,null,null,null,null,null,null,null,null,null,null,null,null,null,null,null,null,null,null,null,null,null,null,null,null,99]
[100,null,null,null,null,null,null,null,null,null,null,null,null,null,null,null,null,null,null,null,null,null,null,null,null,null,null,null,null,null,null,null,null,null,null,null,null,null,null,100]
[101,null,null,null,null,null,null,null,null,null,null,null,null,null,null,null,null,null,null,null,null,null,null,null,null,null,null,null,null,null,null,null,null,null,null,null,null,null,null,101]
[102,null,null,null,null,null,null,null,null,null,null,null,null,null,null,null,null,null,null,null,null,null,null,null,null,null,null,null,null,null,null,null,null,null,null,null,null,null,null,102]
[103,null,null,null,null,null,null,null,null,null,null,null,null,null,null,null,null,null,null,null,null,null,null,null,null,null,null,null,null,null,null,null,null,null,null,null,null,null,null,103]
[104,null,null,null,null,null,null,null,null,null,null,null,null,null,null,null,null,null,null,null,null,null,null,null,null,null,null,null,null,null,null,null,null,null,null,null,null,null,null,104]
[105,null,null,null,null,null,null,null,null,null,null,null,null,null,null,null,null,null,null,null,null,null,null,null,null,null,null,null,null,null,null,null,null,null,null,null,null,null,null,105]
[106,null,null,null,null,null,null,null,null,null,null,null,null,null,null,null,null,null,null,null,null,null,null,null,null,null,null,null,null,null,null,null,null,null,null,null,null,null,null,106]
[107,null,null,null,null,null,null,null,null,null,null,null,null,null,null,null,null,null,null,null,null,null,null,null,null,null,null,null,null,null,null,null,null,null,null,null,null,null,null,107]
[108,null,null,null,null,null,null,null,null,null,null,null,null,null,null,null,null,null,null,null,null,null,null,null,null,null,null,null,null,null,null,null,null,null,null,null,null,null,null,108]
[109,null,null,null,null,null,null,null,null,null,null,null,null,null,null,null,null,null,null,null,null,null,null,null,null,null,null,null,null,null,null,null,null,null,null,null,null,null,null,109]
[110,null,null,null,null,null,null,null,null,null,null,null,null,null,null,null,null,null,null,null,null,null,null,null,null,null,null,null,null,null,null,null,null,null,null,null,null,null,null,110]
[111,null,null,null,null,null,null,null,null,null,null,null,null,null,null,null,null,null,null,null,null,null,null,null,null,null,null,null,null,null,null,null,null,null,null,null,null,null,null,111]
[112,null,null,null,null,null,null,null,null,null,null,null,null,null,null,null,null,null,null,null,null,null,null,null,null,null,null,null,null,null,null,null,null,null,null,null,null,null,null,112]
[113,null,null,null,null,null,null,null,null,null,null,null,null,null,null,null,null,null,null,null,null,null,null,null,null,null,null,null,null,null,null,null,null,null,null,null,null,null,null,113]
[114,null,null,null,null,null,null,null,null,null,null,null,null,null,null,null,null,null,null,null,null,null,null,null,null,null,null,null,null,null,null,null,null,null,null,null,null,null,null,114]
[115,null,null,null,null,null,null,null,null,null,null,null,null,null,null,null,null,null,null,null,null,null,null,null,null,null,null,null,null,null,null,null,null,null,null,null,null,null,null,115]
[116,null,null,null,null,null,null,null,null,null,null,null,null,null,null,null,null,null,null,null,null,null,null,null,null,null,null,null,null,null,null,null,null,null,null,null,null,null,null,116]
[117,null,null,null,null,null,null,null,null,null,null,null,null,null,null,null,null,null,null,null,null,null,null,null,null,null,null,null,null,null,null,null,null,null,null,null,null,null,null,117]
[118,null,null,null,null,null,null,null,null,null,null,null,null,null,null,null,null,null,null,null,null,null,null,null,null,null,null,null,null,null,null,null,null,null,null,null,null,null,null,118]
[119,null,null,null,null,null,null,null,null,null,null,null,null,null,null,null,null,null,null,null,null,null,null,null,null,null,null,null,null,null,null,null,null,null,null,null,null,null,null,119]
[120,null,null,null,null,null,null,null,null,null,null,null,null,null,null,null,null,null,null,null,null,null,null,null,null,null,null,null,null,null,null,null,null,null,null,null,null,null,null,120]
[121,null,null,null,null,null,null,null,null,null,null,null,null,null,null,null,null,null,null,null,null,null,null,null,null,null,null,null,null,null,null,null,null,null,null,null,null,null,null,121]
[122,null,null,null,null,null,null,null,null,null,null,null,null,null,null,null,null,null,null,null,null,null,null,null,null,null,null,null,null,null,null,null,null,null,null,null,null,null,null,122]
[123,null,null,null,null,null,null,null,null,null,null,null,null,null,null,null,null,null,null,null,null,null,null,null,null,null,null,null,null,null,null,null,null,null,null,null,null,null,null,123]
[124,null,null,null,null,null,null,null,null,null,null,null,null,null,null,null,null,null,null,null,null,null,null,null,null,null,null,null,null,null,null,null,null,null,null,null,null,null,null,124]
[125,null,null,null,null,null,null,null,null,null,null,null,null,null,null,null,null,null,null,null,null,null,null,null,null,null,null,null,null,null,null,null,null,null,null,null,null,null,null,125]
[126,null,null,null,null,null,null,null,null,null,null,null,null,null,null,null,null,null,null,null,null,null,null,null,null,null,null,null,null,null,null,null,null,null,null,null,null,null,null,126]
[127,null,null,null,null,null,null,null,null,null,null,null,null,null,null,null,null,null,null,null,null,null,null,null,null,null,null,null,null,null,null,null,null,null,null,null,null,null,null,127]
[128,null,null,null,null,null,null,null,null,null,null,null,null,null,null,null,null,null,null,null,null,null,null,null,null,null,null,null,null,null,null,null,null,null,null,null,null,null,null,128]
[{"$f":"A139+1","v":129},null,null,null,null,null,null,null,null,null,null,null,null,null,null,null,null,null,null,null,null,null,null,null,null,null,null,null,null,null,null,null,null,null,null,null,null,null,null,129]
[130,null,null,null,null,null,null,null,null,null,null,null,null,null,null,null,null,null,null,null,null,null,null,null,null,null,null,null,null,null,null,null,null,null,null,null,null,null,null,130]
[131,null,null,null,null,null,null,null,null,null,null,null,null,null,null,null,null,null,null,null,null,null,null,null,null,null,null,null,null,null,null,null,null,null,null,null,null,null,null,131]
[132,null,null,null,null,null,null,null,null,null,null,null,null,null,null,null,null,null,null,null,null,null,null,null,null,null,null,null,null,null,null,null,null,null,null,null,null,null,null,132]
[133,null,null,null,null,null,null,null,null,null,null,null,null,null,null,null,null,null,null,null,null,null,null,null,null,null,null,null,null,null,null,null,null,null,null,null,null,null,null,133]
[134,null,null,null,null,null,null,null,null,null,null,null,null,null,null,null,null,null,null,null,null,null,null,null,null,null,null,null,null,null,null,null,null,null,null,null,null,null,null,134]
[135,null,null,null,null,null,null,null,null,null,null,null,null,null,null,null,null,null,null,null,null,null,null,null,null,null,null,null,null,null,null,null,null,null,null,null,null,null,null,135]
[136,null,null,null,null,null,null,null,null,null,null,null,null,null,null,null,null,null,null,null,null,null,null,null,null,null,null,null,null,null,null,null,null,null,null,null,null,null,null,136]
[137,null,null,null,null,null,null,null,null,null,null,null,null,null,null,null,null,null,null,null,null,null,null,null,null,null,null,null,null,null,null,null,null,null,null,null,null,null,null,137]
[138,null,null,null,null,null,null,null,null,null,null,null,null,null,null,null,null,null,null,null,null,null,null,null,null,null,null,null,null,null,null,null,null,null,null,null,null,null,null,138]
[139,null,null,null,null,null,null,null,null,null,null,null,null,null,null,null,null,null,null,null,null,null,null,null,null,null,null,null,null,null,null,null,null,null,null,null,null,null,null,139]
[140,null,null,null,null,null,null,null,null,null,null,null,null,null,null,null,null,null,null,null,null,null,null,null,null,null,null,null,null,null,null,null,null,null,null,null,null,null,null,140]
[141,null,null,null,null,null,null,null,null,null,null,null,null,null,null,null,null,null,null,null,null,null,null,null,null,null,null,null,null,null,null,null,null,null,null,null,null,null,null,141]
[142,null,null,null,null,null,null,null,null,null,null,null,null,null,null,null,null,null,null,null,null,null,null,null,null,null,null,null,null,null,null,null,null,null,null,null,null,null,null,142]
[143,null,null,null,null,null,null,null,null,null,null,null,null,null,null,null,null,null,null,null,null,null,null,null,null,null,null,null,null,null,null,null,null,null,null,null,null,null,null,143]
[144,null,null,null,null,null,null,null,null,null,null,null,null,null,null,null,null,null,null,null,null,null,null,null,null,null,null,null,null,null,null,null,null,null,null,null,null,null,null,144]
[145,null,null,null,null,null,null,null,null,null,null,null,null,null,null,null,null,null,null,null,null,null,null,null,null,null,null,null,null,null,null,null,null,null,null,null,null,null,null,145]
[146,null,null,null,null,null,null,null,null,null,null,null,null,null,null,null,null,null,null,null,null,null,null,null,null,null,null,null,null,null,null,null,null,null,null,null,null,null,null,146]
[147,null,null,null,null,null,null,null,null,null,null,null,null,null,null,null,null,null,null,null,null,null,null,null,null,null,null,null,null,null,null,null,null,null,null,null,null,null,null,147]
[148,null,null,null,null,null,null,null,null,null,null,null,null,null,null,null,null,null,null,null,null,null,null,null,null,null,null,null,null,null,null,null,null,null,null,null,null,null,null,148]
[149,null,null,null,null,null,null,null,null,null,null,null,null,null,null,null,null,null,null,null,null,null,null,null,null,null,null,null,null,null,null,null,null,null,null,null,null,null,null,149]
[150,null,null,null,null,null,null,null,null,null,null,null,null,null,null,null,null,null,null,null,null,null,null,null,null,null,null,null,null,null,null,null,null,null,null,null,null,null,null,150]
[151,null,null,null,null,null,null,null,null,null,null,null,null,null,null,null,null,null,null,null,null,null,null,null,null,null,null,null,null,null,null,null,null,null,null,null,null,null,null,151]
[152,null,null,null,null,null,null,null,null,null,null,null,null,null,null,null,null,null,null,null,null,null,null,null,null,null,null,null,null,null,null,null,null,null,null,null,null,null,null,152]
[153,null,null,null,null,null,null,null,null,null,null,null,null,null,null,null,null,null,null,null,null,null,null,null,null,null,null,null,null,null,null,null,null,null,null,null,null,null,null,153]
[154,null,null,null,null,null,null,null,null,null,null,null,null,null,null,null,null,null,null,null,null,null,null,null,null,null,null,null,null,null,null,null,null,null,null,null,null,null,null,154]
[155,null,null,null,null,null,null,null,null,null,null,null,null,null,null,null,null,null,null,null,null,null,null,null,null,null,null,null,null,null,null,null,null,null,null,null,null,null,null,155]
[156,null,null,null,null,null,null,null,null,null,null,null,null,null,null,null,null,null,null,null,null,null,null,null,null,null,null,null,null,null,null,null,null,null,null,null,null,null,null,156]
[157,null,null,null,null,null,null,null,null,null,null,null,null,null,null,null,null,null,null,null,null,null,null,null,null,null,null,null,null,null,null,null,null,null,null,null,null,null,null,157]
[158,null,null,null,null,null,null,null,null,null,null,null,null,null,null,null,null,null,null,null,null,null,null,null,null,null,null,null,null,null,null,null,null,null,null,null,null,null,null,158]
[159,null,null,null,null,null,null,null,null,null,null,null,null,null,null,null,null,null,null,null,null,null,null,null,null,null,null,null,null,null,null,null,null,null,null,null,null,null,null,159]
[160,null,null,null,null,null,null,null,null,null,null,null,null,null,null,null,null,null,null,null,null,null,null,null,null,null,null,null,null,null,null,null,null,null,null,null,null,null,null,160]
[161,null,null,null,null,null,null,null,null,null,null,null,null,null,null,null,null,null,null,null,null,null,null,null,null,null,null,null,null,null,null,null,null,null,null,null,null,null,null,161]
[162,null,null,null,null,null,null,null,null,null,null,null,null,null,null,null,null,null,null,null,null,null,null,null,null,null,null,null,null,null,null,null,null,null,null,null,null,null,null,162]
[163,null,null,null,null,null,null,null,null,null,null,null,null,null,null,null,null,null,null,null,null,null,null,null,null,null,null,null,null,null,null,null,null,null,null,null,null,null,null,163]
[164,null,null,null,null,null,null,null,null,null,null,null,null,null,null,null,null,null,null,null,null,null,null,null,null,null,null,null,null,null,null,null,null,null,null,null,null,null,null,164]
[165,null,null,null,null,null,null,null,null,null,null,null,null,null,null,null,null,null,null,null,null,null,null,null,null,null,null,null,null,null,null,null,null,null,null,null,null,null,null,165]
[166,null,null,null,null,null,null,null,null,null,null,null,null,null,null,null,null,null,null,null,null,null,null,null,null,null,null,null,null,null,null,null,null,null,null,null,null,null,null,166]
[167,null,null,null,null,null,null,null,null,null,null,null,null,null,null,null,null,null,null,null,null,null,null,null,null,null,null,null,null,null,null,null,null,null,null,null,null,null,null,167]
[168,null,null,null,null,null,null,null,null,null,null,null,null,null,null,null,null,null,null,null,null,null,null,null,null,null,null,null,null,null,null,null,null,null,null,null,null,null,null,168]
[169,null,null,null,null,null,null,null,null,null,null,null,null,null,null,null,null,null,null,null,null,null,null,null,null,null,null,null,null,null,null,null,null,null,null,null,null,null,null,169]
[170,null,null,null,null,null,null,null,null,null,null,null,null,null,null,null,null,null,null,null,null,null,null,null,null,null,null,null,null,null,null,null,null,null,null,null,null,null,null,170]
[171,null,null,null,null,null,null,null,null,null,null,null,null,null,null,null,null,null,null,null,null,null,null,null,null,null,null,null,null,null,null,null,null,null,null,null,null,null,null,171]
[172,null,null,null,null,null,null,null,null,null,null,null,null,null,null,null,null,null,null,null,null,null,null,null,null,null,null,null,null,null,null,null,null,null,null,null,null,null,null,172]
[173,null,null,null,null,null,null,null,null,null,null,null,null,null,null,null,null,null,null,null,null,null,null,null,null,null,null,null,null,null,null,null,null,null,null,null,null,null,null,173]
[174,null,null,null,null,null,null,null,null,null,null,null,null,null,null,null,null,null,null,null,null,null,null,null,null,null,null,null,null,null,null,null,null,null,null,null,null,null,null,174]
[175,null,null,null,null,null,null,null,null,null,null,null,null,null,null,null,null,null,null,null,null,null,null,null,null,null,null,null,null,null,null,null,null,null,null,null,null,null,null,175]
[176,null,null,null,null,null,null,null,null,null,null,null,null,null,null,null,null,null,null,null,null,null,null,null,null,null,null,null,null,null,null,null,null,null,null,null,null,null,null,176]
[177,null,null,null,null,null,null,null,null,null,null,null,null,null,null,null,null,null,null,null,null,null,null,null,null,null,null,null,null,null,null,null,null,null,null,null,null,null,null,177]
[178,null,null,null,null,null,null,null,null,null,null,null,null,null,null,null,null,null,null,null,null,null,null,null,null,null,null,null,null,null,null,null,null,null,null,null,null,null,null,178]
[179,null,null,null,null,null,null,null,null,null,null,null,null,null,null,null,null,null,null,null,null,null,null,null,null,null,null,null,null,null,null,null,null,null,null,null,null,null,null,179]
[180,null,null,null,null,null,null,null,null,null,null,null,null,null,null,null,null,null,null,null,null,null,null,null,null,null,null,null,null,null,null,null,null,null,null,null,null,null,null,180]
[181,null,null,null,null,null,null,null,null,null,null,null,null,null,null,null,null,null,null,null,null,null,null,null,null,null,null,null,null,null,null,null,null,null,null,null,null,null,null,181]
[182,null,null,null,null,null,null,null,null,null,null,null,null,null,null,null,null,null,null,null,null,null,null,null,null,null,null,null,null,null,null,null,null,null,null,null,null,null,null,182]
[183,null,null,null,null,null,null,null,null,null,null,null,null,null,null,null,null,null,null,null,null,null,null,null,null,null,null,null,null,null,null,null,null,null,null,null,null,null,null,183]
[184,null,null,null,null,null,null,null,null,null,null,null,null,null,null,null,null,null,null,null,null,null,null,null,null,null,null,null,null,null,null,null,null,null,null,null,null,null,null,184]
[185,null,null,null,null,null,null,null,null,null,null,null,null,null,null,null,null,null,null,null,null,null,null,null,null,null,null,null,null,null,null,null,null,null,null,null,null,null,null,185]
[186,null,null,null,null,null,null,null,null,null,null,null,null,null,null,null,null,null,null,null,null,null,null,null,null,null,null,null,null,null,null,null,null,null,null,null,null,null,null,186]
[187,null,null,null,null,null,null,null,null,null,null,null,null,null,null,null,null,null,null,null,null,null,null,null,null,null,null,null,null,null,null,null,null,null,null,null,null,null,null,187]
[188,null,null,null,null,null,null,null,null,null,null,null,null,null,null,null,null,null,null,null,null,null,null,null,null,null,null,null,null,null,null,null,null,null,null,null,null,null,null,188]
[189,null,null,null,null,null,null,null,null,null,null,null,null,null,null,null,null,null,null,null,null,null,null,null,null,null,null,null,null,null,null,null,null,null,null,null,null,null,null,189]
[190,null,null,null,null,null,null,null,null,null,null,null,null,null,null,null,null,null,null,null,null,null,null,null,null,null,null,null,null,null,null,null,null,null,null,null,null,null,null,190]
[191,null,null,null,null,null,null,null,null,null,null,null,null,null,null,null,null,null,null,null,null,null,null,null,null,null,null,null,null,null,null,null,null,null,null,null,null,null,null,191]
[192,null,null,null,null,null,null,null,null,null,null,null,null,null,null,null,null,null,null,null,null,null,null,null,null,null,null,null,null,null,null,null,null,null,null,null,null,null,null,192]
[{"$f":"A203+1","v":193},null,null,null,null,null,null,null,null,null,null,null,null,null,null,null,null,null,null,null,null,null,null,null,null,null,null,null,null,null,null,null,null,null,null,null,null,null,null,193]
[194,null,null,null,null,null,null,null,null,null,null,null,null,null,null,null,null,null,null,null,null,null,null,null,null,null,null,null,null,null,null,null,null,null,null,null,null,null,null,194]
[195,null,null,null,null,null,null,null,null,null,null,null,null,null,null,null,null,null,null,null,null,null,null,null,null,null,null,null,null,null,null,null,null,null,null,null,null,null,null,195]
[196,null,null,null,null,null,null,null,null,null,null,null,null,null,null,null,null,null,null,null,null,null,null,null,null,null,null,null,null,null,null,null,null,null,null,null,null,null,null,196]
[197,null,null,null,null,null,null,null,null,null,null,null,null,null,null,null,null,null,null,null,null,null,null,null,null,null,null,null,null,null,null,null,null,null,null,null,null,null,null,197]
[198,null,null,null,null,null,null,null,null,null,null,null,null,null,null,null,null,null,null,null,null,null,null,null,null,null,null,null,null,null,null,null,null,null,null,null,null,null,null,198]
[199,null,null,null,null,null,null,null,null,null,null,null,null,null,null,null,null,null,null,null,null,null,null,null,null,null,null,null,null,null,null,null,null,null,null,null,null,null,null,199]
[200,null,null,null,null,null,null,null,null,null,null,null,null,null,null,null,null,null,null,null,null,null,null,null,null,null,null,null,null,null,null,null,null,null,null,null,null,null,null,200]
[201,null,null,null,null,null,null,null,null,null,null,null,null,null,null,null,null,null,null,null,null,null,null,null,null,null,null,null,null,null,null,null,null,null,null,null,null,null,null,201]
[202,null,null,null,null,null,null,null,null,null,null,null,null,null,null,null,null,null,null,null,null,null,null,null,null,null,null,null,null,null,null,null,null,null,null,null,null,null,null,202]
[203,null,null,null,null,null,null,null,null,null,null,null,null,null,null,null,null,null,null,null,null,null,null,null,null,null,null,null,null,null,null,null,null,null,null,null,null,null,null,203]
[204,null,null,null,null,null,null,null,null,null,null,null,null,null,null,null,null,null,null,null,null,null,null,null,null,null,null,null,null,null,null,null,null,null,null,null,null,null,null,204]
[205,null,null,null,null,null,null,null,null,null,null,null,null,null,null,null,null,null,null,null,null,null,null,null,null,null,null,null,null,null,null,null,null,null,null,null,null,null,null,205]
[206,null,null,null,null,null,null,null,null,null,null,null,null,null,null,null,null,null,null,null,null,null,null,null,null,null,null,null,null,null,null,null,null,null,null,null,null,null,null,206]
[207,null,null,null,null,null,null,null,null,null,null,null,null,null,null,null,null,null,null,null,null,null,null,null,null,null,null,null,null,null,null,null,null,null,null,null,null,null,null,207]
[208,null,null,null,null,null,null,null,null,null,null,null,null,null,null,null,null,null,null,null,null,null,null,null,null,null,null,null,null,null,null,null,null,null,null,null,null,null,null,208]
[209,null,null,null,null,null,null,null,null,null,null,null,null,null,null,null,null,null,null,null,null,null,null,null,null,null,null,null,null,null,null,null,null,null,null,null,null,null,null,209]
[210,null,null,null,null,null,null,null,null,null,null,null,null,null,null,null,null,null,null,null,null,null,null,null,null,null,null,null,null,null,null,null,null,null,null,null,null,null,null,210]
[211,null,null,null,null,null,null,null,null,null,null,null,null,null,null,null,null,null,null,null,null,null,null,null,null,null,null,null,null,null,null,null,null,null,null,null,null,null,null,211]
[212,null,null,null,null,null,null,null,null,null,null,null,null,null,null,null,null,null,null,null,null,null,null,null,null,null,null,null,null,null,null,null,null,null,null,null,null,null,null,212]
[213,null,null,null,null,null,null,null,null,null,null,null,null,null,null,null,null,null,null,null,null,null,null,null,null,null,null,null,null,null,null,null,null,null,null,null,null,null,null,213]
[214,null,null,null,null,null,null,null,null,null,null,null,null,null,null,null,null,null,null,null,null,null,null,null,null,null,null,null,null,null,null,null,null,null,null,null,null,null,null,214]
[215,null,null,null,null,null,null,null,null,null,null,null,null,null,null,null,null,null,null,null,null,null,null,null,null,null,null,null,null,null,null,null,null,null,null,null,null,null,null,215]
[216,null,null,null,null,null,null,null,null,null,null,null,null,null,null,null,null,null,null,null,null,null,null,null,null,null,null,null,null,null,null,null,null,null,null,null,null,null,null,216]
[217,null,null,null,null,null,null,null,null,null,null,null,null,null,null,null,null,null,null,null,null,null,null,null,null,null,null,null,null,null,null,null,null,null,null,null,null,null,null,217]
[218,null,null,null,null,null,null,null,null,null,null,null,null,null,null,null,null,null,null,null,null,null,null,null,null,null,null,null,null,null,null,null,null,null,null,null,null,null,null,218]
[219,null,null,null,null,null,null,null,null,null,null,null,null,null,null,null,null,null,null,null,null,null,null,null,null,null,null,null,null,null,null,null,null,null,null,null,null,null,null,219]
[220,null,null,null,null,null,null,null,null,null,null,null,null,null,null,null,null,null,null,null,null,null,null,null,null,null,null,null,null,null,null,null,null,null,null,null,null,null,null,220]
[221,null,null,null,null,null,null,null,null,null,null,null,null,null,null,null,null,null,null,null,null,null,null,null,null,null,null,null,null,null,null,null,null,null,null,null,null,null,null,221]
[222,null,null,null,null,null,null,null,null,null,null,null,null,null,null,null,null,null,null,null,null,null,null,null,null,null,null,null,null,null,null,null,null,null,null,null,null,null,null,222]
[223,null,null,null,null,null,null,null,null,null,null,null,null,null,null,null,null,null,null,null,null,null,null,null,null,null,null,null,null,null,null,null,null,null,null,null,null,null,null,223]
[224,null,null,null,null,null,null,null,null,null,null,null,null,null,null,null,null,null,null,null,null,null,null,null,null,null,null,null,null,null,null,null,null,null,null,null,null,null,null,224]
[225,null,null,null,null,null,null,null,null,null,null,null,null,null,null,null,null,null,null,null,null,null,null,null,null,null,null,null,null,null,null,null,null,null,null,null,null,null,null,225]
[226,null,null,null,null,null,null,null,null,null,null,null,null,null,null,null,null,null,null,null,null,null,null,null,null,null,null,null,null,null,null,null,null,null,null,null,null,null,null,226]
[227,null,null,null,null,null,null,null,null,null,null,null,null,null,null,null,null,null,null,null,null,null,null,null,null,null,null,null,null,null,null,null,null,null,null,null,null,null,null,227]
[228,null,null,null,null,null,null,null,null,null,null,null,null,null,null,null,null,null,null,null,null,null,null,null,null,null,null,null,null,null,null,null,null,null,null,null,null,null,null,228]
[229,null,null,null,null,null,null,null,null,null,null,null,null,null,null,null,null,null,null,null,null,null,null,null,null,null,null,null,null,null,null,null,null,null,null,null,null,null,null,229]
[230,null,null,null,null,null,null,null,null,null,null,null,null,null,null,null,null,null,null,null,null,null,null,null,null,null,null,null,null,null,null,null,null,null,null,null,null,null,null,230]
[231,null,null,null,null,null,null,null,null,null,null,null,null,null,null,null,null,null,null,null,null,null,null,null,null,null,null,null,null,null,null,null,null,null,null,null,null,null,null,231]
[232,null,null,null,null,null,null,null,null,null,null,null,null,null,null,null,null,null,null,null,null,null,null,null,null,null,null,null,null,null,null,null,null,null,null,null,null,null,null,232]
[233,null,null,null,null,null,null,null,null,null,null,null,null,null,null,null,null,null,null,null,null,null,null,null,null,null,null,null,null,null,null,null,null,null,null,null,null,null,null,233]
[234,null,null,null,null,null,null,null,null,null,null,null,null,null,null,null,null,null,null,null,null,null,null,null,null,null,null,null,null,null,null,null,null,null,null,null,null,null,null,234]
[235,null,null,null,null,null,null,null,null,null,null,null,null,null,null,null,null,null,null,null,null,null,null,null,null,null,null,null,null,null,null,null,null,null,null,null,null,null,null,235]
[236,null,null,null,null,null,null,null,null,null,null,null,null,null,null,null,null,null,null,null,null,null,null,null,null,null,null,null,null,null,null,null,null,null,null,null,null,null,null,236]
[237,null,null,null,null,null,null,null,null,null,null,null,null,null,null,null,null,null,null,null,null,null,null,null,null,null,null,null,null,null,null,null,null,null,null,null,null,null,null,237]
[238,null,null,null,null,null,null,null,null,null,null,null,null,null,null,null,null,null,null,null,null,null,null,null,null,null,null,null,null,null,null,null,null,null,null,null,null,null,null,238]
[239,null,null,null,null,null,null,null,null,null,null,null,null,null,null,null,null,null,null,null,null,null,null,null,null,null,null,null,null,null,null,null,null,null,null,null,null,null,null,239]
[240,null,null,null,null,null,null,null,null,null,null,null,null,null,null,null,null,null,null,null,null,null,null,null,null,null,null,null,null,null,null,null,null,null,null,null,null,null,null,240]
[241,null,null,null,null,null,null,null,null,null,null,null,null,null,null,null,null,null,null,null,null,null,null,null,null,null,null,null,null,null,null,null,null,null,null,null,null,null,null,241]
[242,null,null,null,null,null,null,null,null,null,null,null,null,null,null,null,null,null,null,null,null,null,null,null,null,null,null,null,null,null,null,null,null,null,null,null,null,null,null,242]
[243,null,null,null,null,null,null,null,null,null,null,null,null,null,null,null,null,null,null,null,null,null,null,null,null,null,null,null,null,null,null,null,null,null,null,null,null,null,null,243]
[244,null,null,null,null,null,null,null,null,null,null,null,null,null,null,null,null,null,null,null,null,null,null,null,null,null,null,null,null,null,null,null,null,null,null,null,null,null,null,244]
[245,null,null,null,null,null,null,null,null,null,null,null,null,null,null,null,null,null,null,null,null,null,null,null,null,null,null,null,null,null,null,null,null,null,null,null,null,null,null,245]
[246,null,null,null,null,null,null,null,null,null,null,null,null,null,null,null,null,null,null,null,null,null,null,null,null,null,null,null,null,null,null,null,null,null,null,null,null,null,null,246]
[247,null,null,null,null,null,null,null,null,null,null,null,null,null,null,null,null,null,null,null,null,null,null,null,null,null,null,null,null,null,null,null,null,null,null,null,null,null,null,247]
[248,null,null,null,null,null,null,null,null,null,null,null,null,null,null,null,null,null,null,null,null,null,null,null,null,null,null,null,null,null,null,null,null,null,null,null,null,null,null,248]
[249,null,null,null,null,null,null,null,null,null,null,null,null,null,null,null,null,null,null,null,null,null,null,null,null,null,null,null,null,null,null,null,null,null,null,null,null,null,null,249]
[250,null,null,null,null,null,null,null,null,null,null,null,null,null,null,null,null,null,null,null,null,null,null,null,null,null,null,null,null,null,null,null,null,null,null,null,null,null,null,250]
[251,null,null,null,null,null,null,null,null,null,null,null,null,null,null,null,null,null,null,null,null,null,null,null,null,null,null,null,null,null,null,null,null,null,null,null,null,null,null,251]
[252,null,null,null,null,null,null,null,null,null,null,null,null,null,null,null,null,null,null,null,null,null,null,null,null,null,null,null,null,null,null,null,null,null,null,null,null,null,null,252]
[253,null,null,null,null,null,null,null,null,null,null,null,null,null,null,null,null,null,null,null,null,null,null,null,null,null,null,null,null,null,null,null,null,null,null,null,null,null,null,253]
[254,null,null,null,null,null,null,null,null,null,null,null,null,null,null,null,null,null,null,null,null,null,null,null,null,null,null,null,null,null,null,null,null,null,null,null,null,null,null,254]
[255,null,null,null,null,null,null,null,null,null,null,null,null,null,null,null,null,null,null,null,null,null,null,null,null,null,null,null,null,null,null,null,null,null,null,null,null,null,null,255]
[256,null,null,null,null,null,null,null,null,null,null,null,null,null,null,null,null,null,null,null,null,null,null,null,null,null,null,null,null,null,null,null,null,null,null,null,null,null,null,256]
[{"$f":"A267+1","v":257},null,null,null,null,null,null,null,null,null,null,null,null,null,null,null,null,null,null,null,null,null,null,null,null,null,null,null,null,null,null,null,null,null,null,null,null,null,null,257]
[258,null,null,null,null,null,null,null,null,null,null,null,null,null,null,null,null,null,null,null,null,null,null,null,null,null,null,null,null,null,null,null,null,null,null,null,null,null,null,258]
[259,null,null,null,null,null,null,null,null,null,null,null,null,null,null,null,null,null,null,null,null,null,null,null,null,null,null,null,null,null,null,null,null,null,null,null,null,null,null,259]
[260,null,null,null,null,null,null,null,null,null,null,null,null,null,null,null,null,null,null,null,null,null,null,null,null,null,null,null,null,null,null,null,null,null,null,null,null,null,null,260]
[261,null,null,null,null,null,null,null,null,null,null,null,null,null,null,null,null,null,null,null,null,null,null,null,null,null,null,null,null,null,null,null,null,null,null,null,null,null,null,261]
[262,null,null,null,null,null,null,null,null,null,null,null,null,null,null,null,null,null,null,null,null,null,null,null,null,null,null,null,null,null,null,null,null,null,null,null,null,null,null,262]
[263,null,null,null,null,null,null,null,null,null,null,null,null,null,null,null,null,null,null,null,null,null,null,null,null,null,null,null,null,null,null,null,null,null,null,null,null,null,null,263]
[264,null,null,null,null,null,null,null,null,null,null,null,null,null,null,null,null,null,null,null,null,null,null,null,null,null,null,null,null,null,null,null,null,null,null,null,null,null,null,264]
[265,null,null,null,null,null,null,null,null,null,null,null,null,null,null,null,null,null,null,null,null,null,null,null,null,null,null,null,null,null,null,null,null,null,null,null,null,null,null,265]
[266,null,null,null,null,null,null,null,null,null,null,null,null,null,null,null,null,null,null,null,null,null,null,null,null,null,null,null,null,null,null,null,null,null,null,null,null,null,null,266]
[267,null,null,null,null,null,null,null,null,null,null,null,null,null,null,null,null,null,null,null,null,null,null,null,null,null,null,null,null,null,null,null,null,null,null,null,null,null,null,267]
[268,null,null,null,null,null,null,null,null,null,null,null,null,null,null,null,null,null,null,null,null,null,null,null,null,null,null,null,null,null,null,null,null,null,null,null,null,null,null,268]
[269,null,null,null,null,null,null,null,null,null,null,null,null,null,null,null,null,null,null,null,null,null,null,null,null,null,null,null,null,null,null,null,null,null,null,null,null,null,null,269]
[270,null,null,null,null,null,null,null,null,null,null,null,null,null,null,null,null,null,null,null,null,null,null,null,null,null,null,null,null,null,null,null,null,null,null,null,null,null,null,270]
[271,null,null,null,null,null,null,null,null,null,null,null,null,null,null,null,null,null,null,null,null,null,null,null,null,null,null,null,null,null,null,null,null,null,null,null,null,null,null,271]
[272,null,null,null,null,null,null,null,null,null,null,null,null,null,null,null,null,null,null,null,null,null,null,null,null,null,null,null,null,null,null,null,null,null,null,null,null,null,null,272]
[273,null,null,null,null,null,null,null,null,null,null,null,null,null,null,null,null,null,null,null,null,null,null,null,null,null,null,null,null,null,null,null,null,null,null,null,null,null,null,273]
[274,null,null,null,null,null,null,null,null,null,null,null,null,null,null,null,null,null,null,null,null,null,null,null,null,null,null,null,null,null,null,null,null,null,null,null,null,null,null,274]
[275,null,null,null,null,null,null,null,null,null,null,null,null,null,null,null,null,null,null,null,null,null,null,null,null,null,null,null,null,null,null,null,null,null,null,null,null,null,null,275]
[276,null,null,null,null,null,null,null,null,null,null,null,null,null,null,null,null,null,null,null,null,null,null,null,null,null,null,null,null,null,null,null,null,null,null,null,null,null,null,276]
[277,null,null,null,null,null,null,null,null,null,null,null,null,null,null,null,null,null,null,null,null,null,null,null,null,null,null,null,null,null,null,null,null,null,null,null,null,null,null,277]
[278,null,null,null,null,null,null,null,null,null,null,null,null,null,null,null,null,null,null,null,null,null,null,null,null,null,null,null,null,null,null,null,null,null,null,null,null,null,null,278]
[279,null,null,null,null,null,null,null,null,null,null,null,null,null,null,null,null,null,null,null,null,null,null,null,null,null,null,null,null,null,null,null,null,null,null,null,null,null,null,279]
[280,null,null,null,null,null,null,null,null,null,null,null,null,null,null,null,null,null,null,null,null,null,null,null,null,null,null,null,null,null,null,null,null,null,null,null,null,null,null,280]
[281,null,null,null,null,null,null,null,null,null,null,null,null,null,null,null,null,null,null,null,null,null,null,null,null,null,null,null,null,null,null,null,null,null,null,null,null,null,null,281]
[282,null,null,null,null,null,null,null,null,null,null,null,null,null,null,null,null,null,null,null,null,null,null,null,null,null,null,null,null,null,null,null,null,null,null,null,null,null,null,282]
[283,null,null,null,null,null,null,null,null,null,null,null,null,null,null,null,null,null,null,null,null,null,null,null,null,null,null,null,null,null,null,null,null,null,null,null,null,null,null,283]
[284,null,null,null,null,null,null,null,null,null,null,null,null,null,null,null,null,null,null,null,null,null,null,null,null,null,null,null,null,null,null,null,null,null,null,null,null,null,null,284]
[285,null,null,null,null,null,null,null,null,null,null,null,null,null,null,null,null,null,null,null,null,null,null,null,null,null,null,null,null,null,null,null,null,null,null,null,null,null,null,285]
[286,null,null,null,null,null,null,null,null,null,null,null,null,null,null,null,null,null,null,null,null,null,null,null,null,null,null,null,null,null,null,null,null,null,null,null,null,null,null,286]
[287,null,null,null,null,null,null,null,null,null,null,null,null,null,null,null,null,null,null,null,null,null,null,null,null,null,null,null,null,null,null,null,null,null,null,null,null,null,null,287]
[288,null,null,null,null,null,null,null,null,null,null,null,null,null,null,null,null,null,null,null,null,null,null,null,null,null,null,null,null,null,null,null,null,null,null,null,null,null,null,288]
[289,null,null,null,null,null,null,null,null,null,null,null,null,null,null,null,null,null,null,null,null,null,null,null,null,null,null,null,null,null,null,null,null,null,null,null,null,null,null,289]
[290,null,null,null,null,null,null,null,null,null,null,null,null,null,null,null,null,null,null,null,null,null,null,null,null,null,null,null,null,null,null,null,null,null,null,null,null,null,null,290]
[291,null,null,null,null,null,null,null,null,null,null,null,null,null,null,null,null,null,null,null,null,null,null,null,null,null,null,null,null,null,null,null,null,null,null,null,null,null,null,291]
[292,null,null,null,null,null,null,null,null,null,null,null,null,null,null,null,null,null,null,null,null,null,null,null,null,null,null,null,null,null,null,null,null,null,null,null,null,null,null,292]
[293,null,null,null,null,null,null,null,null,null,null,null,null,null,null,null,null,null,null,null,null,null,null,null,null,null,null,null,null,null,null,null,null,null,null,null,null,null,null,293]
[294,null,null,null,null,null,null,null,null,null,null,null,null,null,null,null,null,null,null,null,null,null,null,null,null,null,null,null,null,null,null,null,null,null,null,null,null,null,null,294]
[295,null,null,null,null,null,null,null,null,null,null,null,null,null,null,null,null,null,null,null,null,null,null,null,null,null,null,null,null,null,null,null,null,null,null,null,null,null,null,295]
[296,null,null,null,null,null,null,null,null,null,null,null,null,null,null,null,null,null,null,null,null,null,null,null,null,null,null,null,null,null,null,null,null,null,null,null,null,null,null,296]
[297,null,null,null,null,null,null,null,null,null,null,null,null,null,null,null,null,null,null,null,null,null,null,null,null,null,null,null,null,null,null,null,null,null,null,null,null,null,null,297]
[298,null,null,null,null,null,null,null,null,null,null,null,null,null,null,null,null,null,null,null,null,null,null,null,null,null,null,null,null,null,null,null,null,null,null,null,null,null,null,298]
[299,null,null,null,null,null,null,null,null,null,null,null,null,null,null,null,null,null,null,null,null,null,null,null,null,null,null,null,null,null,null,null,null,null,null,null,null,null,null,299]
[300,null,null,null,null,null,null,null,null,null,null,null,null,null,null,null,null,null,null,null,null,null,null,null,null,null,null,null,null,null,null,null,null,null,null,null,null,null,null,300]
[301,null,null,null,null,null,null,null,null,null,null,null,null,null,null,null,null,null,null,null,null,null,null,null,null,null,null,null,null,null,null,null,null,null,null,null,null,null,null,301]
[302,null,null,null,null,null,null,null,null,null,null,null,null,null,null,null,null,null,null,null,null,null,null,null,null,null,null,null,null,null,null,null,null,null,null,null,null,null,null,302]
[303,null,null,null,null,null,null,null,null,null,null,null,null,null,null,null,null,null,null,null,null,null,null,null,null,null,null,null,null,null,null,null,null,null,null,null,null,null,null,303]
[304,null,null,null,null,null,null,null,null,null,null,null,null,null,null,null,null,null,null,null,null,null,null,null,null,null,null,null,null,null,null,null,null,null,null,null,null,null,null,304]
[305,null,null,null,null,null,null,null,null,null,null,null,null,null,null,null,null,null,null,null,null,null,null,null,null,null,null,null,null,null,null,null,null,null,null,null,null,null,null,305]
[306,null,null,null,null,null,null,null,null,null,null,null,null,null,null,null,null,null,null,null,null,null,null,null,null,null,null,null,null,null,null,null,null,null,null,null,null,null,null,306]
[307,null,null,null,null,null,null,null,null,null,null,null,null,null,null,null,null,null,null,null,null,null,null,null,null,null,null,null,null,null,null,null,null,null,null,null,null,null,null,307]
[308,null,null,null,null,null,null,null,null,null,null,null,null,null,null,null,null,null,null,null,null,null,null,null,null,null,null,null,null,null,null,null,null,null,null,null,null,null,null,308]
[309,null,null,null,null,null,null,null,null,null,null,null,null,null,null,null,null,null,null,null,null,null,null,null,null,null,null,null,null,null,null,null,null,null,null,null,null,null,null,309]
[310,null,null,null,null,null,null,null,null,null,null,null,null,null,null,null,null,null,null,null,null,null,null,null,null,null,null,null,null,null,null,null,null,null,null,null,null,null,null,310]
[311,null,null,null,null,null,null,null,null,null,null,null,null,null,null,null,null,null,null,null,null,null,null,null,null,null,null,null,null,null,null,null,null,null,null,null,null,null,null,311]
[312,null,null,null,null,null,null,null,null,null,null,null,null,null,null,null,null,null,null,null,null,null,null,null,null,null,null,null,null,null,null,null,null,null,null,null,null,null,null,312]
[313,null,null,null,null,null,null,null,null,null,null,null,null,null,null,null,null,null,null,null,null,null,null,null,null,null,null,null,null,null,null,null,null,null,null,null,null,null,null,313]
[314,null,null,null,null,null,null,null,null,null,null,null,null,null,null,null,null,null,null,null,null,null,null,null,null,null,null,null,null,null,null,null,null,null,null,null,null,null,null,314]
[315,null,null,null,null,null,null,null,null,null,null,null,null,null,null,null,null,null,null,null,null,null,null,null,null,null,null,null,null,null,null,null,null,null,null,null,null,null,null,315]
[316,null,null,null,null,null,null,null,null,null,null,null,null,null,null,null,null,null,null,null,null,null,null,null,null,null,null,null,null,null,null,null,null,null,null,null,null,null,null,316]
[317,null,null,null,null,null,null,null,null,null,null,null,null,null,null,null,null,null,null,null,null,null,null,null,null,null,null,null,null,null,null,null,null,null,null,null,null,null,null,317]
[318,null,null,null,null,null,null,null,null,null,null,null,null,null,null,null,null,null,null,null,null,null,null,null,null,null,null,null,null,null,null,null,null,null,null,null,null,null,null,318]
[319,null,null,null,null,null,null,null,null,null,null,null,null,null,null,null,null,null,null,null,null,null,null,null,null,null,null,null,null,null,null,null,null,null,null,null,null,null,null,319]
[320,null,null,null,null,null,null,null,null,null,null,null,null,null,null,null,null,null,null,null,null,null,null,null,null,null,null,null,null,null,null,null,null,null,null,null,null,null,null,320]
[{"$f":"A331+1","v":321},null,null,null,null,null,null,null,null,null,null,null,null,null,null,null,null,null,null,null,null,null,null,null,null,null,null,null,null,null,null,null,null,null,null,null,null,null,null,321]
[322,null,null,null,null,null,null,null,null,null,null,null,null,null,null,null,null,null,null,null,null,null,null,null,null,null,null,null,null,null,null,null,null,null,null,null,null,null,null,322]
[323,null,null,null,null,null,null,null,null,null,null,null,null,null,null,null,null,null,null,null,null,null,null,null,null,null,null,null,null,null,null,null,null,null,null,null,null,null,null,323]
[324,null,null,null,null,null,null,null,null,null,null,null,null,null,null,null,null,null,null,null,null,null,null,null,null,null,null,null,null,null,null,null,null,null,null,null,null,null,null,324]
[325,null,null,null,null,null,null,null,null,null,null,null,null,null,null,null,null,null,null,null,null,null,null,null,null,null,null,null,null,null,null,null,null,null,null,null,null,null,null,325]
[326,null,null,null,null,null,null,null,null,null,null,null,null,null,null,null,null,null,null,null,null,null,null,null,null,null,null,null,null,null,null,null,null,null,null,null,null,null,null,326]
[327,null,null,null,null,null,null,null,null,null,null,null,null,null,null,null,null,null,null,null,null,null,null,null,null,null,null,null,null,null,null,null,null,null,null,null,null,null,null,327]
[328,null,null,null,null,null,null,null,null,null,null,null,null,null,null,null,null,null,null,null,null,null,null,null,null,null,null,null,null,null,null,null,null,null,null,null,null,null,null,328]
[329,null,null,null,null,null,null,null,null,null,null,null,null,null,null,null,null,null,null,null,null,null,null,null,null,null,null,null,null,null,null,null,null,null,null,null,null,null,null,329]
[330,null,null,null,null,null,null,null,null,null,null,null,null,null,null,null,null,null,null,null,null,null,null,null,null,null,null,null,null,null,null,null,null,null,null,null,null,null,null,330]
[331,null,null,null,null,null,null,null,null,null,null,null,null,null,null,null,null,null,null,null,null,null,null,null,null,null,null,null,null,null,null,null,null,null,null,null,null,null,null,331]
[332,null,null,null,null,null,null,null,null,null,null,null,null,null,null,null,null,null,null,null,null,null,null,null,null,null,null,null,null,null,null,null,null,null,null,null,null,null,null,332]
[333,null,null,null,null,null,null,null,null,null,null,null,null,null,null,null,null,null,null,null,null,null,null,null,null,null,null,null,null,null,null,null,null,null,null,null,null,null,null,333]
[334,null,null,null,null,null,null,null,null,null,null,null,null,null,null,null,null,null,null,null,null,null,null,null,null,null,null,null,null,null,null,null,null,null,null,null,null,null,null,334]
[335,null,null,null,null,null,null,null,null,null,null,null,null,null,null,null,null,null,null,null,null,null,null,null,null,null,null,null,null,null,null,null,null,null,null,null,null,null,null,335]
[336,null,null,null,null,null,null,null,null,null,null,null,null,null,null,null,null,null,null,null,null,null,null,null,null,null,null,null,null,null,null,null,null,null,null,null,null,null,null,336]
[337,null,null,null,null,null,null,null,null,null,null,null,null,null,null,null,null,null,null,null,null,null,null,null,null,null,null,null,null,null,null,null,null,null,null,null,null,null,null,337]
[338,null,null,null,null,null,null,null,null,null,null,null,null,null,null,null,null,null,null,null,null,null,null,null,null,null,null,null,null,null,null,null,null,null,null,null,null,null,null,338]
[339,null,null,null,null,null,null,null,null,null,null,null,null,null,null,null,null,null,null,null,null,null,null,null,null,null,null,null,null,null,null,null,null,null,null,null,null,null,null,339]
[340,null,null,null,null,null,null,null,null,null,null,null,null,null,null,null,null,null,null,null,null,null,null,null,null,null,null,null,null,null,null,null,null,null,null,null,null,null,null,340]
[341,null,null,null,null,null,null,null,null,null,null,null,null,null,null,null,null,null,null,null,null,null,null,null,null,null,null,null,null,null,null,null,null,null,null,null,null,null,null,341]
[342,null,null,null,null,null,null,null,null,null,null,null,null,null,null,null,null,null,null,null,null,null,null,null,null,null,null,null,null,null,null,null,null,null,null,null,null,null,null,342]
[343,null,null,null,null,null,null,null,null,null,null,null,null,null,null,null,null,null,null,null,null,null,null,null,null,null,null,null,null,null,null,null,null,null,null,null,null,null,null,343]
[344,null,null,null,null,null,null,null,null,null,null,null,null,null,null,null,null,null,null,null,null,null,null,null,null,null,null,null,null,null,null,null,null,null,null,null,null,null,null,344]
[345,null,null,null,null,null,null,null,null,null,null,null,null,null,null,null,null,null,null,null,null,null,null,null,null,null,null,null,null,null,null,null,null,null,null,null,null,null,null,345]
[346,null,null,null,null,null,null,null,null,null,null,null,null,null,null,null,null,null,null,null,null,null,null,null,null,null,null,null,null,null,null,null,null,null,null,null,null,null,null,346]
[347,null,null,null,null,null,null,null,null,null,null,null,null,null,null,null,null,null,null,null,null,null,null,null,null,null,null,null,null,null,null,null,null,null,null,null,null,null,null,347]
[348,null,null,null,null,null,null,null,null,null,null,null,null,null,null,null,null,null,null,null,null,null,null,null,null,null,null,null,null,null,null,null,null,null,null,null,null,null,null,348]
[349,null,null,null,null,null,null,null,null,null,null,null,null,null,null,null,null,null,null,null,null,null,null,null,null,null,null,null,null,null,null,null,null,null,null,null,null,null,null,349]
[350,null,null,null,null,null,null,null,null,null,null,null,null,null,null,null,null,null,null,null,null,null,null,null,null,null,null,null,null,null,null,null,null,null,null,null,null,null,null,350]
[351,null,null,null,null,null,null,null,null,null,null,null,null,null,null,null,null,null,null,null,null,null,null,null,null,null,null,null,null,null,null,null,null,null,null,null,null,null,null,351]
[352,null,null,null,null,null,null,null,null,null,null,null,null,null,null,null,null,null,null,null,null,null,null,null,null,null,null,null,null,null,null,null,null,null,null,null,null,null,null,352]
[353,null,null,null,null,null,null,null,null,null,null,null,null,null,null,null,null,null,null,null,null,null,null,null,null,null,null,null,null,null,null,null,null,null,null,null,null,null,null,353]
[354,null,null,null,null,null,null,null,null,null,null,null,null,null,null,null,null,null,null,null,null,null,null,null,null,null,null,null,null,null,null,null,null,null,null,null,null,null,null,354]
[355,null,null,null,null,null,null,null,null,null,null,null,null,null,null,null,null,null,null,null,null,null,null,null,null,null,null,null,null,null,null,null,null,null,null,null,null,null,null,355]
[356,null,null,null,null,null,null,null,null,null,null,null,null,null,null,null,null,null,null,null,null,null,null,null,null,null,null,null,null,null,null,null,null,null,null,null,null,null,null,356]
[357,null,null,null,null,null,null,null,null,null,null,null,null,null,null,null,null,null,null,null,null,null,null,null,null,null,null,null,null,null,null,null,null,null,null,null,null,null,null,357]
[358,null,null,null,null,null,null,null,null,null,null,null,null,null,null,null,null,null,null,null,null,null,null,null,null,null,null,null,null,null,null,null,null,null,null,null,null,null,null,358]
[359,null,null,null,null,null,null,null,null,null,null,null,null,null,null,null,null,null,null,null,null,null,null,null,null,null,null,null,null,null,null,null,null,null,null,null,null,null,null,359]
[360,null,null,null,null,null,null,null,null,null,null,null,null,null,null,null,null,null,null,null,null,null,null,null,null,null,null,null,null,null,null,null,null,null,null,null,null,null,null,360]
[361,null,null,null,null,null,null,null,null,null,null,null,null,null,null,null,null,null,null,null,null,null,null,null,null,null,null,null,null,null,null,null,null,null,null,null,null,null,null,361]
[362,null,null,null,null,null,null,null,null,null,null,null,null,null,null,null,null,null,null,null,null,null,null,null,null,null,null,null,null,null,null,null,null,null,null,null,null,null,null,362]
[363,null,null,null,null,null,null,null,null,null,null,null,null,null,null,null,null,null,null,null,null,null,null,null,null,null,null,null,null,null,null,null,null,null,null,null,null,null,null,363]
[364,null,null,null,null,null,null,null,null,null,null,null,null,null,null,null,null,null,null,null,null,null,null,null,null,null,null,null,null,null,null,null,null,null,null,null,null,null,null,364]
[365,null,null,null,null,null,null,null,null,null,null,null,null,null,null,null,null,null,null,null,null,null,null,null,null,null,null,null,null,null,null,null,null,null,null,null,null,null,null,365]
[366,null,null,null,null,null,null,null,null,null,null,null,null,null,null,null,null,null,null,null,null,null,null,null,null,null,null,null,null,null,null,null,null,null,null,null,null,null,null,366]
[367,null,null,null,null,null,null,null,null,null,null,null,null,null,null,null,null,null,null,null,null,null,null,null,null,null,null,null,null,null,null,null,null,null,null,null,null,null,null,367]
[368,null,null,null,null,null,null,null,null,null,null,null,null,null,null,null,null,null,null,null,null,null,null,null,null,null,null,null,null,null,null,null,null,null,null,null,null,null,null,368]
[369,null,null,null,null,null,null,null,null,null,null,null,null,null,null,null,null,null,null,null,null,null,null,null,null,null,null,null,null,null,null,null,null,null,null,null,null,null,null,369]
[370,null,null,null,null,null,null,null,null,null,null,null,null,null,null,null,null,null,null,null,null,null,null,null,null,null,null,null,null,null,null,null,null,null,null,null,null,null,null,370]
[371,null,null,null,null,null,null,null,null,null,null,null,null,null,null,null,null,null,null,null,null,null,null,null,null,null,null,null,null,null,null,null,null,null,null,null,null,null,null,371]
[372,null,null,null,null,null,null,null,null,null,null,null,null,null,null,null,null,null,null,null,null,null,null,null,null,null,null,null,null,null,null,null,null,null,null,null,null,null,null,372]
[373,null,null,null,null,null,null,null,null,null,null,null,null,null,null,null,null,null,null,null,null,null,null,null,null,null,null,null,null,null,null,null,null,null,null,null,null,null,null,373]
[374,null,null,null,null,null,null,null,null,null,null,null,null,null,null,null,null,null,null,null,null,null,null,null,null,null,null,null,null,null,null,null,null,null,null,null,null,null,null,374]
[375,null,null,null,null,null,null,null,null,null,null,null,null,null,null,null,null,null,null,null,null,null,null,null,null,null,null,null,null,null,null,null,null,null,null,null,null,null,null,375]
[376,null,null,null,null,null,null,null,null,null,null,null,null,null,null,null,null,null,null,null,null,null,null,null,null,null,null,null,null,null,null,null,null,null,null,null,null,null,null,376]
[377,null,null,null,null,null,null,null,null,null,null,null,null,null,null,null,null,null,null,null,null,null,null,null,null,null,null,null,null,null,null,null,null,null,null,null,null,null,null,377]
[378,null,null,null,null,null,null,null,null,null,null,null,null,null,null,null,null,null,null,null,null,null,null,null,null,null,null,null,null,null,null,null,null,null,null,null,null,null,null,378]
[379,null,null,null,null,null,null,null,null,null,null,null,null,null,null,null,null,null,null,null,null,null,null,null,null,null,null,null,null,null,null,null,null,null,null,null,null,null,null,379]
[380,null,null,null,null,null,null,null,null,null,null,null,null,null,null,null,null,null,null,null,null,null,null,null,null,null,null,null,null,null,null,null,null,null,null,null,null,null,null,380]
[381,null,null,null,null,null,null,null,null,null,null,null,null,null,null,null,null,null,null,null,null,null,null,null,null,null,null,null,null,null,null,null,null,null,null,null,null,null,null,381]
[382,null,null,null,null,null,null,null,null,null,null,null,null,null,null,null,null,null,null,null,null,null,null,null,null,null,null,null,null,null,null,null,null,null,null,null,null,null,null,382]
[383,null,null,null,null,null,null,null,null,null,null,null,null,null,null,null,null,null,null,null,null,null,null,null,null,null,null,null,null,null,null,null,null,null,null,null,null,null,null,383]
[384,null,null,null,null,null,null,null,null,null,null,null,null,null,null,null,null,null,null,null,null,null,null,null,null,null,null,null,null,null,null,null,null,null,null,null,null,null,null,384]
[{"$f":"A395+1","v":385},null,null,null,null,null,null,null,null,null,null,null,null,null,null,null,null,null,null,null,null,null,null,null,null,null,null,null,null,null,null,null,null,null,null,null,null,null,null,385]
[386,null,null,null,null,null,null,null,null,null,null,null,null,null,null,null,null,null,null,null,null,null,null,null,null,null,null,null,null,null,null,null,null,null,null,null,null,null,null,386]
[387,null,null,null,null,null,null,null,null,null,null,null,null,null,null,null,null,null,null,null,null,null,null,null,null,null,null,null,null,null,null,null,null,null,null,null,null,null,null,387]
[388,null,null,null,null,null,null,null,null,null,null,null,null,null,null,null,null,null,null,null,null,null,null,null,null,null,null,null,null,null,null,null,null,null,null,null,null,null,null,388]
[389,null,null,null,null,null,null,null,null,null,null,null,null,null,null,null,null,null,null,null,null,null,null,null,null,null,null,null,null,null,null,null,null,null,null,null,null,null,null,389]
[390,null,null,null,null,null,null,null,null,null,null,null,null,null,null,null,null,null,null,null,null,null,null,null,null,null,null,null,null,null,null,null,null,null,null,null,null,null,null,390]
[391,null,null,null,null,null,null,null,null,null,null,null,null,null,null,null,null,null,null,null,null,null,null,null,null,null,null,null,null,null,null,null,null,null,null,null,null,null,null,391]
[392,null,null,null,null,null,null,null,null,null,null,null,null,null,null,null,null,null,null,null,null,null,null,null,null,null,null,null,null,null,null,null,null,null,null,null,null,null,null,392]
[393,null,null,null,null,null,null,null,null,null,null,null,null,null,null,null,null,null,null,null,null,null,null,null,null,null,null,null,null,null,null,null,null,null,null,null,null,null,null,393]
[394,null,null,null,null,null,null,null,null,null,null,null,null,null,null,null,null,null,null,null,null,null,null,null,null,null,null,null,null,null,null,null,null,null,null,null,null,null,null,394]
[395,null,null,null,null,null,null,null,null,null,null,null,null,null,null,null,null,null,null,null,null,null,null,null,null,null,null,null,null,null,null,null,null,null,null,null,null,null,null,395]
[396,null,null,null,null,null,null,null,null,null,null,null,null,null,null,null,null,null,null,null,null,null,null,null,null,null,null,null,null,null,null,null,null,null,null,null,null,null,null,396]
[397,null,null,null,null,null,null,null,null,null,null,null,null,null,null,null,null,null,null,null,null,null,null,null,null,null,null,null,null,null,null,null,null,null,null,null,null,null,null,397]
[398,null,null,null,null,null,null,null,null,null,null,null,null,null,null,null,null,null,null,null,null,null,null,null,null,null,null,null,null,null,null,null,null,null,null,null,null,null,null,398]
[399,null,null,null,null,null,null,null,null,null,null,null,null,null,null,null,null,null,null,null,null,null,null,null,null,null,null,null,null,null,null,null,null,null,null,null,null,null,null,399]
[400,null,null,null,null,null,null,null,null,null,null,null,null,null,null,null,null,null,null,null,null,null,null,null,null,null,null,null,null,null,null,null,null,null,null,null,null,null,null,400]
[401,null,null,null,null,null,null,null,null,null,null,null,null,null,null,null,null,null,null,null,null,null,null,null,null,null,null,null,null,null,null,null,null,null,null,null,null,null,null,401]
[402,null,null,null,null,null,null,null,null,null,null,null,null,null,null,null,null,null,null,null,null,null,null,null,null,null,null,null,null,null,null,null,null,null,null,null,null,null,null,402]
[403,null,null,null,null,null,null,null,null,null,null,null,null,null,null,null,null,null,null,null,null,null,null,null,null,null,null,null,null,null,null,null,null,null,null,null,null,null,null,403]
[404,null,null,null,null,null,null,null,null,null,null,null,null,null,null,null,null,null,null,null,null,null,null,null,null,null,null,null,null,null,null,null,null,null,null,null,null,null,null,404]
[405,null,null,null,null,null,null,null,null,null,null,null,null,null,null,null,null,null,null,null,null,null,null,null,null,null,null,null,null,null,null,null,null,null,null,null,null,null,null,405]
[406,null,null,null,null,null,null,null,null,null,null,null,null,null,null,null,null,null,null,null,null,null,null,null,null,null,null,null,null,null,null,null,null,null,null,null,null,null,null,406]
[407,null,null,null,null,null,null,null,null,null,null,null,null,null,null,null,null,null,null,null,null,null,null,null,null,null,null,null,null,null,null,null,null,null,null,null,null,null,null,407]
[408,null,null,null,null,null,null,null,null,null,null,null,null,null,null,null,null,null,null,null,null,null,null,null,null,null,null,null,null,null,null,null,null,null,null,null,null,null,null,408]
[409,null,null,null,null,null,null,null,null,null,null,null,null,null,null,null,null,null,null,null,null,null,null,null,null,null,null,null,null,null,null,null,null,null,null,null,null,null,null,409]
[410,null,null,null,null,null,null,null,null,null,null,null,null,null,null,null,null,null,null,null,null,null,null,null,null,null,null,null,null,null,null,null,null,null,null,null,null,null,null,410]
[411,null,null,null,null,null,null,null,null,null,null,null,null,null,null,null,null,null,null,null,null,null,null,null,null,null,null,null,null,null,null,null,null,null,null,null,null,null,null,411]
[412,null,null,null,null,null,null,null,null,null,null,null,null,null,null,null,null,null,null,null,null,null,null,null,null,null,null,null,null,null,null,null,null,null,null,null,null,null,null,412]
[413,null,null,null,null,null,null,null,null,null,null,null,null,null,null,null,null,null,null,null,null,null,null,null,null,null,null,null,null,null,null,null,null,null,null,null,null,null,null,413]
[414,null,null,null,null,null,null,null,null,null,null,null,null,null,null,null,null,null,null,null,null,null,null,null,null,null,null,null,null,null,null,null,null,null,null,null,null,null,null,414]
[415,null,null,null,null,null,null,null,null,null,null,null,null,null,null,null,null,null,null,null,null,null,null,null,null,null,null,null,null,null,null,null,null,null,null,null,null,null,null,415]
[416,null,null,null,null,null,null,null,null,null,null,null,null,null,null,null,null,null,null,null,null,null,null,null,null,null,null,null,null,null,null,null,null,null,null,null,null,null,null,416]
[417,null,null,null,null,null,null,null,null,null,null,null,null,null,null,null,null,null,null,null,null,null,null,null,null,null,null,null,null,null,null,null,null,null,null,null,null,null,null,417]
[418,null,null,null,null,null,null,null,null,null,null,null,null,null,null,null,null,null,null,null,null,null,null,null,null,null,null,null,null,null,null,null,null,null,null,null,null,null,null,418]
[419,null,null,null,null,null,null,null,null,null,null,null,null,null,null,null,null,null,null,null,null,null,null,null,null,null,null,null,null,null,null,null,null,null,null,null,null,null,null,419]
[420,null,null,null,null,null,null,null,null,null,null,null,null,null,null,null,null,null,null,null,null,null,null,null,null,null,null,null,null,null,null,null,null,null,null,null,null,null,null,420]
[421,null,null,null,null,null,null,null,null,null,null,null,null,null,null,null,null,null,null,null,null,null,null,null,null,null,null,null,null,null,null,null,null,null,null,null,null,null,null,421]
[422,null,null,null,null,null,null,null,null,null,null,null,null,null,null,null,null,null,null,null,null,null,null,null,null,null,null,null,null,null,null,null,null,null,null,null,null,null,null,422]
[423,null,null,null,null,null,null,null,null,null,null,null,null,null,null,null,null,null,null,null,null,null,null,null,null,null,null,null,null,null,null,null,null,null,null,null,null,null,null,423]
[424,null,null,null,null,null,null,null,null,null,null,null,null,null,null,null,null,null,null,null,null,null,null,null,null,null,null,null,null,null,null,null,null,null,null,null,null,null,null,424]
[425,null,null,null,null,null,null,null,null,null,null,null,null,null,null,null,null,null,null,null,null,null,null,null,null,null,null,null,null,null,null,null,null,null,null,null,null,null,null,425]
[426,null,null,null,null,null,null,null,null,null,null,null,null,null,null,null,null,null,null,null,null,null,null,null,null,null,null,null,null,null,null,null,null,null,null,null,null,null,null,426]
[427,null,null,null,null,null,null,null,null,null,null,null,null,null,null,null,null,null,null,null,null,null,null,null,null,null,null,null,null,null,null,null,null,null,null,null,null,null,null,427]
[428,null,null,null,null,null,null,null,null,null,null,null,null,null,null,null,null,null,null,null,null,null,null,null,null,null,null,null,null,null,null,null,null,null,null,null,null,null,null,428]
[429,null,null,null,null,null,null,null,null,null,null,null,null,null,null,null,null,null,null,null,null,null,null,null,null,null,null,null,null,null,null,null,null,null,null,null,null,null,null,429]
[430,null,null,null,null,null,null,null,null,null,null,null,null,null,null,null,null,null,null,null,null,null,null,null,null,null,null,null,null,null,null,null,null,null,null,null,null,null,null,430]
[431,null,null,null,null,null,null,null,null,null,null,null,null,null,null,null,null,null,null,null,null,null,null,null,null,null,null,null,null,null,null,null,null,null,null,null,null,null,null,431]
[432,null,null,null,null,null,null,null,null,null,null,null,null,null,null,null,null,null,null,null,null,null,null,null,null,null,null,null,null,null,null,null,null,null,null,null,null,null,null,432]
[433,null,null,null,null,null,null,null,null,null,null,null,null,null,null,null,null,null,null,null,null,null,null,null,null,null,null,null,null,null,null,null,null,null,null,null,null,null,null,433]
[434,null,null,null,null,null,null,null,null,null,null,null,null,null,null,null,null,null,null,null,null,null,null,null,null,null,null,null,null,null,null,null,null,null,null,null,null,null,null,434]
[435,null,null,null,null,null,null,null,null,null,null,null,null,null,null,null,null,null,null,null,null,null,null,null,null,null,null,null,null,null,null,null,null,null,null,null,null,null,null,435]
[436,null,null,null,null,null,null,null,null,null,null,null,null,null,null,null,null,null,null,null,null,null,null,null,null,null,null,null,null,null,null,null,null,null,null,null,null,null,null,436]
[437,null,null,null,null,null,null,null,null,null,null,null,null,null,null,null,null,null,null,null,null,null,null,null,null,null,null,null,null,null,null,null,null,null,null,null,null,null,null,437]
[438,null,null,null,null,null,null,null,null,null,null,null,null,null,null,null,null,null,null,null,null,null,null,null,null,null,null,null,null,null,null,null,null,null,null,null,null,null,null,438]
[439,null,null,null,null,null,null,null,null,null,null,null,null,null,null,null,null,null,null,null,null,null,null,null,null,null,null,null,null,null,null,null,null,null,null,null,null,null,null,439]
[440,null,null,null,null,null,null,null,null,null,null,null,null,null,null,null,null,null,null,null,null,null,null,null,null,null,null,null,null,null,null,null,null,null,null,null,null,null,null,440]
[441,null,null,null,null,null,null,null,null,null,null,null,null,null,null,null,null,null,null,null,null,null,null,null,null,null,null,null,null,null,null,null,null,null,null,null,null,null,null,441]
[442,null,null,null,null,null,null,null,null,null,null,null,null,null,null,null,null,null,null,null,null,null,null,null,null,null,null,null,null,null,null,null,null,null,null,null,null,null,null,442]
[443,null,null,null,null,null,null,null,null,null,null,null,null,null,null,null,null,null,null,null,null,null,null,null,null,null,null,null,null,null,null,null,null,null,null,null,null,null,null,443]
[444,null,null,null,null,null,null,null,null,null,null,null,null,null,null,null,null,null,null,null,null,null,null,null,null,null,null,null,null,null,null,null,null,null,null,null,null,null,null,444]
[445,null,null,null,null,null,null,null,null,null,null,null,null,null,null,null,null,null,null,null,null,null,null,null,null,null,null,null,null,null,null,null,null,null,null,null,null,null,null,445]
[446,null,null,null,null,null,null,null,null,null,null,null,null,null,null,null,null,null,null,null,null,null,null,null,null,null,null,null,null,null,null,null,null,null,null,null,null,null,null,446]
[447,null,null,null,null,null,null,null,null,null,null,null,null,null,null,null,null,null,null,null,null,null,null,null,null,null,null,null,null,null,null,null,null,null,null,null,null,null,null,447]
[448,null,null,null,null,null,null,null,null,null,null,null,null,null,null,null,null,null,null,null,null,null,null,null,null,null,null,null,null,null,null,null,null,null,null,null,null,null,null,448]
[{"$f":"A459+1","v":449},null,null,null,null,null,null,null,null,null,null,null,null,null,null,null,null,null,null,null,null,null,null,null,null,null,null,null,null,null,null,null,null,null,null,null,null,null,null,449]
[450,null,null,null,null,null,null,null,null,null,null,null,null,null,null,null,null,null,null,null,null,null,null,null,null,null,null,null,null,null,null,null,null,null,null,null,null,null,null,450]
[451,null,null,null,null,null,null,null,null,null,null,null,null,null,null,null,null,null,null,null,null,null,null,null,null,null,null,null,null,null,null,null,null,null,null,null,null,null,null,451]
[452,null,null,null,null,null,null,null,null,null,null,null,null,null,null,null,null,null,null,null,null,null,null,null,null,null,null,null,null,null,null,null,null,null,null,null,null,null,null,452]
[453,null,null,null,null,null,null,null,null,null,null,null,null,null,null,null,null,null,null,null,null,null,null,null,null,null,null,null,null,null,null,null,null,null,null,null,null,null,null,453]
[454,null,null,null,null,null,null,null,null,null,null,null,null,null,null,null,null,null,null,null,null,null,null,null,null,null,null,null,null,null,null,null,null,null,null,null,null,null,null,454]
[455,null,null,null,null,null,null,null,null,null,null,null,null,null,null,null,null,null,null,null,null,null,null,null,null,null,null,null,null,null,null,null,null,null,null,null,null,null,null,455]
[456,null,null,null,null,null,null,null,null,null,null,null,null,null,null,null,null,null,null,null,null,null,null,null,null,null,null,null,null,null,null,null,null,null,null,null,null,null,null,456]
[457,null,null,null,null,null,null,null,null,null,null,null,null,null,null,null,null,null,null,null,null,null,null,null,null,null,null,null,null,null,null,null,null,null,null,null,null,null,null,457]
[458,null,null,null,null,null,null,null,null,null,null,null,null,null,null,null,null,null,null,null,null,null,null,null,null,null,null,null,null,null,null,null,null,null,null,null,null,null,null,458]
[459,null,null,null,null,null,null,null,null,null,null,null,null,null,null,null,null,null,null,null,null,null,null,null,null,null,null,null,null,null,null,null,null,null,null,null,null,null,null,459]
[460,null,null,null,null,null,null,null,null,null,null,null,null,null,null,null,null,null,null,null,null,null,null,null,null,null,null,null,null,null,null,null,null,null,null,null,null,null,null,460]
[461,null,null,null,null,null,null,null,null,null,null,null,null,null,null,null,null,null,null,null,null,null,null,null,null,null,null,null,null,null,null,null,null,null,null,null,null,null,null,461]
[462,null,null,null,null,null,null,null,null,null,null,null,null,null,null,null,null,null,null,null,null,null,null,null,null,null,null,null,null,null,null,null,null,null,null,null,null,null,null,462]
[463,null,null,null,null,null,null,null,null,null,null,null,null,null,null,null,null,null,null,null,null,null,null,null,null,null,null,null,null,null,null,null,null,null,null,null,null,null,null,463]
[464,null,null,null,null,null,null,null,null,null,null,null,null,null,null,null,null,null,null,null,null,null,null,null,null,null,null,null,null,null,null,null,null,null,null,null,null,null,null,464]
[465,null,null,null,null,null,null,null,null,null,null,null,null,null,null,null,null,null,null,null,null,null,null,null,null,null,null,null,null,null,null,null,null,null,null,null,null,null,null,465]
[466,null,null,null,null,null,null,null,null,null,null,null,null,null,null,null,null,null,null,null,null,null,null,null,null,null,null,null,null,null,null,null,null,null,null,null,null,null,null,466]
[467,null,null,null,null,null,null,null,null,null,null,null,null,null,null,null,null,null,null,null,null,null,null,null,null,null,null,null,null,null,null,null,null,null,null,null,null,null,null,467]
[468,null,null,null,null,null,null,null,null,null,null,null,null,null,null,null,null,null,null,null,null,null,null,null,null,null,null,null,null,null,null,null,null,null,null,null,null,null,null,468]
[469,null,null,null,null,null,null,null,null,null,null,null,null,null,null,null,null,null,null,null,null,null,null,null,null,null,null,null,null,null,null,null,null,null,null,null,null,null,null,469]
[470,null,null,null,null,null,null,null,null,null,null,null,null,null,null,null,null,null,null,null,null,null,null,null,null,null,null,null,null,null,null,null,null,null,null,null,null,null,null,470]
[471,null,null,null,null,null,null,null,null,null,null,null,null,null,null,null,null,null,null,null,null,null,null,null,null,null,null,null,null,null,null,null,null,null,null,null,null,null,null,471]
[472,null,null,null,null,null,null,null,null,null,null,null,null,null,null,null,null,null,null,null,null,null,null,null,null,null,null,null,null,null,null,null,null,null,null,null,null,null,null,472]
[473,null,null,null,null,null,null,null,null,null,null,null,null,null,null,null,null,null,null,null,null,null,null,null,null,null,null,null,null,null,null,null,null,null,null,null,null,null,null,473]
[474,null,null,null,null,null,null,null,null,null,null,null,null,null,null,null,null,null,null,null,null,null,null,null,null,null,null,null,null,null,null,null,null,null,null,null,null,null,null,474]
[475,null,null,null,null,null,null,null,null,null,null,null,null,null,null,null,null,null,null,null,null,null,null,null,null,null,null,null,null,null,null,null,null,null,null,null,null,null,null,475]
[476,null,null,null,null,null,null,null,null,null,null,null,null,null,null,null,null,null,null,null,null,null,null,null,null,null,null,null,null,null,null,null,null,null,null,null,null,null,null,476]
[477,null,null,null,null,null,null,null,null,null,null,null,null,null,null,null,null,null,null,null,null,null,null,null,null,null,null,null,null,null,null,null,null,null,null,null,null,null,null,477]
[478,null,null,null,null,null,null,null,null,null,null,null,null,null,null,null,null,null,null,null,null,null,null,null,null,null,null,null,null,null,null,null,null,null,null,null,null,null,null,478]
[479,null,null,null,null,null,null,null,null,null,null,null,null,null,null,null,null,null,null,null,null,null,null,null,null,null,null,null,null,null,null,null,null,null,null,null,null,null,null,479]
[480,null,null,null,null,null,null,null,null,null,null,null,null,null,null,null,null,null,null,null,null,null,null,null,null,null,null,null,null,null,null,null,null,null,null,null,null,null,null,480]
[481,null,null,null,null,null,null,null,null,null,null,null,null,null,null,null,null,null,null,null,null,null,null,null,null,null,null,null,null,null,null,null,null,null,null,null,null,null,null,481]
[482,null,null,null,null,null,null,null,null,null,null,null,null,null,null,null,null,null,null,null,null,null,null,null,null,null,null,null,null,null,null,null,null,null,null,null,null,null,null,482]
[483,null,null,null,null,null,null,null,null,null,null,null,null,null,null,null,null,null,null,null,null,null,null,null,null,null,null,null,null,null,null,null,null,null,null,null,null,null,null,483]
[484,null,null,null,null,null,null,null,null,null,null,null,null,null,null,null,null,null,null,null,null,null,null,null,null,null,null,null,null,null,null,null,null,null,null,null,null,null,null,484]
[485,null,null,null,null,null,null,null,null,null,null,null,null,null,null,null,null,null,null,null,null,null,null,null,null,null,null,null,null,null,null,null,null,null,null,null,null,null,null,485]
[486,null,null,null,null,null,null,null,null,null,null,null,null,null,null,null,null,null,null,null,null,null,null,null,null,null,null,null,null,null,null,null,null,null,null,null,null,null,null,486]
[487,null,null,null,null,null,null,null,null,null,null,null,null,null,null,null,null,null,null,null,null,null,null,null,null,null,null,null,null,null,null,null,null,null,null,null,null,null,null,487]
[488,null,null,null,null,null,null,null,null,null,null,null,null,null,null,null,null,null,null,null,null,null,null,null,null,null,null,null,null,null,null,null,null,null,null,null,null,null,null,488]
[489,null,null,null,null,null,null,null,null,null,null,null,null,null,null,null,null,null,null,null,null,null,null,null,null,null,null,null,null,null,null,null,null,null,null,null,null,null,null,489]
[490,null,null,null,null,null,null,null,null,null,null,null,null,null,null,null,null,null,null,null,null,null,null,null,null,null,null,null,null,null,null,null,null,null,null,null,null,null,null,490]
[491,null,null,null,null,null,null,null,null,null,null,null,null,null,null,null,null,null,null,null,null,null,null,null,null,null,null,null,null,null,null,null,null,null,null,null,null,null,null,491]
[492,null,null,null,null,null,null,null,null,null,null,null,null,null,null,null,null,null,null,null,null,null,null,null,null,null,null,null,null,null,null,null,null,null,null,null,null,null,null,492]
[493,null,null,null,null,null,null,null,null,null,null,null,null,null,null,null,null,null,null,null,null,null,null,null,null,null,null,null,null,null,null,null,null,null,null,null,null,null,null,493]
[494,null,null,null,null,null,null,null,null,null,null,null,null,null,null,null,null,null,null,null,null,null,null,null,null,null,null,null,null,null,null,null,null,null,null,null,null,null,null,494]
[495,null,null,null,null,null,null,null,null,null,null,null,null,null,null,null,null,null,null,null,null,null,null,null,null,null,null,null,null,null,null,null,null,null,null,null,null,null,null,495]
[496,null,null,null,null,null,null,null,null,null,null,null,null,null,null,null,null,null,null,null,null,null,null,null,null,null,null,null,null,null,null,null,null,null,null,null,null,null,null,496]
[497,null,null,null,null,null,null,null,null,null,null,null,null,null,null,null,null,null,null,null,null,null,null,null,null,null,null,null,null,null,null,null,null,null,null,null,null,null,null,497]
[498,null,null,null,null,null,null,null,null,null,null,null,null,null,null,null,null,null,null,null,null,null,null,null,null,null,null,null,null,null,null,null,null,null,null,null,null,null,null,498]
[499,null,null,null,null,null,null,null,null,null,null,null,null,null,null,null,null,null,null,null,null,null,null,null,null,null,null,null,null,null,null,null,null,null,null,null,null,null,null,499]
[500,null,null,null,null,null,null,null,null,null,null,null,null,null,null,null,null,null,null,null,null,null,null,null,null,null,null,null,null,null,null,null,null,null,null,null,null,null,null,500]
[null,null,null,null,null,null,null,null,null,null,null,null,null,null,null,null,null,null,null,null,null,null,null,null,null,null,null,null,null,null,null,null,null,null,null,null,null,null,null,501]

{"sheet":"SDEInfo","index":2,"n_rows":114,"n_cols":25,"rows_kept":114,"cut":false,"hidden":false,"merged":[[0,12,0,13],[3,1,3,2],[4,7,4,14],[3,3,3,6],[52,5,52,11],[28,5,28,11],[30,5,30,11],[18,1,19,14],[50,1,50,3],[50,5,50,11],[0,0,0,8],[74,4,74,11],[96,4,96,11],[118,4,118,11],[140,4,140,11],[6,1,12,1],[28,1,28,3]]}
["Tel.  +49 (0)711 8201-180   Fax: -720                   ",null,null,null,null,null,null,null,null,null,null,null,null,null,null,null,null,null,null,"SD Typ",{"$f":"IF(Eingabe!$M$6=\"Deutsch\",Legende!$B140,IF(Eingabe!$M$6=\"English\",Legende!$C140,FALSE))","v":"Packung"},{"$f":"IF(Eingabe!$M$6=\"Deutsch\",Legende!$B141,IF(Eingabe!$M$6=\"English\",Legende!$C141,FALSE))","v":"Länge"}]
[null,{"$f":"IF(Eingabe!$M$6=\"Deutsch\",Legende!$B130,IF(Eingabe!$M$6=\"English\",Legende!$C130,FALSE))","v":"LTG Luftverteil-Systeme - Schalldämpfer SDE und SDF"},null,null,null,null,null,null,null,null,null,null,null,null,"LTG Aktiengesellschaft",null,null,null,null,"SDE-AO",25,null,{"$f":"IF(Eingabe!$M$6=\"Deutsch\",Legende!$B142,IF(Eingabe!$M$6=\"English\",Legende!$C142,FALSE))","v":"Nennweite"},250]
[null,null,null,null,null,null,null,null,null,null,null,null,null,null,null,{"$f":"IF(Eingabe!$M$6=\"Deutsch\",Legende!$B139,IF(Eingabe!$M$6=\"English\",Legende!$C139,FALSE))","v":"Teil"},"SD Typ",{"$f":"IF(Eingabe!$M$6=\"Deutsch\",Legende!$B140,IF(Eingabe!$M$6=\"English\",Legende!$C140,FALSE))","v":"Packung"},{"$f":"IF(Eingabe!$M$6=\"Deutsch\",Legende!$B141,IF(Eingabe!$M$6=\"English\",Legende!$C141,FALSE))","v":"Länge"},"SDE-SO",50,900,{"$f":"IF(Eingabe!$M$6=\"Deutsch\",Legende!$B143,IF(Eingabe!$M$6=\"English\",Legende!$C143,FALSE))","v":"Strömungsrauschen"},{"$f":"IF(ROUND(VLOOKUP(Size,C7:Y13,14,FALSE),0)<20,\"< 20\",ROUND(VLOOKUP(Size,C7:Y13,14,FALSE),0))","v":"< 20"}]
[null,{"$f":"IF(Eingabe!$M$6=\"Deutsch\",Legende!$B131,IF(Eingabe!$M$6=\"English\",Legende!$C131,FALSE))","v":"DRUCK-REGLER"},null,{"$f":"IF(Eingabe!$M$6=\"Deutsch\",Legende!$B134,IF(Eingabe!$M$6=\"English\",Legende!$C134,FALSE))","v":"SCHALLDÄMPFER"},{"$f":"IF(Eingabe!$M$6=\"Deutsch\",Legende!$B132,IF(Eingabe!$M$6=\"English\",Legende!$C132,FALSE))","v":"Typ"},{"$f":"IF(Eingabe!$M$6=\"Deutsch\",Legende!$B132,IF(Eingabe!$M$6=\"English\",Legende!$C132,FALSE))","v":"Typ"},{"$f":"IF(Eingabe!$M$6=\"Deutsch\",Legende!$B132,IF(Eingabe!$M$6=\"English\",Legende!$C132,FALSE))","v":"Typ"},null,null,null,null,null,null,null,null,{"$f":"MID(D7,5,2)","v":"SO"},"SDE-SO","50","900",null,100,1200,{"$f":"IF(Eingabe!$M$6=\"Deutsch\",Legende!$B18,IF(Eingabe!$M$6=\"English\",Legende!$C18,FALSE))","v":"Druckverlust"},{"$f":"IF(ROUND(VLOOKUP(Size,C7:Y13,23,FALSE),0)<5,\"< 5\",ROUND(VLOOKUP(Size,C7:Y13,23,FALSE),0))","v":"< 5"}]
[null,{"$f":"IF(Eingabe!$M$6=\"Deutsch\",Legende!$B132,IF(Eingabe!$M$6=\"English\",Legende!$C132,FALSE))","v":"Typ"},{"$f":"IF(Eingabe!$M$6=\"Deutsch\",Legende!$B133,IF(Eingabe!$M$6=\"English\",Legende!$C133,FALSE))","v":"Nennweite"},{"$f":"IF(Eingabe!$M$6=\"Deutsch\",Legende!$B132,IF(Eingabe!$M$6=\"English\",Legende!$C132,FALSE))","v":"Typ"},{"$f":"IF(Eingabe!$M$6=\"Deutsch\",Legende!$B136,IF(Eingabe!$M$6=\"English\",Legende!$C136,FALSE))","v":"Packung in [mm]"},{"$f":"IF(Eingabe!$M$6=\"Deutsch\",Legende!$B135,IF(Eingabe!$M$6=\"English\",Legende!$C135,FALSE))","v":"Außenmaße in [mm]"},{"$f":"IF(Eingabe!$M$6=\"Deutsch\",Legende!$B137,IF(Eingabe!$M$6=\"English\",Legende!$C137,FALSE))","v":"Länge L* in [mm]"},{"$f":"IF(Eingabe!$M$6=\"Deutsch\",Legende!$B138,IF(Eingabe!$M$6=\"English\",Legende!$C138,FALSE))","v":"EINFÜGUNGSDÄMPFUNG in [dB] für die Oktavmittenfrequenzen "},{"$f":"IF(Eingabe!$M$6=\"Deutsch\",Legende!$B133,IF(Eingabe!$M$6=\"English\",Legende!$C133,FALSE))","v":"Nennweite"},{"$f":"IF(Eingabe!$M$6=\"Deutsch\",Legende!$B133,IF(Eingabe!$M$6=\"English\",Legende!$C133,FALSE))","v":"Nennweite"},{"$f":"IF(Eingabe!$M$6=\"Deutsch\",Legende!$B133,IF(Eingabe!$M$6=\"English\",Legende!$C133,FALSE))","v":"Nennweite"},{"$f":"IF(Eingabe!$M$6=\"Deutsch\",Legende!$B135,IF(Eingabe!$M$6=\"English\",Legende!$C135,FALSE))","v":"Außenmaße in [mm]"},{"$f":"IF(Eingabe!$M$6=\"Deutsch\",Legende!$B133,IF(Eingabe!$M$6=\"English\",Legende!$C133,FALSE))","v":"Nennweite"},{"$f":"IF(Eingabe!$M$6=\"Deutsch\",Legende!$B133,IF(Eingabe!$M$6=\"English\",Legende!$C133,FALSE))","v":"Nennweite"},{"$f":"IF(Eingabe!$M$6=\"Deutsch\",Legende!$B133,IF(Eingabe!$M$6=\"English\",Legende!$C133,FALSE))","v":"Nennweite"},null,null,null,null,null,null,1000]
[null,null,null,null,null,null,null,63,125,250,500,1000,2000,4000,8000,"LWA",63,125,250,500,1000,2000,4000,8000,"dp"]
[null,"LTG Druckregler DRE / DREactive",100,{"$f":"SDTyp","v":"SDE-SO"},{"$f":"Packung","v":"50"},{"$f":"E7*2+C7","v":200},{"$f":"IF(D7=\"SDE-AO\",1000,Länge)","v":"900"},{"$f":"IF(AND(SDTyp=\"SDE-AO\",Packung=\"25\"),VLOOKUP($C7,$B$32:$M$48,4,FALSE),IF(AND(SDTyp=\"SDE-AO\",Packung=\"50\"),VLOOKUP($C7,$B$54:$M$70,4,FALSE),IF(AND(SDTyp=\"SDE-SO\",Packung=\"50\",Länge=\"900\"),VLOOKUP($C7,$B$76:$M$92,4,FALSE),IF(AND(SDTyp=\"SDE-SO\",Packung=\"50\",Länge=\"1200\"),VLOOKUP($C7,$B$98:$M$114,4,FALSE),IF(AND(SDTyp=\"SDE-SO\",Packung=\"100\",Länge=\"900\"),VLOOKUP($C7,$B$120:$M$136,4,FALSE),IF(AND(SDTyp=\"SDE-SO\",Packung=\"100\",Länge=\"1200\"),VLOOKUP($C7,$B$142:$M$158,4,FALSE),))))))","v":4},{"$f":"IF(AND(SDTyp=\"SDE-AO\",Packung=\"25\"),VLOOKUP($C7,$B$32:$M$48,5,FALSE),IF(AND(SDTyp=\"SDE-AO\",Packung=\"50\"),VLOOKUP($C7,$B$54:$M$70,5,FALSE),IF(AND(SDTyp=\"SDE-SO\",Packung=\"50\",Länge=\"900\"),VLOOKUP($C7,$B$76:$M$92,5,FALSE),IF(AND(SDTyp=\"SDE-SO\",Packung=\"50\",Länge=\"1200\"),VLOOKUP($C7,$B$98:$M$114,5,FALSE),IF(AND(SDTyp=\"SDE-SO\",Packung=\"100\",Länge=\"900\"),VLOOKUP($C7,$B$120:$M$136,5,FALSE),IF(AND(SDTyp=\"SDE-SO\",Packung=\"100\",Länge=\"1200\"),VLOOKUP($C7,$B$142:$M$158,5,FALSE),))))))","v":10},{"$f":"IF(AND(SDTyp=\"SDE-AO\",Packung=\"25\"),VLOOKUP($C7,$B$32:$M$48,6,FALSE),IF(AND(SDTyp=\"SDE-AO\",Packung=\"50\"),VLOOKUP($C7,$B$54:$M$70,6,FALSE),IF(AND(SDTyp=\"SDE-SO\",Packung=\"50\",Länge=\"900\"),VLOOKUP($C7,$B$76:$M$92,6,FALSE),IF(AND(SDTyp=\"SDE-SO\",Packung=\"50\",Länge=\"1200\"),VLOOKUP($C7,$B$98:$M$114,6,FALSE),IF(AND(SDTyp=\"SDE-SO\",Packung=\"100\",Länge=\"900\"),VLOOKUP($C7,$B$120:$M$136,6,FALSE),IF(AND(SDTyp=\"SDE-SO\",Packung=\"100\",Länge=\"1200\"),VLOOKUP($C7,$B$142:$M$158,6,FALSE),))))))","v":15},{"$f":"IF(AND(SDTyp=\"SDE-AO\",Packung=\"25\"),VLOOKUP($C7,$B$32:$M$48,7,FALSE),IF(AND(SDTyp=\"SDE-AO\",Packung=\"50\"),VLOOKUP($C7,$B$54:$M$70,7,FALSE),IF(AND(SDTyp=\"SDE-SO\",Packung=\"50\",Länge=\"900\"),VLOOKUP($C7,$B$76:$M$92,7,FALSE),IF(AND(SDTyp=\"SDE-SO\",Packung=\"50\",Länge=\"1200\"),VLOOKUP($C7,$B$98:$M$114,7,FALSE),IF(AND(SDTyp=\"SDE-SO\",Packung=\"100\",Länge=\"900\"),VLOOKUP($C7,$B$120:$M$136,7,FALSE),IF(AND(SDTyp=\"SDE-SO\",Packung=\"100\",Länge=\"1200\"),VLOOKUP($C7,$B$142:$M$158,7,FALSE),))))))","v":28},{"$f":"IF(AND(SDTyp=\"SDE-AO\",Packung=\"25\"),VLOOKUP($C7,$B$32:$M$48,8,FALSE),IF(AND(SDTyp=\"SDE-AO\",Packung=\"50\"),VLOOKUP($C7,$B$54:$M$70,8,FALSE),IF(AND(SDTyp=\"SDE-SO\",Packung=\"50\",Länge=\"900\"),VLOOKUP($C7,$B$76:$M$92,8,FALSE),IF(AND(SDTyp=\"SDE-SO\",Packung=\"50\",Länge=\"1200\"),VLOOKUP($C7,$B$98:$M$114,8,FALSE),IF(AND(SDTyp=\"SDE-SO\",Packung=\"100\",Länge=\"900\"),VLOOKUP($C7,$B$120:$M$136,8,FALSE),IF(AND(SDTyp=\"SDE-SO\",Packung=\"100\",Länge=\"1200\"),VLOOKUP($C7,$B$142:$M$158,8,FALSE),))))))","v":40},{"$f":"IF(AND(SDTyp=\"SDE-AO\",Packung=\"25\"),VLOOKUP($C7,$B$32:$M$48,9,FALSE),IF(AND(SDTyp=\"SDE-AO\",Packung=\"50\"),VLOOKUP($C7,$B$54:$M$70,9,FALSE),IF(AND(SDTyp=\"SDE-SO\",Packung=\"50\",Länge=\"900\"),VLOOKUP($C7,$B$76:$M$92,9,FALSE),IF(AND(SDTyp=\"SDE-SO\",Packung=\"50\",Länge=\"1200\"),VLOOKUP($C7,$B$98:$M$114,9,FALSE),IF(AND(SDTyp=\"SDE-SO\",Packung=\"100\",Länge=\"900\"),VLOOKUP($C7,$B$120:$M$136,9,FALSE),IF(AND(SDTyp=\"SDE-SO\",Packung=\"100\",Länge=\"1200\"),VLOOKUP($C7,$B$142:$M$158,9,FALSE),))))))","v":50},{"$f":"IF(AND(SDTyp=\"SDE-AO\",Packung=\"25\"),VLOOKUP($C7,$B$32:$M$48,10,FALSE),IF(AND(SDTyp=\"SDE-AO\",Packung=\"50\"),VLOOKUP($C7,$B$54:$M$70,10,FALSE),IF(AND(SDTyp=\"SDE-SO\",Packung=\"50\",Länge=\"900\"),VLOOKUP($C7,$B$76:$M$92,10,FALSE),IF(AND(SDTyp=\"SDE-SO\",Packung=\"50\",Länge=\"1200\"),VLOOKUP($C7,$B$98:$M$114,10,FALSE),IF(AND(SDTyp=\"SDE-SO\",Packung=\"100\",Länge=\"900\"),VLOOKUP($C7,$B$120:$M$136,10,FALSE),IF(AND(SDTyp=\"SDE-SO\",Packung=\"100\",Länge=\"1200\"),VLOOKUP($C7,$B$142:$M$158,10,FALSE),))))))","v":44},{"$f":"IF(AND(SDTyp=\"SDE-AO\",Packung=\"25\"),VLOOKUP($C7,$B$32:$M$48,11,FALSE),IF(AND(SDTyp=\"SDE-AO\",Packung=\"50\"),VLOOKUP($C7,$B$54:$M$70,11,FALSE),IF(AND(SDTyp=\"SDE-SO\",Packung=\"50\",Länge=\"900\"),VLOOKUP($C7,$B$76:$M$92,11,FALSE),IF(AND(SDTyp=\"SDE-SO\",Packung=\"50\",Länge=\"1200\"),VLOOKUP($C7,$B$98:$M$114,11,FALSE),IF(AND(SDTyp=\"SDE-SO\",Packung=\"100\",Länge=\"900\"),VLOOKUP($C7,$B$120:$M$136,11,FALSE),IF(AND(SDTyp=\"SDE-SO\",Packung=\"100\",Länge=\"1200\"),VLOOKUP($C7,$B$142:$M$158,11,FALSE),))))))","v":27},{"$f":"IF(ROUND(70*LOG('VRE-W'!F3)-25+10*LOG('VRE-W'!C3),2)<0,0,ROUND(70*LOG('VRE-W'!F3)-25+10*LOG('VRE-W'!C3),2))","v":63.38},{"$f":"IF($P7-21<0,0,$P7-21)","v":42.38},{"$f":"IF($P7-15<0,0,$P7-15)","v":48.38},{"$f":"IF($P7-10<0,0,$P7-10)","v":53.38},{"$f":"IF($P7-7<0,0,$P7-7)","v":56.38},{"$f":"IF($P7-5<0,0,$P7-5)","v":58.38},{"$f":"IF($P7-9<0,0,$P7-9)","v":54.38},{"$f":"IF($P7-14<0,0,$P7-14)","v":49.38},{"$f":"IF($P7-22<0,0,$P7-22)","v":41.38},{"$f":"ROUND(('VRE-W'!F3^2/10^2)*14.7*G7/1000,0)","v":179}]
[null,null,125,{"$f":"SDTyp","v":"SDE-SO"},{"$f":"Packung","v":"50"},{"$f":"E8*2+C8","v":225},{"$f":"IF(D8=\"SDE-AO\",1000,Länge)","v":"900"},4,9,14,27,42,50,35,24,{"$f":"IF(ROUND(70*LOG('VRE-W'!F4)-25+10*LOG('VRE-W'!C4),2)<0,0,ROUND(70*LOG('VRE-W'!F4)-25+10*LOG('VRE-W'!C4),2))","v":51.71},{"$f":"IF($P8-21<0,0,$P8-21)","v":30.71},{"$f":"IF($P8-15<0,0,$P8-15)","v":36.71},{"$f":"IF($P8-10<0,0,$P8-10)","v":41.71},{"$f":"IF($P8-7<0,0,$P8-7)","v":44.71},{"$f":"IF($P8-5<0,0,$P8-5)","v":46.71},{"$f":"IF($P8-9<0,0,$P8-9)","v":42.71},{"$f":"IF($P8-14<0,0,$P8-14)","v":37.71},{"$f":"IF($P8-22<0,0,$P8-22)","v":29.71},{"$f":"ROUND(('VRE-W'!F4^2/10^2)*11.1*G8/1000,0)","v":55}]
[null,null,160,"SDE-SO","50",260,"900",3,5,11,23,35,39,30,12,{"$f":"IF(ROUND(70*LOG('VRE-W'!F5)-25+10*LOG('VRE-W'!C5),2)<0,0,ROUND(70*LOG('VRE-W'!F5)-25+10*LOG('VRE-W'!C5),2))","v":38.57},17.57,23.57,28.57,31.57,33.57,29.57,24.57,16.57,{"$f":"ROUND(('VRE-W'!F5^2/10^2)*8.2*G9/1000,0)","v":15}]
[null,null,200,"SDE-SO","50",300,"900",1,5,10,19,32,31,16,11,{"$f":"IF(ROUND(70*LOG('VRE-W'!F6)-25+10*LOG('VRE-W'!C6),2)<0,0,ROUND(70*LOG('VRE-W'!F6)-25+10*LOG('VRE-W'!C6),2))","v":27},6,12,17,20,22,18,13,5,{"$f":"ROUND(('VRE-W'!F6^2/10^2)*6.2*G10/1000,0)","v":5}]
[null,null,250,"SDE-SO","50",350,"900",2,3,9,17,26,21,13,8,{"$f":"IF(ROUND(70*LOG('VRE-W'!F7)-25+10*LOG('VRE-W'!C7),2)<0,0,ROUND(70*LOG('VRE-W'!F7)-25+10*LOG('VRE-W'!C7),2))","v":15.26},0,0.25999999999999979,5.26,8.26,10.26,6.26,1.2599999999999998,0,{"$f":"ROUND(('VRE-W'!F7^2/10^2)*4.7*G11/1000,0)","v":1}]
[null,null,315,"SDE-SO","50",415,"900",1,2,6,15,21,15,8,7,{"$f":"IF(ROUND(70*LOG('VRE-W'!F8)-25+10*LOG('VRE-W'!C8),2)<0,0,ROUND(70*LOG('VRE-W'!F8)-25+10*LOG('VRE-W'!C8),2))","v":2.78},0,0,0,0,0,0,0,0,{"$f":"ROUND(('VRE-W'!F8^2/10^2)*3.5*G12/1000,0)","v":0}]
[null,null,400,"SDE-SO","50",500,"900",1,2,5,13,15,8,3,2,{"$f":"IF(ROUND(70*LOG('VRE-W'!F9)-25+10*LOG('VRE-W'!C9),2)<0,0,ROUND(70*LOG('VRE-W'!F9)-25+10*LOG('VRE-W'!C9),2))","v":0},0,0,0,0,0,0,0,0,{"$f":"ROUND(('VRE-W'!F9^2/10^2)*2.6*G13/1000,0)","v":0}]
[]
[null,{"$f":"IF(Eingabe!$M$6=\"Deutsch\",Legende!$B152,IF(Eingabe!$M$6=\"English\",Legende!$C152,FALSE))","v":"Legende"}]
[null,{"$f":"IF(Eingabe!$M$6=\"Deutsch\",Legende!$B144,IF(Eingabe!$M$6=\"English\",Legende!$C144,FALSE))","v":"* L = Länge ohne Einsteckenden"}]
[null,{"$f":"IF(Eingabe!$M$6=\"Deutsch\",Legende!$B145,IF(Eingabe!$M$6=\"English\",Legende!$C145,FALSE))","v":"SDE-SO = Rohrschalldämpfer starr, Stahl verzinkt (alternativ Edelstahl), erhältlich in Standardlänge 900 mm und 1200mm"}]
[null,{"$f":"IF(Eingabe!$M$6=\"Deutsch\",Legende!$B146,IF(Eingabe!$M$6=\"English\",Legende!$C146,FALSE))","v":"SDE-AO = Telefonieschalldämpfer flexibel, Aluminiummantel, erhältlich in Standardlänge 1000 mm"}]
[]
[]
[null,{"$f":"Eingabe!B37","v":"© LTG Aktiengesellschaft - 13-05-2020"}]
[null,{"$f":"IF(Eingabe!$M$6=\"Deutsch\",Legende!$B47,IF(Eingabe!$M$6=\"English\",Legende!$C47,FALSE))","v":"Angaben zu Toleranzen sowie weitere Spezifikationen sind der aktuellen Technischen Dokumentation  zu entnehmen. Diese finden Sie auf www.LTG.de."}]
[null,{"$f":"IF(Eingabe!$M$6=\"Deutsch\",Legende!$B48,IF(Eingabe!$M$6=\"English\",Legende!$C48,FALSE))","v":"Eine Fehlerfreiheit des Programms kann nicht zugesichert werden. Im Zweifel gelten die technischen Daten der aktuellen Technischen Dokumentation."}]
[null,{"$f":"IF(Eingabe!$M$6=\"Deutsch\",Legende!$B49,IF(Eingabe!$M$6=\"English\",Legende!$C49,FALSE))","v":"Aus Programmierfehlern entstandener Schaden geht nicht zu Lasten der LTG. Technische Änderungen im Rahmen der Weiterentwicklung vorbehalten."}]
[]
[]
[]
[]
[]
[]
[]
[]
[]
[]
[]
[]
[]
[]
[]
[]
[]
[]
[]
[]
[]
[]
[]
[]
[]
[null,"SDE-AO 50 mm - 1000 mm"]
[null,null,null,null,null,"Oktavband (Hz)"]
[null,"d1","D","L",63,125,250,500,1000,2000,4000,8000,"Gewicht"]
[null,"mm","mm","mm",null,"Einfügungsdämpfung (dB)",null,null,null,null,null,null,"kg"]
[null,80,180,1000,1,14,21,30,47,50,50,45,1.1000000000000001]
[null,100,200,1000,1,10,16,25,42,50,43,38,1.3]
[null,125,224,1000,1,7,13,22,39,42,25,22,1.7]
[null,140,240,1000,1,7,10,21,39,30,20,17]
[null,150,250,1000,1,5,10,21,39,30,20,17]
[null,160,250,1000,1,5,10,21,39,30,20,17,1.9]
[null,180,280,1000,1,5,8,16,32,22,15,13]
[null,200,300,1000,1,5,8,16,32,22,15,13,2.4]
[null,224,315,1250,1,4,8,16,32,15,11,13]
[null,250,355,1000,1,4,8,16,32,15,11,10,3]
[null,280,400,1250,1,4,6,12,25,11,10,8]
[null,300,400,1250,1,4,6,12,25,11,10,8]
[null,315,400,1000,1,4,6,12,25,11,10,8,3.4]
[null,355,450,1000,2,4,6,10,20,9,8,7,8]
[null,400,500,1000,1,4,6,10,20,9,8,7,4.3]
[]
[]
[]
[null,"SDE-SO 50 mm - 900 mm"]
[null,null,null,null,"Oktavband (Hz)"]
[null,"DN","D","L",63,125,250,500,1000,2000,4000,8000,"Gewicht"]
[null,null,"mm","mm","Einfügungsdämpfung (dB)",null,null,null,null,null,null,null,"kg"]
[null,80,{"$f":"+B76+100","v":180},900,null,null,null,null,null,null,null,null,5.2]
[null,100,{"$f":"+B77+100","v":200},900,4,10,15,28,40,50,44,27,6.6]
[null,125,225,900,4,9,14,27,42,50,35,24,7.6]
[null,140,240,900]
[null,150,250,900]
[null,160,260,900,3,5,11,23,35,39,30,12,9]
[null,180,280,900]
[null,200,300,900,1,5,10,19,32,31,16,11,10]
[null,224,324,900,null,null,null,null,null,null,null,null,12]
[null,250,350,900,2,3,9,17,26,21,13,8,12]
[null,280,380,900,null,null,null,null,null,null,null,null,15]
[null,300,400,900,null,null,null,null,null,null,null,null,15]
[null,315,415,900,1,2,6,15,21,15,8,7,15]
[null,355,455,900,null,null,null,null,null,null,null,null,22]
[null,400,500,900,1,2,5,13,15,8,3,2,22]
[]
[]
[]
[null,"SDE-SO 50 mm - 1200 mm"]
[null,null,null,null,"Oktavband (Hz)"]
[null,"DN","D","L",63,125,250,500,1000,2000,4000,8000,"Gewicht"]
[null,null,"mm","mm","Einfügungsdämpfung (dB)",null,null,null,null,null,null,null,"kg"]
[null,80,{"$f":"+B98+100","v":180},1200,4,13,27,50,50,50,50,43,7.2]
[null,100,{"$f":"+B99+100","v":200},1200,4,10,20,37,48,50,48,34,7.5]
[null,125,225,1200,4,11,17,36,46,50,46,31,9.1999999999999993]
[null,140,240,1200,null,null,null,null,null,null,null,null,10.5]
[null,150,250,1200,null,null,null,null,null,null,null,null,10.5]
[null,160,260,1200,4,6,15,30,44,50,38,14,10.5]
[null,180,280,1200,null,null,null,null,null,null,null,null,12]
[null,200,300,1200,2,6,12,22,42,41,20,13,12]
[null,224,324,1200]
[null,250,350,1200,2,4,12,21,34,27,17,10,15]
[null,280,380,1200]
[null,300,400,1200]
[null,315,415,1200,1,3,7,21,27,22,13,10,24]
[null,355,455,1200,null,null,null,null,null,null,null,null,32]
[null,400,500,1200,1,2,7,16,20,11,4,3]
[null,500,600,1200]
[null,630,730,1200]

{"sheet":"SDFInfo","index":3,"n_rows":50,"n_cols":16384,"rows_kept":50,"cut":false,"hidden":false,"merged":[[5,1,38,1],[44,1,45,16],[0,0,0,9],[0,13,0,14],[3,1,3,3],[3,4,3,6],[3,7,3,14]]}
["Tel.  +49 (0)711 8201-180   Fax: -720                   ",null,null,null,null,null,null,null,null,null,null,null,null,null,null,null,null,null,null,null,null,null,null,null,null,null,null,null,null,null,null,null,null,null,null,null,null,null,null,null,null,null,null,null,null,null,null,null,null,null,null,null,null,null,null,null,null,null,null,null,null,null,null,null,null,null,null,null,null,null,null,null,null,null,null,null,null,null,null,null,null,null,null,null,null,null,null,null,null,null,null,null,null,null,null,null,null,null,null,null,null,null,null,null,null,null,null,null,null,null,null,null,null,null,null,null,null,null,null,null,null,null,null,null,null,null,null,null,null,null,null,null,null,null,null,null,null,null,null,null,null,null,null,null,null,null,null,null,null,null,null,null,null,null,null,null,null,null,null,null,null,null,null,null,null,null,null,null,null,null,null,null,null,null,null,null,null,null,null,null,null,null,null,null,null,null,null,null,null,null,null,null,null,null,null,null,null,null,null,null,null,null,null,null,null,null,null,null,null,null,null,null,null,null,null,null,null,null,null,null,null,null,null,null,null,null,null,null,null,null,null,null,null,null,null,null,null,null,null,null,null,null,null,null,null,null,null,null,null,null,null,null,null,null,null,null,null,null,null,null,null,null,null,null,null,null,null,null,null,null,null,null,null,null,null,null,null,null,null,null,null,null,null,null,null,null,null,null,null,null,null,null,null,null,null,null,null,null,null,null,null,null,null,null,null,null,null,null,null,null,null,null,null,null,null,null,null,null,null,null,null,null,null,null,null,null,null,null,null,null,null,null,null,null,null,null,null,null,null,null,null,null,null,null,null,null,null,null,null,null,null,null,null,null,null,null,null,null,null,null,null,null,null,null,null,null,null,null,null,null,null,null,null,null,null,null,null,null,null,null,null,null,null,null,null,null,null,null,null,null,null,null,null,null,null,null,null,null,null,null,null,null,null,null,null,null,null,null,null,null,null,null,null,null,null,null,null,null,null,null,null,null,null,null,null,null,null,null,null,null,null,null,null,null,null,null,null,null,null,null,null,null,null,null,null,null,null,null,null,null,null,null,null,null,null,null,null,null,null,null,null,null,null,null,null,null,null,null,null,null,null,null,null,null,null,null,null,null,null,null,null,null,null,null,null,null,null,null,null,null,null,null,null,null,null,null,null,null,null,null,null,null,null,null,null,null,null,null,null,null,null,null,null,null,null,null,null,null,null,null,null,null,null,null,null,null,null,null,null,null,null,null,null,null,null,null,null,null,null,null,null,null,null,null,null,null,null,null,null,null,null,null,null,null,null,null,null,null,null,null,null,null,null,null,null,null,null,null,null,null,null,null,null,null,null,null,null,null,null,null,null,null,null,null,null,null,null,null,null,null,null,null,null,null,null,null,null,null,null,null,null,null,null,null,null,null,null,null,null,null,null,null,null,null,null,null,null,null,null,null,null,null,null,null,null,null,null,null,null,null,null,null,null,null,null,null,null,null,null,null,null,null,null,null,null,null,null,null,null,null,null,null,null,null,null,null,null,null,null,null,null,null,null,null,null,null,null,null,null,null,null,null,null,null,null,null,null,null,null,null,null,null,null,null,null,null,null,null,null,null,null,null,null,null,null,null,null,null,null,null,null,null,null,null,null,null,null,null,null,null,null,null,null,null,null,null,null,null,null,null,null,null,null,null,null,null,null,null,null,null,null,null,null,null,null,null,null,null,null,null,null,null,null,null,null,null,null,null,null,null,null,null,null,null,null,null,null,null,null,null,null,null,null,null,null,null,null,null,null,null,null,null,null,null,null,null,null,null,null,null,null,null,null,null,null,null,null,null,null,null,null,null,null,null,null,null,null,null,null,null,null,null,null,null,null,null,null,null,null,null,null,null,null,null,null,null,null,null,null,null,null,null,null,null,null,null,null,null,null,null,null,null,null,null,null,null,null,null,null,null,null,null,null,null,null,null,null,null,null,null,null,null,null,null,null,null,null,null,null,null,null,null,null,null,null,null,null,null,null,null,null,null,null,null,null,null,null,null,null,null,null,null,null,null,null,null,null,null,null,null,null,null,null,null,null,null,null,null,null,null,null,null,null,null,null,null,null,null,null,null,null,null,null,null,null,null,null,null,null,null,null,null,null,null,null,null,null,null,null,null,null,null,null,null,null,null,null,null,null,null,null,null,null,null,null,null,null,null,null,null,null,null,null,null,null,null,null,null,null,null,null,null,null,null,null,null,null,null,null,null,null,null,null,null,null,null,null,null,null,null,null,null,null,null,null,null,null,null,null,null,null,null,null,null,null,null,null,null,null,null,null,null,null,null,null,null,null,null,null,null,null,null,null,null,null,null,null,null,null,null,null,null,null,null,null,null,null,null,null,null,null,null,null,null,null,null,null,null,null,null,null,null,null,null,null,null,null,null,null,null,null,null,null,null,null,null,null,null,null,null,null,null,null,null,null,null,null,null,null,null,null,null,null,null,null,null,null,null,null,null,null,null,null,null,null,null,null,null,null,null,null,null,null,null,null,null,null,null,null,null,null,null,null,null,null,null,null,null,null,null,null,null,null,null,null,null,null,null,null,null,null,null,null,null,null,null,null,null,null,null,null,null,null,null,null,null,null,null,null,null,null,null,null,null,null,null,null,null,null,null,null,null,null,null,null,null,null,null,null,null,null,null,null,null,null,null,null,null,null,null,null,null,null,null,null,null,null,null,null,null,null,null,null,null,null,null,null,null,null,null,null,null,null,null,null,null,null,null,null,null,null,null,null,null,null,null,null,null,null,null,null,null,null,null,null,null,null,null,null,null,null,null,null,null,null,null,null,null,null,null,null,null,null,null,null,null,null,null,null,null,null,null,null,null,null,null,null,null,null,null,null,null,null,null,null,null,null,null,null,null,null,null,null,null,null,null,null,null,null,null,null,null,null,null,null,null,null,null,null,null,null,null,null,null,null,null,null,null,null,null,null,null,null,null,null,null,null,null,null,null,null,null,null,null,null,null,null,null,null,null,null,null,null,null,null,null,null,null,null,null,null,null,null,null,null,null,null,null,null,null,null,null,null,null,null,null,null,null,null,null,null,null,null,null,null,null,null,null,null,null,null,null,null,null,null,null,null,null,null,null,null,null,null,null,null,null,null,null,null,null,null,null,null,null,null,null,null,null,null,null,null,null,null,null,null,null,null,null,null,null,null,null,null,null,null,null,null,null,null,null,null,null,null,null,null,null,null,null,null,null,null,null,null,null,null,null,null,null,null,null,null,null,null,null,null,null,null,null,null,null,null,null,null,null,null,null,null,null,null,null,null,null,null,null,null,null,null,null,null,null,null,null,null,null,null,null,null,null,null,null,null,null,null,null,null,null,null,null,null,null,null,null,null,null,null,null,null,null,null,null,null,null,null,null,null,null,null,null,null,null,null,null,null,null,null,null,null,null,null,null,null,null,null,null,null,null,null,null,null,null,null,null,null,null,null,null,null,null,null,null,null,null,null,null,null,null,null,null,null,null,null,null,null,null,null,null,null,null,null,null,null,null,null,null,null,null,null,null,null,null,null,null,null,null,null,null,null,null,null,null,null,null,null,null,null,null,null,null,null,null,null,null,null,null,null,null,null,null,null,null,null,null,null,null,null,null,null,null,null,null,null,null,null,null,null,null,null,null,null,null,null,null,null,null,null,null,null,null,null,null,null,null,null,null,null,null,null,null,null,null,null,null,null,null,null,null,null,null,null,null,null,null,null,null,null,null,null,null,null,null,null,null,null,null,null,null,null,null,null,null,null,null,null,null,null,null,null,null,null,null,null,null,null,null,null,null,null,null,null,null,null,null,null,null,null,null,null,null,null,null,null,null,null,null,null,null,null,null,null,null,null,null,null,null,null,null,null,null,null,null,null,null,null,null,null,null,null,null,null,null,null,null,null,null,null,null,null,null,null,null,null,null,null,null,null,null,null,null,null,null,null,null,null,null,null,null,null,null,null,null,null,null,null,null,null,null,null,null,null,null,null,null,null,null,null,null,null,null,null,null,null,null,null,null,null,null,null,null,null,null,null,null,null,null,null,null,null,null,null,null,null,null,null,null,null,null,null,null,null,null,null,null,null,null,null,null,null,null,null,null,null,null,null,null,null,null,null,null,null,null,null,null,null,null,null,null,null,null,null,null,null,null,null,null,null,null,null,null,null,null,null,null,null,null,null,null,null,null,null,null,null,null,null,null,null,null,null,null,null,null,null,null,null,null,null,null,null,null,null,null,null,null,null,null,null,null,null,null,null,null,null,null,null,null,null,null,null,null,null,null,null,null,null,null,null,null,null,null,null,null,null,null,null,null,null,null,null,null,null,null,null,null,null,null,null,null,null,null,null,null,null,null,null,null,null,null,null,null,null,null,null,null,null,null,null,null,null,null,null,null,null,null,null,null,null,null,null,null,null,null,null,null,null,null,null,null,null,null,null,null,null,null,null,null,null,null,null,null,null,null,null,null,null,null,null,null,null,null,null,null,null,null,null,null,null,null,null,null,null,null,null,null,null,null,null,null,null,null,null,null,null,null,null,null,null,null,null,null,null,null,null,null,null,null,null,null,null,null,null,null,null,null,null,null,null,null,null,null,null,null,null,null,null,null,null,null,null,null,null,null,null,null,null,null,null,null,null,null,null,null,null,null,null,null,null,null,null,null,null,null,null,null,null,null,null,null,null,null,null,null,null,null,null,null,null,null,null,null,null,null,null,null,null,null,null,null,null,null,null,null,null,null,null,null,null,null,null,null,null,null,null,null,null,null,null,null,null,null,null,null,null,null,null,null,null,null,null,null,null,null,null,null,null,null,null,null,null,null,null,null,null,null,null,null,null,null,null,null,null,null,null,null,null,null,null,null,null,null,null,null,null,null,null,null,null,null,null,null,null,null,null,null,null,null,null,null,null,null,null,null,null,null,null,null,null,null,null,null,null,null,null,null,null,null,null,null,null,null,null,null,null,null,null,null,null,null,null,null,null,null,null,null,null,null,null,null,null,null,null,null,null,null,null,null,null,null,null,null,null,null,null,null,null,null,null,null,null,null,null,null,null,null,null,null,null,null,null,null,null,null,null,null,null,null,null,null,null,null,null,null,null,null,null,null,null,null,null,null,null,null,null,null,null,null,null,null,null,null,null,null,null,null,null,null,null,null,null,null,null,null,null,null,null,null,null,null,null,null,null,null,null,null,null,null,null,null,null,null,null,null,null,null,null,null,null,null,null,null,null,null,null,null,null,null,null,null,null,null,null,null,null,null,null,null,null,null,null,null,null,null,null,null,null,null,null,null,null,null,null,null,null,null,null,null,null,null,null,null,null,null,null,null,null,null,null,null,null,null,null,null,null,null,null,null,null,null,null,null,null,null,null,null,null,null,null,null,null,null,null,null,null,null,null,null,null,null,null,null,null,null,null,null,null,null,null,null,null,null,null,null,null,null,null,null,null,null,null,null,null,null,null,null,null,null,null,null,null,null,null,null,null,null,null,null,null,null,null,null,null,null,null,null,null,null,null,null,null,null,null,null,null,null,null,null,null,null,null,null,null,null,null,null,null,null,null,null,null,null,null,null,null,null,null,null,null,null,null,null,null,null,null,null,null,null,null,null,null,null,null,null,null,null,null,null,null,null,null,null,null,null,null,null,null,null,null,null,null,null,null,null,null,null,null,null,null,null,null,null,null,null,null,null,null,null,null,null,null,null,null,null,null,null,null,null,null,null,null,null,null,null,null,null,null,null,null,null,null,null,null,null,null,null,null,null,null,null,null,null,null,null,null,null,null,null,null,null,null,null,null,null,null,null,null,null,null,null,null,null,null,null,null,null,null,null,null,null,null,null,null,null,null,null,null,null,null,null,null,null,null,null,null,null,null,null,null,null,null,null,null,null,null,null,null,null,null,null,null,null,null,null,null,null,null,null,null,null,null,null,null,null,null,null,null,null,null,null,null,null,null,null,null,null,null,null,null,null,null,null,null,null,null,null,null,null,null,null,null,null,null,null,null,null,null,null,null,null,null,null,null,null,null,null,null,null,null,null,null,null,null,null,null,null,null,null,null,null,null,null,null,null,null,null,null,null,null,null,null,null,null,null,null,null,null,null,null,null,null,null,null,null,null,null,null,null,null,null,null,null,null,null,null,null,null,null,null,null,null,null,null,null,null,null,null,null,null,null,null,null,null,null,null,null,null,null,null,null,null,null,null,null,null,null,null,null,null,null,null,null,null,null,null,null,null,null,null,null,null,null,null,null,null,null,null,null,null,null,null,null,null,null,null,null,null,null,null,null,null,null,null,null,null,null,null,null,null,null,null,null,null,null,null,null,null,null,null,null,null,null,null,null,null,null,null,null,null,null,null,null,null,null,null,null,null,null,null,null,null,null,null,null,null,null,null,null,null,null,null,null,null,null,null,null,null,null,null,null,null,null,null,null,null,null,null,null,null,null,null,null,null,null,null,null,null,null,null,null,null,null,null,null,null,null,null,null,null,null,null,null,null,null,null,null,null,null,null,null,null,null,null,null,null,null,null,null,null,null,null,null,null,null,null,null,null,null,null,null,null,null,null,null,null,null,null,null,null,null,null,null,null,null,null,null,null,null,null,null,null,null,null,null,null,null,null,null,null,null,null,null,null,null,null,null,null,null,null,null,null,null,null,null,null,null,null,null,null,null,null,null,null,null,null,null,null,null,null,null,null,null,null,null,null,null,null,null,null,null,null,null,null,null,null,null,null,null,null,null,null,null,null,null,null,null,null,null,null,null,null,null,null,null,null,null,null,null,null,null,null,null,null,null,null,null,null,null,null,null,null,null,null,null,null,null,null,null,null,null,null,null,null,null,null,null,null,null,null,null,null,null,null,null,null,null,null,null,null,null,null,null,null,null,null,null,null,null,null,null,null,null,null,null,null,null,null,null,null,null,null,null,null,null,null,null,null,null,null,null,null,null,null,null,null,null,null,null,null,null,null,null,null,null,null,null,null,null,null,null,null,null,null,null,null,null,null,null,null,null,null,null,null,null,null,null,null,null,null,null,null,null,null,null,null,null,null,null,null,null,null,null,null,null,null,null,null,null,null,null,null,null,null,null,null,null,null,null,null,null,null,null,null,null,null,null,null,null,null,null,null,null,null,null,null,null,null,null,null,null,null,null,null,null,null,null,null,null,null,null,null,null,null,null,null,null,null,null,null,null,null,null,null,null,null,null,null,null,null,null,null,null,null,null,null,null,null,null,null,null,null,null,null,null,null,null,null,null,null,null,null,null,null,null,null,null,null,null,null,null,null,null,null,null,null,null,null,null,null,null,null,null,null,null,null,null,null,null,null,null,null,null,null,null,null,null,null,null,null,null,null,null,null,null,null,null,null,null,null,null,null,null,null,null,null,null,null,null,null,null,null,null,null,null,null,null,null,null,null,null,null,null,null,null,null,null,null,null,null,null,null,null,null,null,null,null,null,null,null,null,null,null,null,null,null,null,null,null,null,null,null,null,null,null,null,null,null,null,null,null,null,null,null,null,null,null,null,null,null,null,null,null,null,null,null,null,null,null,null,null,null,null,null,null,null,null,null,null,null,null,null,null,null,null,null,null,null,null,null,null,null,null,null,null,null,null,null,null,null,null,null,null,null,null,null,null,null,null,null,null,null,null,null,null,null,null,null,null,null,null,null,null,null,null,null,null,null,null,null,null,null,null,null,null,null,null,null,null,null,null,null,null,null,null,null,null,null,null,null,null,null,null,null,null,null,null,null,null,null,null,null,null,null,null,null,null,null,null,null,null,null,null,null,null,null,null,null,null,null,null,null,null,null,null,null,null,null,null,null,null,null,null,null,null,null,null,null,null,null,null,null,null,null,null,null,null,null,null,null,null,null,null,null,null,null,null,null,null,null,null,null,null,null,null,null,null,null,null,null,null,null,null,null,null,null,null,null,null,null,null,null,null,null,null,null,null,null,null,null,null,null,null,null,null,null,null,null,null,null,null,null,null,null,null,null,null,null,null,null,null,null,null,null,null,null,null,null,null,null,null,null,null,null,null,null,null,null,null,null,null,null,null,null,null,null,null,null,null,null,null,null,null,null,null,null,null,null,null,null,null,null,null,null,null,null,null,null,null,null,null,null,null,null,null,null,null,null,null,null,null,null,null,null,null,null,null,null,null,null,null,null,null,null,null,null,null,null,null,null,null,null,null,null,null,null,null,null,null,null,null,null,null,null,null,null,null,null,null,null,null,null,null,null,null,null,null,null,null,null,null,null,null,null,null,null,null,null,null,null,null,null,null,null,null,null,null,null,null,null,null,null,null,null,null,null,null,null,null,null,null,null,null,null,null,null,null,null,null,null,null,null,null,null,null,null,null,null,null,null,null,null,null,null,null,null,null,null,null,null,null,null,null,null,null,null,null,null,null,null,null,null,null,null,null,null,null,null,null,null,null,null,null,null,null,null,null,null,null,null,null,null,null,null,null,null,null,null,null,null,null,null,null,null,null,null,null,null,null,null,null,null,null,null,null,null,null,null,null,null,null,null,null,null,null,null,null,null,null,null,null,null,null,null,null,null,null,null,null,null,null,null,null,null,null,null,null,null,null,null,null,null,null,null,null,null,null,null,null,null,null,null,null,null,null,null,null,null,null,null,null,null,null,null,null,null,null,null,null,null,null,null,null,null,null,null,null,null,null,null,null,null,null,null,null,null,null,null,null,null,null,null,null,null,null,null,null,null,null,null,null,null,null,null,null,null,null,null,null,null,null,null,null,null,null,null,null,null,null,null,null,null,null,null,null,null,null,null,null,null,null,null,null,null,null,null,null,null,null,null,null,null,null,null,null,null,null,null,null,null,null,null,null,null,null,null,null,null,null,null,null,null,null,null,null,null,null,null,null,null,null,null,null,null,null,null,null,null,null,null,null,null,null,null,null,null,null,null,null,null,null,null,null,null,null,null,null,null,null,null,null,null,null,null,null,null,null,null,null,null,null,null,null,null,null,null,null,null,null,null,null,null,null,null,null,null,null,null,null,null,null,null,null,null,null,null,null,null,null,null,null,null,null,null,null,null,null,null,null,null,null,null,null,null,null,null,null,null,null,null,null,null,null,null,null,null,null,null,null,null,null,null,null,null,null,null,null,null,null,null,null,null,null,null,null,null,null,null,null,null,null,null,null,null,null,null,null,null,null,null,null,null,null,null,null,null,null,null,null,null,null,null,null,null,null,null,null,null,null,null,null,null,null,null,null,null,null,null,null,null,null,null,null,null,null,null,null,null,null,null,null,null,null,null,null,null,null,null,null,null,null,null,null,null,null,null,null,null,null,null,null,null,null,null,null,null,null,null,null,null,null,null,null,null,null,null,null,null,null,null,null,null,null,null,null,null,null,null,null,null,null,null,null,null,null,null,null,null,null,null,null,null,null,null,null,null,null,null,null,null,null,null,null,null,null,null,null,null,null,null,null,null,null,null,null,null,null,null,null,null,null,null,null,null,null,null,null,null,null,null,null,null,null,null,null,null,null,null,null,null,null,null,null,null,null,null,null,null,null,null,null,null,null,null,null,null,null,null,null,null,null,null,null,null,null,null,null,null,null,null,null,null,null,null,null,null,null,null,null,null,null,null,null,null,null,null,null,null,null,null,null,null,null,null,null,null,null,null,null,null,null,null,null,null,null,null,null,null,null,null,null,null,null,null,null,null,null,null,null,null,null,null,null,null,null,null,null,null,null,null,null,null,null,null,null,null,null,null,null,null,null,null,null,null,null,null,null,null,null,null,null,null,null,null,null,null,null,null,null,null,null,null,null,null,null,null,null,null,null,null,null,null,null,null,null,null,null,null,null,null,null,null,null,null,null,null,null,null,null,null,null,null,null,null,null,null,null,null,null,null,null,null,null,null,null,null,null,null,null,null,null,null,null,null,null,null,null,null,null,null,null,null,null,null,null,null,null,null,null,null,null,null,null,null,null,null,null,null,null,null,null,null,null,null,null,null,null,null,null,null,null,null,null,null,null,null,null,null,null,null,null,null,null,null,null,null,null,null,null,null,null,null,null,null,null,null,null,null,null,null,null,null,null,null,null,null,null,null,null,null,null,null,null,null,null,null,null,null,null,null,null,null,null,null,null,null,null,null,null,null,null,null,null,null,null,null,null,null,null,null,null,null,null,null,null,null,null,null,null,null,null,null,null,null,null,null,null,null,null,null,null,null,null,null,null,null,null,null,null,null,null,null,null,null,null,null,null,null,null,null,null,null,null,null,null,null,null,null,null,null,null,null,null,null,null,null,null,null,null,null,null,null,null,null,null,null,null,null,null,null,null,null,null,null,null,null,null,null,null,null,null,null,null,null,null,null,null,null,null,null,null,null,null,null,null,null,null,null,null,null,null,null,null,null,null,null,null,null,null,null,null,null,null,null,null,null,null,null,null,null,null,null,null,null,null,null,null,null,null,null,null,null,null,null,null,null,null,null,null,null,null,null,null,null,null,null,null,null,null,null,null,null,null,null,null,null,null,null,null,null,null,null,null,null,null,null,null,null,null,null,null,null,null,null,null,null,null,null,null,null,null,null,null,null,null,null,null,null,null,null,null,null,null,null,null,null,null,null,null,null,null,null,null,null,null,null,null,null,null,null,null,null,null,null,null,null,null,null,null,null,null,null,null,null,null,null,null,null,null,null,null,null,null,null,null,null,null,null,null,null,null,null,null,null,null,null,null,null,null,null,null,null,null,null,null,null,null,null,null,null,null,null,null,null,null,null,null,null,null,null,null,null,null,null,null,null,null,null,null,null,null,null,null,null,null,null,null,null,null,null,null,null,null,null,null,null,null,null,null,null,null,null,null,null,null,null,null,null,null,null,null,null,null,null,null,null,null,null,null,null,null,null,null,null,null,null,null,null,null,null,null,null,null,null,null,null,null,null,null,null,null,null,null,null,null,null,null,null,null,null,null,null,null,null,null,null,null,null,null,null,null,null,null,null,null,null,null,null,null,null,null,null,null,null,null,null,null,null,null,null,null,null,null,null,null,null,null,null,null,null,null,null,null,null,null,null,null,null,null,null,null,null,null,null,null,null,null,null,null,null,null,null,null,null,null,null,null,null,null,null,null,null,null,null,null,null,null,null,null,null,null,null,null,null,null,null,null,null,null,null,null,null,null,null,null,null,null,null,null,null,null,null,null,null,null,null,null,null,null,null,null,null,null,null,null,null,null,null,null,null,null,null,null,null,null,null,null,null,null,null,null,null,null,null,null,null,null,null,null,null,null,null,null,null,null,null,null,null,null,null,null,null,null,null,null,null,null,null,null,null,null,null,null,null,null,null,null,null,null,null,null,null,null,null,null,null,null,null,null,null,null,null,null,null,null,null,null,null,null,null,null,null,null,null,null,null,null,null,null,null,null,null,null,null,null,null,null,null,null,null,null,null,null,null,null,null,null,null,null,null,null,null,null,null,null,null,null,null,null,null,null,null,null,null,null,null,null,null,null,null,null,null,null,null,null,null,null,null,null,null,null,null,null,null,null,null,null,null,null,null,null,null,null,null,null,null,null,null,null,null,null,null,null,null,null,null,null,null,null,null,null,null,null,null,null,null,null,null,null,null,null,null,null,null,null,null,null,null,null,null,null,null,null,null,null,null,null,null,null,null,null,null,null,null,null,null,null,null,null,null,null,null,null,null,null,null,null,null,null,null,null,null,null,null,null,null,null,null,null,null,null,null,null,null,null,null,null,null,null,null,null,null,null,null,null,null,null,null,null,null,null,null,null,null,null,null,null,null,null,null,null,null,null,null,null,null,null,null,null,null,null,null,null,null,null,null,null,null,null,null,null,null,null,null,null,null,null,null,null,null,null,null,null,null,null,null,null,null,null,null,null,null,null,null,null,null,null,null,null,null,null,null,null,null,null,null,null,null,null,null,null,null,null,null,null,null,null,null,null,null,null,null,null,null,null,null,null,null,null,null,null,null,null,null,null,null,null,null,null,null,null,null,null,null,null,null,null,null,null,null,null,null,null,null,null,null,null,null,null,null,null,null,null,null,null,null,null,null,null,null,null,null,null,null,null,null,null,null,null,null,null,null,null,null,null,null,null,null,null,null,null,null,null,null,null,null,null,null,null,null,null,null,null,null,null,null,null,null,null,null,null,null,null,null,null,null,null,null,null,null,null,null,null,null,null,null,null,null,null,null,null,null,null,null,null,null,null,null,null,null,null,null,null,null,null,null,null,null,null,null,null,null,null,null,null,null,null,null,null,null,null,null,null,null,null,null,null,null,null,null,null,null,null,null,null,null,null,null,null,null,null,null,null,null,null,null,null,null,null,null,null,null,null,null,null,null,null,null,null,null,null,null,null,null,null,null,null,null,null,null,null,null,null,null,null,null,null,null,null,null,null,null,null,null,null,null,null,null,null,null,null,null,null,null,null,null,null,null,null,null,null,null,null,null,null,null,null,null,null,null,null,null,null,null,null,null,null,null,null,null,null,null,null,null,null,null,null,null,null,null,null,null,null,null,null,null,null,null,null,null,null,null,null,null,null,null,null,null,null,null,null,null,null,null,null,null,null,null,null,null,null,null,null,null,null,null,null,null,null,null,null,null,null,null,null,null,null,null,null,null,null,null,null,null,null,null,null,null,null,null,null,null,null,null,null,null,null,null,null,null,null,null,null,null,null,null,null,null,null,null,null,null,null,null,null,null,null,null,null,null,null,null,null,null,null,null,null,null,null,null,null,null,null,null,null,null,null,null,null,null,null,null,null,null,null,null,null,null,null,null,null,null,null,null,null,null,null,null,null,null,null,null,null,null,null,null,null,null,null,null,null,null,null,null,null,null,null,null,null,null,null,null,null,null,null,null,null,null,null,null,null,null,null,null,null,null,null,null,null,null,null,null,null,null,null,null,null,null,null,null,null,null,null,null,null,null,null,null,null,null,null,null,null,null,null,null,null,null,null,null,null,null,null,null,null,null,null,null,null,null,null,null,null,null,null,null,null,null,null,null,null,null,null,null,null,null,null,null,null,null,null,null,null,null,null,null,null,null,null,null,null,null,null,null,null,null,null,null,null,null,null,null,null,null,null,null,null,null,null,null,null,null,null,null,null,null,null,null,null,null,null,null,null,null,null,null,null,null,null,null,null,null,null,null,null,null,null,null,null,null,null,null,null,null,null,null,null,null,null,null,null,null,null,null,null,null,null,null,null,null,null,null,null,null,null,null,null,null,null,null,null,null,null,null,null,null,null,null,null,null,null,null,null,null,null,null,null,null,null,null,null,null,null,null,null,null,null,null,null,null,null,null,null,null,null,null,null,null,null,null,null,null,null,null,null,null,null,null,null,null,null,null,null,null,null,null,null,null,null,null,null,null,null,null,null,null,null,null,null,null,null,null,null,null,null,null,null,null,null,null,null,null,null,null,null,null,null,null,null,null,null,null,null,null,null,null,null,null,null,null,null,null,null,null,null,null,null,null,null,null,null,null,null,null,null,null,null,null,null,null,null,null,null,null,null,null,null,null,null,null,null,null,null,null,null,null,null,null,null,null,null,null,null,null,null,null,null,null,null,null,null,null,null,null,null,null,null,null,null,null,null,null,null,null,null,null,null,null,null,null,null,null,null,null,null,null,null,null,null,null,null,null,null,null,null,null,null,null,null,null,null,null,null,null,null,null,null,null,null,null,null,null,null,null,null,null,null,null,null,null,null,null,null,null,null,null,null,null,null,null,null,null,null,null,null,null,null,null,null,null,null,null,null,null,null,null,null,null,null,null,null,null,null,null,null,null,null,null,null,null,null,null,null,null,null,null,null,null,null,null,null,null,null,null,null,null,null,null,null,null,null,null,null,null,null,null,null,null,null,null,null,null,null,null,null,null,null,null,null,null,null,null,null,null,null,null,null,null,null,null,null,null,null,null,null,null,null,null,null,null,null,null,null,null,null,null,null,null,null,null,null,null,null,null,null,null,null,null,null,null,null,null,null,null,null,null,null,null,null,null,null,null,null,null,null,null,null,null,null,null,null,null,null,null,null,null,null,null,null,null,null,null,null,null,null,null,null,null,null,null,null,null,null,null,null,null,null,null,null,null,null,null,null,null,null,null,null,null,null,null,null,null,null,null,null,null,null,null,null,null,null,null,null,null,null,null,null,null,null,null,null,null,null,null,null,null,null,null,null,null,null,null,null,null,null,null,null,null,null,null,null,null,null,null,null,null,null,null,null,null,null,null,null,null,null,null,null,null,null,null,null,null,null,null,null,null,null,null,null,null,null,null,null,null,null,null,null,null,null,null,null,null,null,null,null,null,null,null,null,null,null,null,null,null,null,null,null,null,null,null,null,null,null,null,null,null,null,null,null,null,null,null,null,null,null,null,null,null,null,null,null,null,null,null,null,null,null,null,null,null,null,null,null,null,null,null,null,null,null,null,null,null,null,null,null,null,null,null,null,null,null,null,null,null,null,null,null,null,null,null,null,null,null,null,null,null,null,null,null,null,null,null,null,null,null,null,null,null,null,null,null,null,null,null,null,null,null,null,null,null,null,null,null,null,null,null,null,null,null,null,null,null,null,null,null,null,null,null,null,null,null,null,null,null,null,null,null,null,null,null,null,null,null,null,null,null,null,null,null,null,null,null,null,null,null,null,null,null,null,null,null,null,null,null,null,null,null,null,null,null,null,null,null,null,null,null,null,null,null,null,null,null,null,null,null,null,null,null,null,null,null,null,null,null,null,null,null,null,null,null,null,null,null,null,null,null,null,null,null,null,null,null,null,null,null,null,null,null,null,null,null,null,null,null,null,null,null,null,null,null,null,null,null,null,null,null,null,null,null,null,null,null,null,null,null,null,null,null,null,null,null,null,null,null,null,null,null,null,null,null,null,null,null,null,null,null,null,null,null,null,null,null,null,null,null,null,null,null,null,null,null,null,null,null,null,null,null,null,null,null,null,null,null,null,null,null,null,null,null,null,null,null,null,null,null,null,null,null,null,null,null,null,null,null,null,null,null,null,null,null,null,null,null,null,null,null,null,null,null,null,null,null,null,null,null,null,null,null,null,null,null,null,null,null,null,null,null,null,null,null,null,null,null,null,null,null,null,null,null,null,null,null,null,null,null,null,null,null,null,null,null,null,null,null,null,null,null,null,null,null,null,null,null,null,null,null,null,null,null,null,null,null,null,null,null,null,null,null,null,null,null,null,null,null,null,null,null,null,null,null,null,null,null,null,null,null,null,null,null,null,null,null,null,null,null,null,null,null,null,null,null,null,null,null,null,null,null,null,null,null,null,null,null,null,null,null,null,null,null,null,null,null,null,null,null,null,null,null,null,null,null,null,null,null,null,null,null,null,null,null,null,null,null,null,null,null,null,null,null,null,null,null,null,null,null,null,null,null,null,null,null,null,null,null,null,null,null,null,null,null,null,null,null,null,null,null,null,null,null,null,null,null,null,null,null,null,null,null,null,null,null,null,null,null,null,null,null,null,null,null,null,null,null,null,null,null,null,null,null,null,null,null,null,null,null,null,null,null,null,null,null,null,null,null,null,null,null,null,null,null,null,null,null,null,null,null,null,null,null,null,null,null,null,null,null,null,null,null,null,null,null,null,null,null,null,null,null,null,null,null,null,null,null,null,null,null,null,null,null,null,null,null,null,null,null,null,null,null,null,null,null,null,null,null,null,null,null,null,null,null,null,null,null,null,null,null,null,null,null,null,null,null,null,null,null,null,null,null,null,null,null,null,null,null,null,null,null,null,null,null,null,null,null,null,null,null,null,null,null,null,null,null,null,null,null,null,null,null,null,null,null,null,null,null,null,null,null,null,null,null,null,null,null,null,null,null,null,null,null,null,null,null,null,null,null,null,null,null,null,null,null,null,null,null,null,null,null,null,null,null,null,null,null,null,null,null,null,null,null,null,null,null,null,null,null,null,null,null,null,null,null,null,null,null,null,null,null,null,null,null,null,null,null,null,null,null,null,null,null,null,null,null,null,null,null,null,null,null,null,null,null,null,null,null,null,null,null,null,null,null,null,null,null,null,null,null,null,null,null,null,null,null,null,null,null,null,null,null,null,null,null,null,null,null,null,null,null,null,null,null,null,null,null,null,null,null,null,null,null,null,null,null,null,null,null,null,null,null,null,null,null,null,null,null,null,null,null,null,null,null,null,null,null,null,null,null,null,null,null,null,null,null,null,null,null,null,null,null,null,null,null,null,null,null,null,null,null,null,null,null,null,null,null,null,null,null,null,null,null,null,null,null,null,null,null,null,null,null,null,null,null,null,null,null,null,null,null,null,null,null,null,null,null,null,null,null,null,null,null,null,null,null,null,null,null,null,null,null,null,null,null,null,null,null,null,null,null,null,null,null,null,null,null,null,null,null,null,null,null,null,null,null,null,null,null,null,null,null,null,null,null,null,null,null,null,null,null,null,null,null,null,null,null,null,null,null,null,null,null,null,null,null,null,null,null,null,null,null,null,null,null,null,null,null,null,null,null,null,null,null,null,null,null,null,null,null,null,null,null,null,null,null,null,null,null,null,null,null,null,null,null,null,null,null,null,null,null,null,null,null,null,null,null,null,null,null,null,null,null,null,null,null,null,null,null,null,null,null,null,null,null,null,null,null,null,null,null,null,null,null,null,null,null,null,null,null,null,null,null,null,null,null,null,null,null,null,null,null,null,null,null,null,null,null,null,null,null,null,null,null,null,null,null,null,null,null,null,null,null,null,null,null,null,null,null,null,null,null,null,null,null,null,null,null,null,null,null,null,null,null,null,null,null,null,null,null,null,null,null,null,null,null,null,null,null,null,null,null,null,null,null,null,null,null,null,null,null,null,null,null,null,null,null,null,null,null,null,null,null,null,null,null,null,null,null,null,null,null,null,null,null,null,null,null,null,null,null,null,null,null,null,null,null,null,null,null,null,null,null,null,null,null,null,null,null,null,null,null,null,null,null,null,null,null,null,null,null,null,null,null,null,null,null,null,null,null,null,null,null,null,null,null,null,null,null,null,null,null,null,null,null,null,null,null,null,null,null,null,null,null,null,null,null,null,null,null,null,null,null,null,null,null,null,null,null,null,null,null,null,null,null,null,null,null,null,null,null,null,null,null,null,null,null,null,null,null,null,null,null,null,null,null,null,null,null,null,null,null,null,null,null,null,null,null,null,null,null,null,null,null,null,null,null,null,null,null,null,null,null,null,null,null,null,null,null,null,null,null,null,null,null,null,null,null,null,null,null,null,null,null,null,null,null,null,null,null,null,null,null,null,null,null,null,null,null,null,null,null,null,null,null,null,null,null,null,null,null,null,null,null,null,null,null,null,null,null,null,null,null,null,null,null,null,null,null,null,null,null,null,null,null,null,null,null,null,null,null,null,null,null,null,null,null,null,null,null,null,null,null,null,null,null,null,null,null,null,null,null,null,null,null,null,null,null,null,null,null,null,null,null,null,null,null,null,null,null,null,null,null,null,null,null,null,null,null,null,null,null,null,null,null,null,null,null,null,null,null,null,null,null,null,null,null,null,null,null,null,null,null,null,null,null,null,null,null,null,null,null,null,null,null,null,null,null,null,null,null,null,null,null,null,null,null,null,null,null,null,null,null,null,null,null,null,null,null,null,null,null,null,null,null,null,null,null,null,null,null,null,null,null,null,null,null,null,null,null,null,null,null,null,null,null,null,null,null,null,null,null,null,null,null,null,null,null,null,null,null,null,null,null,null,null,null,null,null,null,null,null,null,null,null,null,null,null,null,null,null,null,null,null,null,null,null,null,null,null,null,null,null,null,null,null,null,null,null,null,null,null,null,null,null,null,null,null,null,null,null,null,null,null,null,null,null,null,null,null,null,null,null,null,null,null,null,null,null,null,null,null,null,null,null,null,null,null,null,null,null,null,null,null,null,null,null,null,null,null,null,null,null,null,null,null,null,null,null,null,null,null,null,null,null,null,null,null,null,null,null,null,null,null,null,null,null,null,null,null,null,null,null,null,null,null,null,null,null,null,null,null,null,null,null,null,null,null,null,null,null,null,null,null,null,null,null,null,null,null,null,null,null,null,null,null,null,null,null,null,null,null,null,null,null,null,null,null,null,null,null,null,null,null,null,null,null,null,null,null,null,null,null,null,null,null,null,null,null,null,null,null,null,null,null,null,null,null,null,null,null,null,null,null,null,null,null,null,null,null,null,null,null,null,null,null,null,null,null,null,null,null,null,null,null,null,null,null,null,null,null,null,null,null,null,null,null,null,null,null,null,null,null,null,null,null,null,null,null,null,null,null,null,null,null,null,null,null,null,null,null,null,null,null,null,null,null,null,null,null,null,null,null,null,null,null,null,null,null,null,null,null,null,null,null,null,null,null,null,null,null,null,null,null,null,null,null,null,null,null,null,null,null,null,null,null,null,null,null,null,null,null,null,null,null,null,null,null,null,null,null,null,null,null,null,null,null,null,null,null,null,null,null,null,null,null,null,null,null,null,null,null,null,null,null,null,null,null,null,null,null,null,null,null,null,null,null,null,null,null,null,null,null,null,null,null,null,null,null,null,null,null,null,null,null,null,null,null,null,null,null,null,null,null,null,null,null,null,null,null,null,null,null,null,null,null,null,null,null,null,null,null,null,null,null,null,null,null,null,null,null,null,null,null,null,null,null,null,null,null,null,null,null,null,null,null,null,null,null,null,null,null,null,null,null,null,null,null,null,null,null,null,null,null,null,null,null,null,null,null,null,null,null,null,null,null,null,null,null,null,null,null,null,null,null,null,null,null,null,null,null,null,null,null,null,null,null,null,null,null,null,null,null,null,null,null,null,null,null,null,null,null,null,null,null,null,null,null,null,null,null,null,null,null,null,null,null,null,null,null,null,null,null,null,null,null,null,null,null,null,null,null,null,null,null,null,null,null,null,null,null,null,null,null,null,null,null,null,null,null,null,null,null,null,null,null,null,null,null,null,null,null,null,null,null,null,null,null,null,null,null,null,null,null,null,null,null,null,null,null,null,null,null,null,null,null,null,null,null,null,null,null,null,null,null,null,null,null,null,null,null,null,null,null,null,null,null,null,null,null,null,null,null,null,null,null,null,null,null,null,null,null,null,null,null,null,null,null,null,null,null,null,null,null,null,null,null,null,null,null,null,null,null,null,null,null,null,null,null,null,null,null,null,null,null,null,null,null,null,null,null,null,null,null,null,null,null,null,null,null,null,null,null,null,null,null,null,null,null,null,null,null,null,null,null,null,null,null,null,null,null,null,null,null,null,null,null,null,null,null,null,null,null,null,null,null,null,null,null,null,null,null,null,null,null,null,null,null,null,null,null,null,null,null,null,null,null,null,null,null,null,null,null,null,null,null,null,null,null,null,null,null,null,null,null,null,null,null,null,null,null,null,null,null,null,null,null,null,null,null,null,null,null,null,null,null,null,null,null,null,null,null,null,null,null,null,null,null,null,null,null,null,null,null,null,null,null,null,null,null,null,null,null,null,null,null,null,null,null,null,null,null,null,null,null,null,null,null,null,null,null,null,null,null,null,null,null,null,null,null,null,null,null,null,null,null,null,null,null,null,null,null,null,null,null,null,null,null,null,null,null,null,null,null,null,null,null,null,null,null,null,null,null,null,null,null,null,null,null,null,null,null,null,null,null,null,null,null,null,null,null,null,null,null,null,null,null,null,null,null,null,null,null,null,null,null,null,null,null,null,null,null,null,null,null,null,null,null,null,null,null,null,null,null,null,null,null,null,null,null,null,null,null,null,null,null,null,null,null,null,null,null,null,null,null,null,null,null,null,null,null,null,null,null,null,null,null,null,null,null,null,null,null,null,null,null,null,null,null,null,null,null,null,null,null,null,null,null,null,null,null,null,null,null,null,null,null,null,null,null,null,null,null,null,null,null,null,null,null,null,null,null,null,null,null,null,null,null,null,null,null,null,null,null,null,null,null,null,null,null,null,null,null,null,null,null,null,null,null,null,null,null,null,null,null,null,null,null,null,null,null,null,null,null,null,null,null,null,null,null,null,null,null,null,null,null,null,null,null,null,null,null,null,null,null,null,null,null,null,null,null,null,null,null,null,null,null,null,null,null,null,null,null,null,null,null,null,null,null,null,null,null,null,null,null,null,null,null,null,null,null,null,null,null,null,null,null,null,null,null,null,null,null,null,null,null,null,null,null,null,null,null,null,null,null,null,null,null,null,null,null,null,null,null,null,null,null,null,null,null,null,null,null,null,null,null,null,null,null,null,null,null,null,null,null,null,null,null,null,null,null,null,null,null,null,null,null,null,null,null,null,null,null,null,null,null,null,null,null,null,null,null,null,null,null,null,null,null,null,null,null,null,null,null,null,null,null,null,null,null,null,null,null,null,null,null,null,null,null,null,null,null,null,null,null,null,null,null,null,null,null,null,null,null,null,null,null,null,null,null,null,null,null,null,null,null,null,null,null,null,null,null,null,null,null,null,null,null,null,null,null,null,null,null,null,null,null,null,null,null,null,null,null,null,null,null,null,null,null,null,null,null,null,null,null,null,null,null,null,null,null,null,null,null,null,null,null,null,null,null,null,null,null,null,null,null,null,null,null,null,null,null,null,null,null,null,null,null,null,null,null,null,null,null,null,null,null,null,null,null,null,null,null,null,null,null,null,null,null,null,null,null,null,null,null,null,null,null,null,null,null,null,null,null,null,null,null,null,null,null,null,null,null,null,null,null,null,null,null,null,null,null,null,null,null,null,null,null,null,null,null,null,null,null,null,null,null,null,null,null,null,null,null,null,null,null,null,null,null,null,null,null,null,null,null,null,null,null,null,null,null,null,null,null,null,null,null,null,null,null,null,null,null,null,null,null,null,null,null,null,null,null,null,null,null,null,null,null,null,null,null,null,null,null,null,null,null,null,null,null,null,null,null,null,null,null,null,null,null,null,null,null,null,null,null,null,null,null,null,null,null,null,null,null,null,null,null,null,null,null,null,null,null,null,null,null,null,null,null,null,null,null,null,null,null,null,null,null,null,null,null,null,null,null,null,null,null,null,null,null,null,null,null,null,null,null,null,null,null,null,null,null,null,null,null,null,null,null,null,null,null,null,null,null,null,null,null,null,null,null,null,null,null,null,null,null,null,null,null,null,null,null,null,null,null,null,null,null,null,null,null,null,null,null,null,null,null,null,null,null,null,null,null,null,null,null,null,null,null,null,null,null,null,null,null,null,null,null,null,null,null,null,null,null,null,null,null,null,null,null,null,null,null,null,null,null,null,null,null,null,null,null,null,null,null,null,null,null,null,null,null,null,null,null,null,null,null,null,null,null,null,null,null,null,null,null,null,null,null,null,null,null,null,null,null,null,null,null,null,null,null,null,null,null,null,null,null,null,null,null,null,null,null,null,null,null,null,null,null,null,null,null,null,null,null,null,null,null,null,null,null,null,null,null,null,null,null,null,null,null,null,null,null,null,null,null,null,null,null,null,null,null,null,null,null,null,null,null,null,null,null,null,null,null,null,null,null,null,null,null,null,null,null,null,null,null,null,null,null,null,null,null,null,null,null,null,null,null,null,null,null,null,null,null,null,null,null,null,null,null,null,null,null,null,null,null,null,null,null,null,null,null,null,null,null,null,null,null,null,null,null,null,null,null,null,null,null,null,null,null,null,null,null,null,null,null,null,null,null,null,null,null,null,null,null,null,null,null,null,null,null,null,null,null,null,null,null,null,null,null,null,null,null,null,null,null,null,null,null,null,null,null,null,null,null,null,null,null,null,null,null,null,null,null,null,null,null,null,null,null,null,null,null,null,null,null,null,null,null,null,null,null,null,null,null,null,null,null,null,null,null,null,null,null,null,null,null,null,null,null,null,null,null,null,null,null,null,null,null,null,null,null,null,null,null,null,null,null,null,null,null,null,null,null,null,null,null,null,null,null,null,null,null,null,null,null,null,null,null,null,null,null,null,null,null,null,null,null,null,null,null,null,null,null,null,null,null,null,null,null,null,null,null,null,null,null,null,null,null,null,null,null,null,null,null,null,null,null,null,null,null,null,null,null,null,null,null,null,null,null,null,null,null,null,null,null,null,null,null,null,null,null,null,null,null,null,null,null,null,null,null,null,null,null,null,null,null,null,null,null,null,null,null,null,null,null,null,null,null,null,null,null,null,null,null,null,null,null,null,null,null,null,null,null,null,null,null,null,null,null,null,null,null,null,null,null,null,null,null,null,null,null,null,null,null,null,null,null,null,null,null,null,null,null,null,null,null,null,null,null,null,null,null,null,null,null,null,null,null,null,null,null,null,null,null,null,null,null,null,null,null,null,null,null,null,null,null,null,null,null,null,null,null,null,null,null,null,null,null,null,null,null,null,null,null,null,null,null,null,null,null,null,null,null,null,null,null,null,null,null,null,null,null,null,null,null,null,null,null,null,null,null,null,null,null,null,null,null,null,null,null,null,null,null,null,null,null,null,null,null,null,null,null,null,null,null,null,null,null,null,null,null,null,null,null,null,null,null,null,null,null,null,null,null,null,null,null,null,null,null,null,null,null,null,null,null,null,null,null,null,null,null,null,null,null,null,null,null,null,null,null,null,null,null,null,null,null,null,null,null,null,null,null,null,null,null,null,null,null,null,null,null,null,null,null,null,null,null,null,null,null,null,null,null,null,null,null,null,null,null,null,null,null,null,null,null,null,null,null,null,null,null,null,null,null,null,null,null,null,null,null,null,null,null,null,null,null,null,null,null,null,null,null,null,null,null,null,null,null,null,null,null,null,null,null,null,null,null,null,null,null,null,null,null,null,null,null,null,null,null,null,null,null,null,null,null,null,null,null,null,null,null,null,null,null,null,null,null,null,null,null,null,null,null,null,null,null,null,null,null,null,null,null,null,null,null,null,null,null,null,null,null,null,null,null,null,null,null,null,null,null,null,null,null,null,null,null,null,null,null,null,null,null,null,null,null,null,null,null,null,null,null,null,null,null,null,null,null,null,null,null,null,null,null,null,null,null,null,null,null,null,null,null,null,null,null,null,null,null,null,null,null,null,null,null,null,null,null,null,null,null,null,null,null,null,null,null,null,null,null,null,null,null,null,null,null,null,null,null,null,null,null,null,null,null,null,null,null,null,null,null,null,null,null,null,null,null,null,null,null,null,null,null,null,null,null,null,null,null,null,null,null,null,null,null,null,null,null,null,null,null,null,null,null,null,null,null,null,null,null,null,null,null,null,null,null,null,null,null,null,null,null,null,null,null,null,null,null,null,null,null,null,null,null,null,null,null,null,null,null,null,null,null,null,null,null,null,null,null,null,null,null,null,null,null,null,null,null,null,null,null,null,null,null,null,null,null,null,null,null,null,null,null,null,null,null,null,null,null,null,null,null,null,null,null,null,null,null,null,null,null,null,null,null,null,null,null,null,null,null,null,null,null,null,null,null,null,null,null,null,null,null,null,null,null,null,null,null,null,null,null,null,null,null,null,null,null,null,null,null,null,null,null,null,null,null,null,null,null,null,null,null,null,null,null,null,null,null,null,null,null,null,null,null,null,null,null,null,null,null,null,null,null,null,null,null,null,null,null,null,null,null,null,null,null,null,null,null,null,null,null,null,null,null,null,null,null,null,null,null,null,null,null,null,null,null,null,null,null,null,null,null,null,null,null,null,null,null,null,null,null,null,null,null,null,null,null,null,null,null,null,null,null,null,null,null,null,null,null,null,null,null,null,null,null,null,null,null,null,null,null,null,null,null,null,null,null,null,null,null,null,null,null,null,null,null,null,null,null,null,null,null,null,null,null,null,null,null,null,null,null,null,null,null,null,null,null,null,null,null,null,null,null,null,null,null,null,null,null,null,null,null,null,null,null,null,null,null,null,null,null,null,null,null,null,null,null,null,null,null,null,null,null,null,null,null,null,null,null,null,null,null,null,null,null,null,null,null,null,null,null,null,null,null,null,null,null,null,null,null,null,null,null,null,null,null,null,null,null,null,null,null,null,null,null,null,null,null,null,null,null,null,null,null,null,null,null,null,null,null,null,null,null,null,null,null,null,null,null,null,null,null,null,null,null,null,null,null,null,null,null,null,null,null,null,null,null,null,null,null,null,null,null,null,null,null,null,null,null,null,null,null,null,null,null,null,null,null,null,null,null,null,null,null,null,null,null,null,null,null,null,null,null,null,null,null,null,null,null,null,null,null,null,null,null,null,null,null,null,null,null,null,null,null,null,null,null,null,null,null,null,null,null,null,null,null,null,null,null,null,null,null,null,null,null,null,null,null,null,null,null,null,null,null,null,null,null,null,null,null,null,null,null,null,null,null,null,null,null,null,null,null,null,null,null,null,null,null,null,null,null,null,null,null,null,null,null,null,null,null,null,null,null,null,null,null,null,null,null,null,null,null,null,null,null,null,null,null,null,null,null,null,null,null,null,null,null,null,null,null,null,null,null,null,null,null,null,null,null,null,null,null,null,null,null,null,null,null,null,null,null,null,null,null,null,null,null,null,null,null,null,null,null,null,null,null,null,null,null,null,null,null,null,null,null,null,null,null,null,null,null,null,null,null,null,null,null,null,null,null,null,null,null,null,null,null,null,null,null,null,null,null,null,null,null,null,null,null,null,null,null,null,null,null,null,null,null,null,null,null,null,null,null,null,null,null,null,null,null,null,null,null,null,null,null,null,null,null,null,null,null,null,null,null,null,null,null,null,null,null,null,null,null,null,null,null,null,null,null,null,null,null,null,null,null,null,null,null,null,null,null,null,null,null,null,null,null,null,null,null,null,null,null,null,null,null,null,null,null,null,null,null,null,null,null,null,null,null,null,null,null,null,null,null,null,null,null,null,null,null,null,null,null,null,null,null,null,null,null,null,null,null,null,null,null,null,null,null,null,null,null,null,null,null,null,null,null,null,null,null,null,null,null,null,null,null,null,null,null,null,null,null,null,null,null,null,null,null,null,null,null,null,null,null,null,null,null,null,null,null,null,null,null,null,null,null,null,null,null,null,null,null,null,null,null,null,null,null,null,null,null,null,null,null,null,null,null,null,null,null,null,null,null,null,null,null,null,null,null,null,null,null,null,null,null,null,null,null,null,null,null,null,null,null,null,null,null,null,null,null,null,null,null,null,null,null,null,null,null,null,null,null,null,null,null,null,null,null,null,null,null,null,null,null,null,null,null,null,null,null,null,null,null,null,null,null,null,null,null,null,null,null,null,null,null,null,null,null,null,null,null,null,null,null,null,null,null,null,null,null,null,null,null,null,null,null,null,null,null,null,null,null,null,null,null,null,null,null,null,null,null,null,null,null,null,null,null,null,null,null,null,null,null,null,null,null,null,null,null,null,null,null,null,null,null,null,null,null,null,null,null,null,null,null,null,null,null,null,null,null,null,null,null,null,null,null,null,null,null,null,null,null,null,null,null,null,null,null,null,null,null,null,null,null,null,null,null,null,null,null,null,null,null,null,null,null,null,null,null,null,null,null,null,null,null,null,null,null,null,null,null,null,null,null,null,null,null,null,null,null,null,null,null,null,null,null,null,null,null,null,null,null,null,null,null,null,null,null,null,null,null,null,null,null,null,null,null,null,null,null,null,null,null,null,null,null,null,null,null,null,null,null,null,null,null,null,null,null,null,null,null,null,null,null,null,null,null,null,null,null,null,null,null,null,null,null,null,null,null,null,null,null,null,null,null,null,null,null,null,null,null,null,null,null,null,null,null,null,null,null,null,null,null,null,null,null,null,null,null,null,null,null,null,null,null,null,null,null,null,null,null,null,null,null,null,null,null,null,null,null,null,null,null,null,null,null,null,null,null,null,null,null,null,null,null,null,null,null,null,null,null,null,null,null,null,null,null,null,null,null,null,null,null,null,null,null,null,null,null,null,null,null,null,null,null,null,null,null,null,null,null,null,null,null,null,null,null,null,null,null,null,null,null,null,null,null,null,null,null,null,null,null,null,null,null,null,null,null,null,null,null,null,null,null,null,null,null,null,null,null,null,null,null,null,null,null,null,null,null,null,null,null,null,null,null,null,null,null,null,null,null,null,null,null,null,null,null,null,null,null,null,null,null,null,null,null,null,null,null,null,null,null,null,null,null,null,null,null,null,null,null,null,null,null,null,null,null,null,null,null,null,null,null,null,null,null,null,null,null,null,null,null,null,null,null,null,null,null,null,null,null,null,null,null,null,null,null,null,null,null,null,null,null,null,null,null,null,null,null,null,null,null,null,null,null,null,null,null,null,null,null,null,null,null,null,null,null,null,null,null,null,null,null,null,null,null,null,null,null,null,null,null,null,null,null,null,null,null,null,null,null,null,null,null,null,null,null,null,null,null,null,null,null,null,null,null,null,null,null,null,null,null,null,null,null,null,null,null,null,null,null,null,null,null,null,null,null,null,null,null,null,null,null,null,null,null,null,null,null,null,null,null,null,null,null,null,null,null,null,null,null,null,null,null,null,null,null,null,null,null,null,null,null,null,null,null,null,null,null,null,null,null,null,null,null,null,null,null,null,null,null,null,null,null,null,null,null,null,null,null,null,null,null,null,null,null,null,null,null,null,null,null,null,null,null,null,null,null,null,null,null,null,null,null,null,null,null,null,null,null,null,null,null,null,null,null,null,null,null,null,null,null,null,null,null,null,null,null,null,null,null,null,null,null,null,null,null,null,null,null,null,null,null,null,null,null,null,null,null,null,null,null,null,null,null,null,null,null,null,null,null,null,null,null,null,null,null,null,null,null,null,null,null,null,null,null,null,null,null,null,null,null,null,null,null,null,null,null,null,null,null,null,null,null,null,null,null,null,null,null,null,null,null,null,null,null,null,null,null,null,null,null,null,null,null,null,null,null,null,null,null,null,null,null,null,null,null,null,null,null,null,null,null,null,null,null,null,null,null,null,null,null,null,null,null,null,null,null,null,null,null,null,null,null,null,null,null,null,null,null,null,null,null,null,null,null,null,null,null,null,null,null,null,null,null,null,null,null,null,null,null,null,null,null,null,null,null,null,null,null,null,null,null,null,null,null,null,null,null,null,null,null,null,null,null,null,null,null,null,null,null,null,null,null,null,null,null,null,null,null,null,null,null,null,null,null,null,null,null,null,null,null,null,null,null,null,null,null,null,null,null,null,null,null,null,null,null,null,null,null,null,null,null,null,null,null,null,null,null,null,null,null,null,null,null,null,null,null,null,null,null,null,null,null,null,null,null,null,null,null,null,null,null,null,null,null,null,null,null,null,null,null,null,null,null,null,null,null,null,null,null,null,null,null,null,null,null,null,null,null,null,null,null,null,null,null,null,null,null,null,null,null,null,null,null,null,null,null,null,null,null,null,null,null,null,null,null,null,null,null,null,null,null,null,null,null,null,null,null,null,null,null,null,null,null,null,null,null,null,null,null,null,null,null,null,null,null,null,null,null,null,null,null,null,null,null,null,null,null,null,null,null,null,null,null,null,null,null,null,null,null,null,null,null,null,null,null,null,null,null,null,null,null,null,null,null,null,null,null,null,null,null,null,null,null,null,null,null,null,null,null,null,null,null,null,null,null,null,null,null,null,null,null,null,null,null,null,null,null,null,null,null,null,null,null,null,null,null,null,null,null,null,null,null,null,null,null,null,null,null,null,null,null,null,null,null,null,null,null,null,null,null,null,null,null,null,null,null,null,null,null,null,null,null,null,null,null,null,null,null,null,null,null,null,null,null,null,null,null,null,null,null,null,null,null,null,null,null,null,null,null,null,null,null,null,null,null,null,null,null,null,null,null,null,null,null,null,null,null,null,null,null,null,null,null,null,null,null,null,null,null,null,null,null,null,null,null,null,null,null,null,null,null,null,null,null,null,null,null,null,null,null,null,null,null,null,null,null,null,null,null,null,null,null,null,null,null,null,null,null,null,null,null,null,null,null,null,null,null,null,null,null,null,null,null,null,null,null,null,null,null,null,null,null,null,null,null,null,null,null,null,null,null,null,null,null,null,null,null,null,null,null,null,null,null,null,null,null,null,null,null,null,null,null,null,null,null,null,null,null,null,null,null,null,null,null,null,null,null,null,null,null,null,null,null,null,null,null,null,null,null,null,null,null,null,null,null,null,null,null,null,null,null,null,null,null,null,null,null,null,null,null,null,null,null,null,null,null,null,null,null,null,null,null,null,null,null,null,null,null,null,null,null,null,null,null,null,null,null,null,null,null,null,null,null,null,null,null,null,null,null,null,null,null,null,null,null,null,null,null,null,null,null,null,null,null,null,null,null,null,null,null,null,null,null,null,null,null,null,null,null,null,null,null,null,null,null,null,null,null,null,null,null,null,null,null,null,null,null,null,null,null,null,null,null,null,null,null,null,null,null,null,null,null,null,null,null,null,null,null,null,null,null,null,null,null,null,null,null,null,null,null,null,null,null,null,null,null,null,null,null,null,null,null,null,null,null,null,null,null,null,null,null,null,null,null,null,null,null,null,null,null,null,null,null,null,null,null,null,null,null,null,null,null,null,null,null,null,null,null,null,null,null,null,null,null,null,null,null,null,null,null,null,null,null,null,null,null,null,null,null,null,null,null,null,null,null,null,null,null,null,null,null,null,null,null,null,null,null,null,null,null,null,null,null,null,null,null,null,null,null,null,null,null,null,null,null,null,null,null,null,null,null,null,null,null,null,null,null,null,null,null,null,null,null,null,null,null,null,null,null,null,null,null,null,null,null,null,null,null,null,null,null,null,null,null,null,null,null,null,null,null,null,null,null,null,null,null,null,null,null,null,null,null,null,null,null,null,null,null,null,null,null,null,null,null,null,null,null,null,null,null,null,null,null,null,null,null,null,null,null,null,null,null,null,null,null,null,null,null,null,null,null,null,null,null,null,null,null,null,null,null,null,null,null,null,null,null,null,null,null,null,null,null,null,null,null,null,null,null,null,null,null,null,null,null,null,null,null,null,null,null,null,null,null,null,null,null,null,null,null,null,null,null,null,null,null,null,null,null,null,null,null,null,null,null,null,null,null,null,null,null,null,null,null,null,null,null,null,null,null,null,null,null,null,null,null,null,null,null,null,null,null,null,null,null,null,null,null,null,null,null,null,null,null,null,null,null,null,null,null,null,null,null,null,null,null,null,null,null,null,null,null,null,null,null,null,null,null,null,null,null,null,null,null,null,null,null,null,null,null,null,null,null,null,null,null,null,null,null,null,null,null,null,null,null,null,null,null,null,null,null,null,null,null,null,null,null,null,null,null,null,null,null,null,null,null,null,null,null,null,null,null,null,null,null,null,null,null,null,null,null,null,null,null,null,null,null,null,null,null,null,null,null,null,null,null,null,null,null,null,null,null,null,null,null,null,null,null,null,null,null,null,null,null,null,null,null,null,null,null,null,null,null,null,null,null,null,null,null,null,null,null,null,null,null,null,null,null,null,null,null,null,null,null,null,null,null,null,null,null,null,null,null,null,null,null,null,null,null,null,null,null,null,null,null,null,null,null,null,null,null,null,null,null,null,null,null,null,null,null,null,null,null,null,null,null,null,null,null,null,null,null,null,null,null,null,null,null,null,null,null,null,null,null,null,null,null,null,null,null,null,null,null,null,null,null,null,null,null,null,null,null,null,null,null,null,null,null,null,null,null,null,null,null,null,null,null,null,null,null,null,null,null,null,null,null,null,null,null,null,null,null,null,null,null,null,null,null,null,null,null,null,null,null,null,null,null,null,null,null,null,null,null,null,null,null,null,null,null,null,null,null,null,null,null,null,null,null,null,null,null,null,null,null,null,null,null,null,null,null,null,null,null,null,null,null,null,null,null,null,null,null,null,null,null,null,null,null,null,null,null,null,null,null,null,null,null,null,null,null,null,null,null,null,null,null,null,null,null,null,null,null,null,null,null,null,null,null,null,null,null,null,null,null,null,null,null,null,null,null,null,null,null,null,null,null,null,null,null,null,null,null,null,null,null,null,null,null,null,null,null,null,null,null,null,null,null,null,null,null,null,null,null,null,null,null,null,null,null,null,null,null,null,null,null,null,null,null,null,null,null,null,null,null,null,null,null,null,null,null,null,null,null,null,null,null,null,null,null,null,null,null,null,null,null,null,null,null,null,null,null,null,null,null,null,null,null,null,null,null,null,null,null,null,null,null,null,null,null,null,null,null,null,null,null,null,null,null,null,null,null,null,null,null,null,null,null,null,null,null,null,null,null,null,null,null,null,null,null,null,null,null,null,null,null,null,null,null,null,null,null,null,null,null,null,null,null,null,null,null,null,null,null,null,null,null,null,null,null,null,null,null,null,null,null,null,null,null,null,null,null,null,null,null,null,null,null,null,null,null,null,null,null,null,null,null,null,null,null,null,null,null,null,null,null,null,null,null,null,null,null,null,null,null,null,null,null,null,null,null,null,null,null,null,null,null,null,null,null,null,null,null,null,null,null,null,null,null,null,null,null,null,null,null,null,null,null,null,null,null,null,null,null,null,null,null,null,null,null,null,null,null,null,null,null,null,null,null,null,null,null,null,null,null,null,null,null,null,null,null,null,null,null,null,null,null,null,null,null,null,null,null,null,null,null,null,null,null,null,null,null,null,null,null,null,null,null,null,null,null,null,null,null,null,null,null,null,null,null,null,null,null,null,null,null,null,null,null,null,null,null,null,null,null,null,null,null,null,null,null,null,null,null,null,null,null,null,null,null,null,null,null,null,null,null,null,null,null,null,null,null,null,null,null,null,null,null,null,null,null,null,null,null,null,null,null,null,null,null,null,null,null,null,null,null,null,null,null,null,null,null,null,null,null,null,null,null,null,null,null,null,null,null,null,null,null,null,null,null,null,null,null,null,null,null,null,null,null,null,null,null,null,null,null,null,null,null,null,null,null,null,null,null,null,null,null,null,null,null,null,null,null,null,null,null,null,null,null,null,null,null,null,null,null,null,null,null,null,null,null,null,null,null,null,null,null,null,null,null,null,null,null,null,null,null,null,null,null,null,null,null,null,null,null,null,null,null,null,null,null,null,null,null,null,null,null,null,null,null,null,null,null,null,null,null,null,null,null,null,null,null,null,null,null,null,null,null,null,null,null,null,null,null,null,null,null,null,null,null,null,null,null,null,null,null,null,null,null,null,null,null,null,null,null,null,null,null,null,null,null,null,null,null,null,null,null,null,null,null,null,null,null,null,null,null,null,null,null,null,null,null,null,null,null,null,null,null,null,null,null,null,null,null,null,null,null,null,null,null,null,null,null,null,null,null,null,null,null,null,null,null,null,null,null,null,null,null,null,null,null,null,null,null,null,null,null,null,null,null,null,null,null,null,null,null,null,null,null,null,null,null,null,null,null,null,null,null,null,null,null,null,null,null,null,null,null,null,null,null,null,null,null,null,null,null,null,null,null,null,null,null,null,null,null,null,null,null,null,null,null,null,null,null,null,null,null,null,null,null,null,null,null,null,null,null,null,null,null,null,null,null,null,null,null,null,null,null,null,null,null,null,null,null,null,null,null,null,null,null,null,null,null,null,null,null,null,null,null,null,null,null,null,null,null,null,null,null,null,null,null,null,null,null,null,null,null,null,null,null,null,null,null,null,null,null,null,null,null,null,null,null,null,null,null,null,null,null,null,null,null,null,null,null,null,null,null,null,null,null,null,null,null,null,null,null,null,null,null,null,null,null,null,null,null,null,null,null,null,null,null,null,null,null,null,null,null,null,null,null,null,null,null,null,null,null,null,null,null,null,null,null,null,null,null,null,null,null,null,null,null,null,null,null,null,null,null,null,null,null,null,null,null,null,null,null,null,null,null,null,null,null,null,null,null,null,null,null,null,null,null,null,null,null,null,null,null,null,null,null,null,null,null,null,null,null,null,null,null,null,null,null,null,null,null,null,null,null,null,null,null,null,null,null,null,null,null,null,null,null,null,null,null,null,null,null,null,null,null,null,null,null,null,null,null,null,null,null,null,null,null,null,null,null,null,null,null,null,null,null,null,null,null,null,null,null,null,null,null,null,null,null,null,null,null,null,null,null,null,null,null,null,null,null,null,null,null,null,null,null,null,null,null,null,null,null,null,null,null,null,null,null,null,null,null,null,null,null,null,null,null,null,null,null,null,null,null,null,null,null,null,null,null,null,null,null,null,null,null,null,null,null,null,null,null,null,null,null,null,null,null,null,null,null,null,null,null,null,null,null,null,null,null,null,null,null,null,null,null,null,null,null,null,null,null,null,null,null,null,null,null,null,null,null,null,null,null,null,null,null,null,null,null,null,null,null,null,null,null,null,null,null,null,null,null,null,null,null,null,null,null,null,null,null,null,null,null,null,null,null,null,null,null,null,null,null,null,null,null,null,null,null,null,null,null,null,null,null,null,null,null,null,null,null,null,null,null,null,null,null,null,null,null,null,null,null,null,null,null,null,null,null,null,null,null,null,null,null,null,null,null,null,null,null,null,null,null,null,null,null,null,null,null,null,null,null,null,null,null,null,null,null,null,null,null,null,null,null,null,null,null,null,null,null,null,null,null,null,null,null,null,null,null,null,null,null,null,null,null,null,null,null,null,null,null,null,null,null,null,null,null,null,null,null,null,null,null,null,null,null,null,null,null,null,null,null,null,null,null,null,null,null,null,null,null,null,null,null,null,null,null,null,null,null,null,null,null,null,null,null,null,null,null,null,null,null,null,null,null,null,null,null,null,null,null,null,null,null,null,null,null,null,null,null,null,null,null,null,null,null,null,null,null,null,null,null,null,null,null,null,null,null,null,null,null,null,null,null,null,null,null,null,null,null,null,null,null,null,null,null,null,null,null,null,null,null,null,null,null,null,null,null,null,null,null,null,null,null,null,null,null,null,null,null,null,null,null,null,null,null,null,null,null,null,null,null,null,null,null,null,null,null,null,null,null,null,null,null,null,null,null,null,null,null,null,null,null,null,null,null,null,null,null,null,null,null,null,null,null,null,null,null,null,null,null,null,null,null,null,null,null,null,null,null,null,null,null,null,null,null,null,null,null,null,null,null,null,null,null,null,null,null,null,null,null,null,null,null,null,null,null,null,null,null,null,null,null,null,null,null,null,null,null,null,null,null,null,null,null,null,null,null,null,null,null,null,null,null,null,null,null,null,null,null,null,null,null,null,null,null,null,null,null,null,null,null,null,null,null,null,null,null,null,null,null,null,null,null,null,null,null,null,null,null,null,null,null,null,null,null,null,null,null,null,null,null,null,null,null,null,null,null,null,null,null,null,null,null,null,null,null,null,null,null,null,null,null,null,null,null,null,null,null,null,null,null,null,null,null,null,null,null,null,null,null,null,null,null,null,null,null,null,null,null,null,null,null,null,null,null,null,null,null,null,null,null,null,null,null,null,null,null,null,null,null,null,null,null,null,null,null,null,null,null,null,null,null,null,null,null,null,null,null,null,null,null,null,null,null,null,null,null,null,null,null,null,null,null,null,null,null,null,null,null,null,null,null,null,null,null,null,null,null,null,null,null,null,null,null,null,null,null,null,null,null,null,null,null,null,null,null,null,null,null,null,null,null,null,null,null,null,null,null,null,null,null,null,null,null,null,null,null,null,null,null,null,null,null,null,null,null,null,null,null,null,null,null,null,null,null,null,null,null,null,null,null,null,null,null,null,null,null,null,null,null,null,null,null,null,null,null,null,null,null,null,null,null,null,null,null,null,null,null,null,null,null,null,null,null,null,null,null,null,null,null,null,null,null,null,null,null,null,null,null,null,null,null,null,null,null,null,null,null,null,null,null,null,null,null,null,null,null,null,null,null,null,null,null,null,null,null,null,null,null,null,null,null,null,null,null,null,null,null,null,null,null,null,null,null,null,null,null,null,null,null,null,null,null,null,null,null,null,null,null,null,null,null,null,null,null,null,null,null,null,null,null,null,null,null,null,null,null,null,null,null,null,null,null,null,null,null,null,null,null,null,null,null,null,null,null,null,null,null,null,null,null,null,null,null,null,null,null,null,null,null,null,null,null,null,null,null,null,null,null,null,null,null,null,null,null,null,null,null,null,null,null,null,null,null,null,null,null,null,null,null,null,null,null,null,null,null,null,null,null,null,null,null,null,null,null,null,null,null,null,null,null,null,null,null,null,null,null,null,null,null,null,null,null,null,null,null,null,null,null,null,null,null,null,null,null,null,null,null,null,null,null,null,null,null,null,null,null,null,null,null,null,null,null,null,null,null,null,null,null,null,null,null,null,null,null,null,null,null,null,null,null,null,null,null,null,null,null,null,null,null,null,null,null,null,null,null,null,null,null,null,null,null,null,null,null,null,null,null,null,null,null,null,null,null,null,null,null,null,null,null,null,null,null,null,null,null,null,null,null,null,null,null,null,null,null,null,null,null,null,null,null,null,null,null,null,null,null,null,null,null,null,null,null,null,null,null,null,null,null,null,null,null,null,null,null,null,null,null,null,null,null,null,null,null,null,null,null,null,null,null,null,null,null,null,null,null,null,null,null,null,null,null,null,null,null,null,null,null,null,null,null,null,null,null,null,null,null,null,null,null,null,null,null,null,null,null,null,null,null,null,null,null,null,null,null,null,null,null,null,null,null,null,null,null,null,null,null,null,null,null,null,null,null,null,null,null,null,null,null,null,null,null,null,null,null,null,null,null,null,null,null,null,null,null,null,null,null,null,null,null,null,null,null,null,null,null,null,null,null,null,null,null,null,null,null,null,null,null,null,null,null,null,null,null,null,null,null,null,null,null,null,null,null,null,null,null,null,null,null,null,null,null,null,null,null,null,null,null,null,null,null,null,null,null,null,null,null,null,null,null,null,null,null,null,null,null,null,null,null,null,null,null,null,null,null,null,null,null,null,null,null,null,null,null,null,null,null,null,null,null,null,null,null,null,null,null,null,null,null,null,null,null,null,null,null,null,null,null,null,null,null,null,null,null,null,null,null,null,null,null,null,null,null,null,null,null,null,null,null,null,null,null,null,null,null,null,null,null,null,null,null,null,null,null,null,null,null,null,null,null,null,null,null,null,null,null,null,null,null,null,null,null,null,null,null,null,null,null,null,null,null,null,null,null,null,null,null,null,null,null,null,null,null,null,null,null,null,null,null,null,null,null,null,null,null,null,null,null,null,null,null,null,null,null,null,null,null,null,null,null,null,null,null,null,null,null,null,null,null,null,null,null,null,null,null,null,null,null,null,null,null,null,null,null,null,null,null,null,null,null,null,null,null,null,null,null,null,null,null,null,null,null,null,null,null,null,null,null,null,null,null,null,null,null,null,null,null,null,null,null,null,null,null,null,null,null,null,null,null,null,null,null,null,null,null,null,null,null,null,null,null,null,null,null,null,null,null,null,null,null,null,null,null,null,null,null,null,null,null,null,null,null,null,null,null,null,null,null,null,null,null,null,null,null,null,null,null,null,null,null,null,null,null,null,null,null,null,null,null,null,null,null,null,null,null,null,null,null,null,null,null,null,null,null,null,null,null,null,null,null,null,null,null,null,null,null,null,null,null,null,null,null,null,null,null,null,null,null,null,null,null,null,null,null,null,null,null,null,null,null,null,null,null,null,null,null,null,null,null,null,null,null,null,null,null,null,null,null,null,null,null,null,null,null,null,null,null,null,null,null,null,null,null,null,null,null,null,null,null,null,null,null,null,null,null,null,null,null,null,null,null,null,null,null,null,null,null,null,null,null,null,null,null,null,null,null,null,null,null,null,null,null,null,null,null,null,null,null,null,null,null,null,null,null,null,null,null,null,null,null,null,null,null,null,null,null,null,null,null,null,null,null,null,null,null,null,null,null,null,null,null,null,null,null,null,null,null,null,null,null,null,null,null,null,null,null,null,null,null,null,null,null,null,null,null,null,null,null,null,null,null,null,null,null,null,null,null,null,null,null,null,null,null,null,null,null,null,null,null,null,null,null,null,null,null,null,null,null,null,null,null,null,null,null,null,null,null,null,null,null,null,null,null,null,null,null,null,null,null,null,null,null,null,null,null,null,null,null,null,null,null,null,null,null,null,null,null,null,null,null,null,null,null,null,null,null,null,null,null,null,null,null,null,null,null,null,null,null,null,null,null,null,null,null,null,null,null,null,null,null,null,null,null,null,null,null,null,null,null,null,null,null,null,null,null,null,null,null,null,null,null,null,null,null,null,null,null,null,null,null,null,null,null,null,null,null,null,null,null,null,null,null,null,null,null,null,null,null,null,null,null,null,null,null,null,null,null,null,null,null,null,null,null,null,null,null,null,null,null,null,null,null,null,null,null,null,null,null,null,null,null,null,null,null,null,null,null,null,null,null,null,null,null,null,null,null,null,null,null,null,null,null,null,null,null,null,null,null,null,null,null,null,null,null,null,null,null,null,null,null,null,null,null,null,null,null,null,null,null,null,null,null,null,null,null,null,null,null,null,null,null,null,null,null,null,null,null,null,null,null,null,null,null,null,null,null,null,null,null,null,null,null,null,null,null,null,null,null,null,null,null,null,null,null,null,null,null,null,null,null,null,null,null,null,null,null,null,null,null,null,null,null,null,null,null,null,null,null,null,null,null,null,null,null,null,null,null,null,null,null,null,null,null,null,null,null,null,null,null,null,null,null,null,null,null,null,null,null,null,null,null,null,null,null,null,null,null,null,null,null,null,null,null,null,null,null,null,null,null,null,null,null,null,null,null,null,null,null,null,null,null,null,null,null,null,null,null,null,null,null,null,null,null,null,null,null,null,null,null,null,null,null,null,null,null,null,null,null,null,null,null,null,null,null,null,null,null,null,null,null,null,null,null,null,null,null,null,null,null,null,null,null,null,null,null,null,null,null,null,null,null,null,null,null,null,null,null,null,null,null,null,null,null,null,null,null,null,null,null,null,null,null,null,null,null,null,null,null,null,null,null,null,null,null,null,null,null,null,null,null,null,null,null,null,null,null,null,null,null,null,null,null,null,null,null,null,null,null,null,null,null,null,null,null,null,null,null,null,null,null,null,null,null,null,null,null,null,null,null,null,null,null,null,null,null,null,null,null,null,null,null,null,null,null,null,null,null,null,null,null,null,null,null,null,null,null,null,null,null,null,null,null,null,null,null,null,null,null,null,null,null,null,null,null,null,null,null," "]
[null,{"$f":"IF(Eingabe!$M$6=\"Deutsch\",Legende!$B147,IF(Eingabe!$M$6=\"English\",Legende!$C147,FALSE))","v":"LTG Luftverteil-Systeme - Schalldämpfer SDF"},null,null,null,null,null,null,null,null,null,null,null,null,"LTG Aktiengesellschaft",null,"200x100"]
[null,null,null,null,null,null,null,null,null,null,null,null,null,null,null,null,{"$f":"IF(ROUND(VLOOKUP(SizeSDF,P6:Z39,2,FALSE),0)<20,\"< 20\",ROUND(VLOOKUP(SizeSDF,P6:Z39,2,FALSE),0))","v":56}]
[null,{"$f":"IF(Eingabe!$M$6=\"Deutsch\",Legende!$B131,IF(Eingabe!$M$6=\"English\",Legende!$C131,FALSE))","v":"DRUCK-REGLER"},{"$f":"IF(Eingabe!$M$6=\"Deutsch\",Legende!$B149,IF(Eingabe!$M$6=\"English\",Legende!$C149,FALSE))","v":"EINFÜGUNGSDÄMPFUNG in [dB] für die Oktavmittenfrequenzen "},{"$f":"IF(Eingabe!$M$6=\"Deutsch\",Legende!$B149,IF(Eingabe!$M$6=\"English\",Legende!$C149,FALSE))","v":"EINFÜGUNGSDÄMPFUNG in [dB] für die Oktavmittenfrequenzen "},{"$f":"IF(Eingabe!$M$6=\"Deutsch\",Legende!$B134,IF(Eingabe!$M$6=\"English\",Legende!$C134,FALSE))","v":"SCHALLDÄMPFER"},{"$f":"IF(Eingabe!$M$6=\"Deutsch\",Legende!$B149,IF(Eingabe!$M$6=\"English\",Legende!$C149,FALSE))","v":"EINFÜGUNGSDÄMPFUNG in [dB] für die Oktavmittenfrequenzen "},{"$f":"IF(Eingabe!$M$6=\"Deutsch\",Legende!$B149,IF(Eingabe!$M$6=\"English\",Legende!$C149,FALSE))","v":"EINFÜGUNGSDÄMPFUNG in [dB] für die Oktavmittenfrequenzen "},{"$f":"IF(Eingabe!$M$6=\"Deutsch\",Legende!$B138,IF(Eingabe!$M$6=\"English\",Legende!$C138,FALSE))","v":"EINFÜGUNGSDÄMPFUNG in [dB] für die Oktavmittenfrequenzen "},{"$f":"IF(Eingabe!$M$6=\"Deutsch\",Legende!$B131,IF(Eingabe!$M$6=\"English\",Legende!$C131,FALSE))","v":"DRUCK-REGLER"},{"$f":"IF(Eingabe!$M$6=\"Deutsch\",Legende!$B131,IF(Eingabe!$M$6=\"English\",Legende!$C131,FALSE))","v":"DRUCK-REGLER"},{"$f":"IF(Eingabe!$M$6=\"Deutsch\",Legende!$B131,IF(Eingabe!$M$6=\"English\",Legende!$C131,FALSE))","v":"DRUCK-REGLER"},{"$f":"IF(Eingabe!$M$6=\"Deutsch\",Legende!$B131,IF(Eingabe!$M$6=\"English\",Legende!$C131,FALSE))","v":"DRUCK-REGLER"},{"$f":"IF(Eingabe!$M$6=\"Deutsch\",Legende!$B131,IF(Eingabe!$M$6=\"English\",Legende!$C131,FALSE))","v":"DRUCK-REGLER"},{"$f":"IF(Eingabe!$M$6=\"Deutsch\",Legende!$B131,IF(Eingabe!$M$6=\"English\",Legende!$C131,FALSE))","v":"DRUCK-REGLER"},{"$f":"IF(Eingabe!$M$6=\"Deutsch\",Legende!$B131,IF(Eingabe!$M$6=\"English\",Legende!$C131,FALSE))","v":"DRUCK-REGLER"},null,{"$f":"IF(ROUND(VLOOKUP(SizeSDF,P6:Z39,11,FALSE),0)<5,\"< 5\",ROUND(VLOOKUP(SizeSDF,P6:Z39,11,FALSE),0))","v":347}]
[null,{"$f":"IF(Eingabe!$M$6=\"Deutsch\",Legende!$B132,IF(Eingabe!$M$6=\"English\",Legende!$C132,FALSE))","v":"Typ"},{"$f":"IF(Eingabe!$M$6=\"Deutsch\",Legende!$B167,IF(Eingabe!$M$6=\"English\",Legende!$C166,FALSE))","v":"Breite"},{"$f":"IF(Eingabe!$M$6=\"Deutsch\",Legende!$B168,IF(Eingabe!$M$6=\"English\",Legende!$C167,FALSE))","v":"Höhe"},{"$f":"IF(Eingabe!$M$6=\"Deutsch\",Legende!$B132,IF(Eingabe!$M$6=\"English\",Legende!$C132,FALSE))","v":"Typ"},{"$f":"IF(Eingabe!$M$6=\"Deutsch\",Legende!$B137,IF(Eingabe!$M$6=\"English\",Legende!$C137,FALSE))","v":"Länge L* in [mm]"},{"$f":"IF(Eingabe!$M$6=\"Deutsch\",Legende!$B148,IF(Eingabe!$M$6=\"English\",Legende!$C148,FALSE))","v":"Kulissen-länge in [mm]"},63,125,250,500,1000,2000,4000,8000,"Size"," LWA",63,125,250,500,1000,2000,4000,8000,"Dp "]
[null,{"$f":"IF(Eingabe!$M$6=\"Deutsch\",Legende!$B156,IF(Eingabe!$M$6=\"English\",Legende!$C156,FALSE))","v":"LTG Druckregler DRF / DRFactive"},200,100,"SDF-SM",1300,1000,2,4,8,17,33,32,18,14,"200x100",{"$f":"IF(70*LOG('VRF-WGES'!I3*2)-25+10*LOG('VRF-WGES'!F3/2)<0,0,70*LOG('VRF-WGES'!I3*2)-25+10*LOG('VRF-WGES'!F3/2))","v":56.058824946289889},{"$f":"IF($Q6-21<0,0,$Q6-21)","v":35.058824946289889},{"$f":"IF($Q6-15<0,0,$Q6-15)","v":41.058824946289889},{"$f":"IF($Q6-10<0,0,$Q6-10)","v":46.058824946289889},{"$f":"IF($Q6-7<0,0,$Q6-7)","v":49.058824946289889},{"$f":"IF($Q6-5<0,0,$Q6-5)","v":51.058824946289889},{"$f":"IF($Q6-9<0,0,$Q6-9)","v":47.058824946289889},{"$f":"IF($Q6-14<0,0,$Q6-14)","v":42.058824946289889},{"$f":"IF($Q6-22<0,0,$Q6-22)","v":34.058824946289889},{"$f":"(('VRF-WGES'!I3^2)/(5^2))*45","v":347.22222222222206}]
[null,{"$f":"IF(Eingabe!$M$6=\"Deutsch\",Legende!$B134,IF(Eingabe!$M$6=\"English\",Legende!$C134,FALSE))","v":"SCHALLDÄMPFER"},300,100,"SDF-SM",1300,1000,2,4,8,17,33,32,18,14,"300x100",{"$f":"IF(70*LOG('VRF-WGES'!I4*2)-25+10*LOG('VRF-WGES'!F4/2)<0,0,70*LOG('VRF-WGES'!I4*2)-25+10*LOG('VRF-WGES'!F4/2))","v":45.493349402949022},{"$f":"IF($Q7-21<0,0,$Q7-21)","v":24.493349402949022},{"$f":"IF($Q7-15<0,0,$Q7-15)","v":30.493349402949022},{"$f":"IF($Q7-10<0,0,$Q7-10)","v":35.493349402949022},{"$f":"IF($Q7-7<0,0,$Q7-7)","v":38.493349402949022},{"$f":"IF($Q7-5<0,0,$Q7-5)","v":40.493349402949022},{"$f":"IF($Q7-9<0,0,$Q7-9)","v":36.493349402949022},{"$f":"IF($Q7-14<0,0,$Q7-14)","v":31.493349402949022},{"$f":"IF($Q7-22<0,0,$Q7-22)","v":23.493349402949022},{"$f":"(('VRF-WGES'!I4^2)/(5^2))*45","v":154.32098765432099}]
[null,{"$f":"IF(Eingabe!$M$6=\"Deutsch\",Legende!$B135,IF(Eingabe!$M$6=\"English\",Legende!$C135,FALSE))","v":"Außenmaße in [mm]"},400,100,"SDF-SM",1300,1000,2,4,8,17,33,32,18,14,"400x100",{"$f":"IF(70*LOG('VRF-WGES'!I5*2)-25+10*LOG('VRF-WGES'!F5/2)<0,0,70*LOG('VRF-WGES'!I5*2)-25+10*LOG('VRF-WGES'!F5/2))","v":37.997025206451013},16.997025206451013,22.997025206451013,27.997025206451013,30.997025206451013,32.997025206451013,28.997025206451013,23.997025206451013,15.997025206451013,{"$f":"(('VRF-WGES'!I5^2)/(5^2))*45","v":86.805555555555515}]
[null,{"$f":"IF(Eingabe!$M$6=\"Deutsch\",Legende!$B136,IF(Eingabe!$M$6=\"English\",Legende!$C136,FALSE))","v":"Packung in [mm]"},500,100,"SDF-SM",1300,1000,2,4,8,17,33,32,18,14,"500x100",{"$f":"IF(70*LOG('VRF-WGES'!I6*2)-25+10*LOG('VRF-WGES'!F6/2)<0,0,70*LOG('VRF-WGES'!I6*2)-25+10*LOG('VRF-WGES'!F6/2))","v":32.182424425967625},11.182424425967625,17.182424425967625,22.182424425967625,25.182424425967625,27.182424425967625,23.182424425967625,18.182424425967625,10.182424425967625,{"$f":"(('VRF-WGES'!I6^2)/(5^2))*45","v":55.55555555555555}]
[null,{"$f":"IF(Eingabe!$M$6=\"Deutsch\",Legende!$B137,IF(Eingabe!$M$6=\"English\",Legende!$C137,FALSE))","v":"Länge L* in [mm]"},600,100,"SDF-SM",1300,1000,2,4,8,17,33,32,18,14,"600x100",{"$f":"IF(70*LOG('VRF-WGES'!I7*2)-25+10*LOG('VRF-WGES'!F7/2)<0,0,70*LOG('VRF-WGES'!I7*2)-25+10*LOG('VRF-WGES'!F7/2))","v":27.431549663110147},6.4315496631101468,12.431549663110147,17.431549663110147,20.431549663110147,22.431549663110147,18.431549663110147,13.431549663110147,5.4315496631101468,{"$f":"(('VRF-WGES'!I7^2)/(5^2))*45","v":38.580246913580247}]
[null,{"$f":"IF(Eingabe!$M$6=\"Deutsch\",Legende!$B138,IF(Eingabe!$M$6=\"English\",Legende!$C138,FALSE))","v":"EINFÜGUNGSDÄMPFUNG in [dB] für die Oktavmittenfrequenzen "},300,150,"SDF-SM",1300,1000,2,4,8,17,33,32,18,14,"300x150",{"$f":"IF(70*LOG('VRF-WGES'!I8*2)-25+10*LOG('VRF-WGES'!F8/2)<0,0,70*LOG('VRF-WGES'!I8*2)-25+10*LOG('VRF-WGES'!F8/2))","v":34.927873859608141},13.927873859608141,19.927873859608141,24.927873859608141,27.927873859608141,29.927873859608141,25.927873859608141,20.927873859608141,12.927873859608141,{"$f":"(('VRF-WGES'!I8^2)/(5^2))*45","v":68.587105624142666}]
[null,{"$f":"IF(Eingabe!$M$6=\"Deutsch\",Legende!$B139,IF(Eingabe!$M$6=\"English\",Legende!$C139,FALSE))","v":"Teil"},400,150,"SDF-SM",1300,1000,2,4,8,17,33,32,18,14,"400x150",{"$f":"IF(70*LOG('VRF-WGES'!I9*2)-25+10*LOG('VRF-WGES'!F9/2)<0,0,70*LOG('VRF-WGES'!I9*2)-25+10*LOG('VRF-WGES'!F9/2))","v":27.431549663110147},6.4315496631101468,12.431549663110147,17.431549663110147,20.431549663110147,22.431549663110147,18.431549663110147,13.431549663110147,5.4315496631101468,{"$f":"(('VRF-WGES'!I9^2)/(5^2))*45","v":38.580246913580247}]
[null,{"$f":"IF(Eingabe!$M$6=\"Deutsch\",Legende!$B140,IF(Eingabe!$M$6=\"English\",Legende!$C140,FALSE))","v":"Packung"},500,150,"SDF-SM",1300,1000,2,4,8,17,33,32,18,14,"500x150",{"$f":"IF(70*LOG('VRF-WGES'!I10*2)-25+10*LOG('VRF-WGES'!F10/2)<0,0,70*LOG('VRF-WGES'!I10*2)-25+10*LOG('VRF-WGES'!F10/2))","v":21.616948882626758},0.61694888262675818,6.6169488826267582,11.616948882626758,14.616948882626758,16.616948882626758,12.616948882626758,7.6169488826267582,0,{"$f":"(('VRF-WGES'!I10^2)/(5^2))*45","v":24.691358024691358}]
[null,{"$f":"IF(Eingabe!$M$6=\"Deutsch\",Legende!$B141,IF(Eingabe!$M$6=\"English\",Legende!$C141,FALSE))","v":"Länge"},600,150,"SDF-SM",1300,1000,2,4,8,17,33,32,18,14,"600x150",{"$f":"IF(70*LOG('VRF-WGES'!I11*2)-25+10*LOG('VRF-WGES'!F11/2)<0,0,70*LOG('VRF-WGES'!I11*2)-25+10*LOG('VRF-WGES'!F11/2))","v":16.866074119769273},0,1.866074119769273,6.866074119769273,9.866074119769273,11.866074119769273,7.866074119769273,2.866074119769273,0,{"$f":"(('VRF-WGES'!I11^2)/(5^2))*45","v":17.146776406035666}]
[null,{"$f":"IF(Eingabe!$M$6=\"Deutsch\",Legende!$B142,IF(Eingabe!$M$6=\"English\",Legende!$C142,FALSE))","v":"Nennweite"},200,200,"SDF-SM",1300,1000,2,4,8,17,33,32,18,14,"200x200",{"$f":"IF(70*LOG('VRF-WGES'!I12*2)-25+10*LOG('VRF-WGES'!F12/2)<0,0,70*LOG('VRF-WGES'!I12*2)-25+10*LOG('VRF-WGES'!F12/2))","v":37.997025206451013},16.997025206451013,22.997025206451013,27.997025206451013,30.997025206451013,32.997025206451013,28.997025206451013,23.997025206451013,15.997025206451013,{"$f":"(('VRF-WGES'!I12^2)/(5^2))*45","v":86.805555555555515}]
[null,{"$f":"IF(Eingabe!$M$6=\"Deutsch\",Legende!$B143,IF(Eingabe!$M$6=\"English\",Legende!$C143,FALSE))","v":"Strömungsrauschen"},300,200,"SDF-SM",1300,1000,2,4,8,17,33,32,18,14,"300x200",{"$f":"IF(70*LOG('VRF-WGES'!I13*2)-25+10*LOG('VRF-WGES'!F13/2)<0,0,70*LOG('VRF-WGES'!I13*2)-25+10*LOG('VRF-WGES'!F13/2))","v":27.431549663110147},6.4315496631101468,12.431549663110147,17.431549663110147,20.431549663110147,22.431549663110147,18.431549663110147,13.431549663110147,5.4315496631101468,{"$f":"(('VRF-WGES'!I13^2)/(5^2))*45","v":38.580246913580247}]
[null,{"$f":"IF(Eingabe!$M$6=\"Deutsch\",Legende!$B144,IF(Eingabe!$M$6=\"English\",Legende!$C144,FALSE))","v":"* L = Länge ohne Einsteckenden"},400,200,"SDF-SM",1300,1000,2,4,8,17,33,32,18,14,"400x200",{"$f":"IF(70*LOG('VRF-WGES'!I14*2)-25+10*LOG('VRF-WGES'!F14/2)<0,0,70*LOG('VRF-WGES'!I14*2)-25+10*LOG('VRF-WGES'!F14/2))","v":19.935225466612138},0,4.9352254666121382,9.9352254666121382,12.935225466612138,14.935225466612138,10.935225466612138,5.9352254666121382,0,{"$f":"(('VRF-WGES'!I14^2)/(5^2))*45","v":21.701388888888879}]
[null,{"$f":"IF(Eingabe!$M$6=\"Deutsch\",Legende!$B145,IF(Eingabe!$M$6=\"English\",Legende!$C145,FALSE))","v":"SDE-SO = Rohrschalldämpfer starr, Stahl verzinkt (alternativ Edelstahl), erhältlich in Standardlänge 900 mm und 1200mm"},500,200,"SDF-SM",1300,1000,2,4,8,17,33,32,18,14,"500x200",{"$f":"IF(70*LOG('VRF-WGES'!I15*2)-25+10*LOG('VRF-WGES'!F15/2)<0,0,70*LOG('VRF-WGES'!I15*2)-25+10*LOG('VRF-WGES'!F15/2))","v":14.120624686128757},0,0,4.1206246861287568,7.1206246861287568,9.1206246861287568,5.1206246861287568,0.12062468612875676,0,{"$f":"(('VRF-WGES'!I15^2)/(5^2))*45","v":13.888888888888888}]
[null,{"$f":"IF(Eingabe!$M$6=\"Deutsch\",Legende!$B146,IF(Eingabe!$M$6=\"English\",Legende!$C146,FALSE))","v":"SDE-AO = Telefonieschalldämpfer flexibel, Aluminiummantel, erhältlich in Standardlänge 1000 mm"},600,200,"SDF-SM",1300,1000,2,4,8,17,33,32,18,14,"600x200",{"$f":"IF(70*LOG('VRF-WGES'!I16*2)-25+10*LOG('VRF-WGES'!F16/2)<0,0,70*LOG('VRF-WGES'!I16*2)-25+10*LOG('VRF-WGES'!F16/2))","v":9.3697499232712769},0,0,0,2.3697499232712769,4.3697499232712769,0.36974992327127687,0,0,{"$f":"(('VRF-WGES'!I16^2)/(5^2))*45","v":9.6450617283950617}]
[null,{"$f":"IF(Eingabe!$M$6=\"Deutsch\",Legende!$B147,IF(Eingabe!$M$6=\"English\",Legende!$C147,FALSE))","v":"LTG Luftverteil-Systeme - Schalldämpfer SDF"},800,200,"SDF-SM",1300,1000,2,4,8,17,33,32,18,14,"800x200",{"$f":"IF(70*LOG('VRF-WGES'!I17*2)-25+10*LOG('VRF-WGES'!F17/2)<0,0,70*LOG('VRF-WGES'!I17*2)-25+10*LOG('VRF-WGES'!F17/2))","v":1.8734257267732701},0,0,0,0,0,0,0,0,{"$f":"(('VRF-WGES'!I17^2)/(5^2))*45","v":5.4253472222222197}]
[null,{"$f":"IF(Eingabe!$M$6=\"Deutsch\",Legende!$B148,IF(Eingabe!$M$6=\"English\",Legende!$C148,FALSE))","v":"Kulissen-länge in [mm]"},300,250,"SDF-SM",1300,1000,2,4,8,17,33,32,18,14,"300x250",{"$f":"IF(70*LOG('VRF-WGES'!I18*2)-25+10*LOG('VRF-WGES'!F18/2)<0,0,70*LOG('VRF-WGES'!I18*2)-25+10*LOG('VRF-WGES'!F18/2))","v":21.616948882626758},0.61694888262675818,6.6169488826267582,11.616948882626758,14.616948882626758,16.616948882626758,12.616948882626758,7.6169488826267582,0,{"$f":"(('VRF-WGES'!I18^2)/(5^2))*45","v":24.691358024691358}]
[null,{"$f":"IF(Eingabe!$M$6=\"Deutsch\",Legende!$B149,IF(Eingabe!$M$6=\"English\",Legende!$C149,FALSE))","v":"EINFÜGUNGSDÄMPFUNG in [dB] für die Oktavmittenfrequenzen "},400,250,"SDF-SM",1300,1000,2,4,8,17,33,32,18,14,"400x250",{"$f":"IF(70*LOG('VRF-WGES'!I19*2)-25+10*LOG('VRF-WGES'!F19/2)<0,0,70*LOG('VRF-WGES'!I19*2)-25+10*LOG('VRF-WGES'!F19/2))","v":14.120624686128757},0,0,4.1206246861287568,7.1206246861287568,9.1206246861287568,5.1206246861287568,0.12062468612875676,0,{"$f":"(('VRF-WGES'!I19^2)/(5^2))*45","v":13.888888888888888}]
[null,{"$f":"IF(Eingabe!$M$6=\"Deutsch\",Legende!$B150,IF(Eingabe!$M$6=\"English\",Legende!$C150,FALSE))","v":"* L = Einbaulänge"},500,250,"SDF-SM",1300,1000,2,4,8,17,33,32,18,14,"500x250",{"$f":"IF(70*LOG('VRF-WGES'!I20*2)-25+10*LOG('VRF-WGES'!F20/2)<0,0,70*LOG('VRF-WGES'!I20*2)-25+10*LOG('VRF-WGES'!F20/2))","v":8.3060239056453771},0,0,0,1.3060239056453771,3.3060239056453771,0,0,0,{"$f":"(('VRF-WGES'!I20^2)/(5^2))*45","v":8.8888888888888893}]
[null,{"$f":"IF(Eingabe!$M$6=\"Deutsch\",Legende!$B151,IF(Eingabe!$M$6=\"English\",Legende!$C151,FALSE))","v":"SDF-SM = Schalldämpfer eckig, bestehend aus verzinktem Stahlblech mit Schalldämm-Mittelkulissen."},600,250,"SDF-SM",1300,1000,2,4,8,17,33,32,18,14,"600x250",{"$f":"IF(70*LOG('VRF-WGES'!I21*2)-25+10*LOG('VRF-WGES'!F21/2)<0,0,70*LOG('VRF-WGES'!I21*2)-25+10*LOG('VRF-WGES'!F21/2))","v":3.555149142787883},0,0,0,0,0,0,0,0,{"$f":"(('VRF-WGES'!I21^2)/(5^2))*45","v":6.1728395061728394}]
[null,{"$f":"IF(Eingabe!$M$6=\"Deutsch\",Legende!$B152,IF(Eingabe!$M$6=\"English\",Legende!$C152,FALSE))","v":"Legende"},800,250,"SDF-SM",1300,1000,2,4,8,17,33,32,18,14,"800x250",{"$f":"IF(70*LOG('VRF-WGES'!I22*2)-25+10*LOG('VRF-WGES'!F22/2)<0,0,70*LOG('VRF-WGES'!I22*2)-25+10*LOG('VRF-WGES'!F22/2))","v":0},0,0,0,0,0,0,0,0,{"$f":"(('VRF-WGES'!I22^2)/(5^2))*45","v":3.4722222222222219}]
[null,{"$f":"IF(Eingabe!$M$6=\"Deutsch\",Legende!$B154,IF(Eingabe!$M$6=\"English\",Legende!$C154,FALSE))","v":"Auswahl Druckregler"},1000,250,"SDF-SM",1300,1000,2,4,8,17,33,32,18,14,"1000x250",{"$f":"IF(70*LOG('VRF-WGES'!I23*2)-25+10*LOG('VRF-WGES'!F23/2)<0,0,70*LOG('VRF-WGES'!I23*2)-25+10*LOG('VRF-WGES'!F23/2))","v":0},0,0,0,0,0,0,0,0,{"$f":"(('VRF-WGES'!I23^2)/(5^2))*45","v":2.2222222222222223}]
[null,{"$f":"IF(Eingabe!$M$6=\"Deutsch\",Legende!$B155,IF(Eingabe!$M$6=\"English\",Legende!$C155,FALSE))","v":"LTG Druckregler DRE / DREactive"},300,300,"SDF-SM",1500,1000,2,4,8,17,33,32,18,14,"300x300",{"$f":"IF(70*LOG('VRF-WGES'!I24*2)-25+10*LOG('VRF-WGES'!F24/2)<0,0,70*LOG('VRF-WGES'!I24*2)-25+10*LOG('VRF-WGES'!F24/2))","v":16.866074119769273},0,1.866074119769273,6.866074119769273,9.866074119769273,11.866074119769273,7.866074119769273,2.866074119769273,0,{"$f":"(('VRF-WGES'!I24^2)/(5^2))*45","v":17.146776406035666}]
[null,{"$f":"IF(Eingabe!$M$6=\"Deutsch\",Legende!$B156,IF(Eingabe!$M$6=\"English\",Legende!$C156,FALSE))","v":"LTG Druckregler DRF / DRFactive"},400,300,"SDF-SM",1500,1000,2,4,8,17,33,32,18,14,"400x300",{"$f":"IF(70*LOG('VRF-WGES'!I25*2)-25+10*LOG('VRF-WGES'!F25/2)<0,0,70*LOG('VRF-WGES'!I25*2)-25+10*LOG('VRF-WGES'!F25/2))","v":9.3697499232712769},0,0,0,2.3697499232712769,4.3697499232712769,0.36974992327127687,0,0,{"$f":"(('VRF-WGES'!I25^2)/(5^2))*45","v":9.6450617283950617}]
[null,{"$f":"IF(Eingabe!$M$6=\"Deutsch\",Legende!$B157,IF(Eingabe!$M$6=\"English\",Legende!$C157,FALSE))","v":"Die Auslegung ist somit abgeschlossen."},500,300,"SDF-SM",1500,1000,2,4,8,17,33,32,18,14,"500x300",{"$f":"IF(70*LOG('VRF-WGES'!I26*2)-25+10*LOG('VRF-WGES'!F26/2)<0,0,70*LOG('VRF-WGES'!I26*2)-25+10*LOG('VRF-WGES'!F26/2))","v":3.555149142787883},0,0,0,0,0,0,0,0,{"$f":"(('VRF-WGES'!I26^2)/(5^2))*45","v":6.1728395061728394}]
[null,{"$f":"IF(Eingabe!$M$6=\"Deutsch\",Legende!$B158,IF(Eingabe!$M$6=\"English\",Legende!$C158,FALSE))","v":"Listeneintrag"},600,300,"SDF-SM",1500,1000,2,4,8,17,33,32,18,14,"600x300",{"$f":"IF(70*LOG('VRF-WGES'!I27*2)-25+10*LOG('VRF-WGES'!F27/2)<0,0,70*LOG('VRF-WGES'!I27*2)-25+10*LOG('VRF-WGES'!F27/2))","v":0},0,0,0,0,0,0,0,0,{"$f":"(('VRF-WGES'!I27^2)/(5^2))*45","v":4.2866941015089166}]
[null,{"$f":"IF(Eingabe!$M$6=\"Deutsch\",Legende!$B159,IF(Eingabe!$M$6=\"English\",Legende!$C159,FALSE))","v":"Druckreglerlisteneintrag"},800,300,"SDF-SM",1500,1000,2,4,8,17,33,32,18,14,"800x300",{"$f":"IF(70*LOG('VRF-WGES'!I28*2)-25+10*LOG('VRF-WGES'!F28/2)<0,0,70*LOG('VRF-WGES'!I28*2)-25+10*LOG('VRF-WGES'!F28/2))","v":0},0,0,0,0,0,0,0,0,{"$f":"(('VRF-WGES'!I28^2)/(5^2))*45","v":2.4112654320987654}]
[null,{"$f":"IF(Eingabe!$M$6=\"Deutsch\",Legende!$B160,IF(Eingabe!$M$6=\"English\",Legende!$C160,FALSE))","v":"Durchmesser bzw."},1000,300,"SDF-SM",1500,1000,2,4,8,17,33,32,18,14,"1000x300",{"$f":"IF(70*LOG('VRF-WGES'!I29*2)-25+10*LOG('VRF-WGES'!F29/2)<0,0,70*LOG('VRF-WGES'!I29*2)-25+10*LOG('VRF-WGES'!F29/2))","v":0},0,0,0,0,0,0,0,0,{"$f":"(('VRF-WGES'!I29^2)/(5^2))*45","v":1.5432098765432098}]
[null,{"$f":"IF(Eingabe!$M$6=\"Deutsch\",Legende!$B161,IF(Eingabe!$M$6=\"English\",Legende!$C161,FALSE))","v":" Breite x Höhe in mm"},1200,300,"SDF-SM",1500,1000,2,4,8,17,33,32,18,14,"1200x300",{"$f":"IF(70*LOG('VRF-WGES'!I30*2)-25+10*LOG('VRF-WGES'!F30/2)<0,0,70*LOG('VRF-WGES'!I30*2)-25+10*LOG('VRF-WGES'!F30/2))","v":0},0,0,0,0,0,0,0,0,{"$f":"(('VRF-WGES'!I30^2)/(5^2))*45","v":1.0716735253772292}]
[null,{"$f":"IF(Eingabe!$M$6=\"Deutsch\",Legende!$B162,IF(Eingabe!$M$6=\"English\",Legende!$C162,FALSE))","v":"ohne"},400,400,"SDF-SM",1500,1000,2,4,8,17,33,32,18,14,"400x400",{"$f":"IF(70*LOG('VRF-WGES'!I31*2)-25+10*LOG('VRF-WGES'!F31/2)<0,0,70*LOG('VRF-WGES'!I31*2)-25+10*LOG('VRF-WGES'!F31/2))","v":1.8734257267732701},0,0,0,0,0,0,0,0,{"$f":"(('VRF-WGES'!I31^2)/(5^2))*45","v":5.4253472222222197}]
[null,{"$f":"IF(Eingabe!$M$6=\"Deutsch\",Legende!$B163,IF(Eingabe!$M$6=\"English\",Legende!$C163,FALSE))","v":"mit"},500,400,"SDF-SM",1500,1000,2,4,8,17,33,32,18,14,"500x400",{"$f":"IF(70*LOG('VRF-WGES'!I32*2)-25+10*LOG('VRF-WGES'!F32/2)<0,0,70*LOG('VRF-WGES'!I32*2)-25+10*LOG('VRF-WGES'!F32/2))","v":0},0,0,0,0,0,0,0,0,{"$f":"(('VRF-WGES'!I32^2)/(5^2))*45","v":3.4722222222222219}]
[null,{"$f":"IF(Eingabe!$M$6=\"Deutsch\",Legende!$B164,IF(Eingabe!$M$6=\"English\",Legende!$C164,FALSE))","v":"von:"},600,400,"SDF-SM",1500,1000,2,4,8,17,33,32,18,14,"600x400",{"$f":"IF(70*LOG('VRF-WGES'!I33*2)-25+10*LOG('VRF-WGES'!F33/2)<0,0,70*LOG('VRF-WGES'!I33*2)-25+10*LOG('VRF-WGES'!F33/2))","v":0},0,0,0,0,0,0,0,0,{"$f":"(('VRF-WGES'!I33^2)/(5^2))*45","v":2.4112654320987654}]
[null,{"$f":"IF(Eingabe!$M$6=\"Deutsch\",Legende!$B165,IF(Eingabe!$M$6=\"English\",Legende!$C165,FALSE))","v":"bis:"},800,400,"SDF-SM",1500,1000,2,4,8,17,33,32,18,14,"800x400",{"$f":"IF(70*LOG('VRF-WGES'!I34*2)-25+10*LOG('VRF-WGES'!F34/2)<0,0,70*LOG('VRF-WGES'!I34*2)-25+10*LOG('VRF-WGES'!F34/2))","v":0},0,0,0,0,0,0,0,0,{"$f":"(('VRF-WGES'!I34^2)/(5^2))*45","v":1.3563368055555549}]
[null,{"$f":"IF(Eingabe!$M$6=\"Deutsch\",Legende!$B167,IF(Eingabe!$M$6=\"English\",Legende!$C166,FALSE))","v":"Breite"},1000,400,"SDF-SM",1500,1000,2,4,8,17,33,32,18,14,"1000x400",{"$f":"IF(70*LOG('VRF-WGES'!I35*2)-25+10*LOG('VRF-WGES'!F35/2)<0,0,70*LOG('VRF-WGES'!I35*2)-25+10*LOG('VRF-WGES'!F35/2))","v":0},0,0,0,0,0,0,0,0,{"$f":"(('VRF-WGES'!I35^2)/(5^2))*45","v":0.86805555555555547}]
[null,{"$f":"IF(Eingabe!$M$6=\"Deutsch\",Legende!$B168,IF(Eingabe!$M$6=\"English\",Legende!$C167,FALSE))","v":"Höhe"},1200,400,"SDF-SM",1500,1000,2,4,8,17,33,32,18,14,"1200x400",{"$f":"IF(70*LOG('VRF-WGES'!I36*2)-25+10*LOG('VRF-WGES'!F36/2)<0,0,70*LOG('VRF-WGES'!I36*2)-25+10*LOG('VRF-WGES'!F36/2))","v":0},0,0,0,0,0,0,0,0,{"$f":"(('VRF-WGES'!I36^2)/(5^2))*45","v":0.60281635802469136}]
[]
[null,{"$f":"IF(Eingabe!$M$6=\"Deutsch\",Legende!$B152,IF(Eingabe!$M$6=\"English\",Legende!$C152,FALSE))","v":"Legende"}]
[null,{"$f":"IF(Eingabe!$M$6=\"Deutsch\",Legende!$B150,IF(Eingabe!$M$6=\"English\",Legende!$C150,FALSE))","v":"* L = Einbaulänge"}]
[null,{"$f":"IF(Eingabe!$M$6=\"Deutsch\",Legende!$B151,IF(Eingabe!$M$6=\"English\",Legende!$C151,FALSE))","v":"SDF-SM = Schalldämpfer eckig, bestehend aus verzinktem Stahlblech mit Schalldämm-Mittelkulissen."}]
[]
[]
[]
[null,{"$f":"Eingabe!B37","v":"© LTG Aktiengesellschaft - 13-05-2020"}]
[null,{"$f":"IF(Eingabe!$M$6=\"Deutsch\",Legende!$B47,IF(Eingabe!$M$6=\"English\",Legende!$C47,FALSE))","v":"Angaben zu Toleranzen sowie weitere Spezifikationen sind der aktuellen Technischen Dokumentation  zu entnehmen. Diese finden Sie auf www.LTG.de."}]
[null,{"$f":"IF(Eingabe!$M$6=\"Deutsch\",Legende!$B48,IF(Eingabe!$M$6=\"English\",Legende!$C48,FALSE))","v":"Eine Fehlerfreiheit des Programms kann nicht zugesichert werden. Im Zweifel gelten die technischen Daten der aktuellen Technischen Dokumentation."}]
[null,{"$f":"IF(Eingabe!$M$6=\"Deutsch\",Legende!$B49,IF(Eingabe!$M$6=\"English\",Legende!$C49,FALSE))","v":"Aus Programmierfehlern entstandener Schaden geht nicht zu Lasten der LTG. Technische Änderungen im Rahmen der Weiterentwicklung vorbehalten."}]

{"sheet":"Auswahl","index":4,"n_rows":52,"n_cols":25,"rows_kept":52,"cut":false,"hidden":true,"merged":[]}
["VRE-W"]
[{"$f":"IF(Eingabe!$M$6=\"Deutsch\",Legende!$B99,IF(Eingabe!$M$6=\"English\",Legende!$C99,FALSE))","v":"Bauhöhe"},{"$f":"IF(Eingabe!$M$6=\"Deutsch\",Legende!$B100,IF(Eingabe!$M$6=\"English\",Legende!$C100,FALSE))","v":"Baugröße"},{"$f":"IF(Eingabe!$M$6=\"Deutsch\",Legende!$B101,IF(Eingabe!$M$6=\"English\",Legende!$C101,FALSE))","v":"VNenn"},"Dpmind","cMax","LWA Durch.","LPA Durch.","LWA Abstr.","LPA Abstr.",null,{"$f":"IF(Eingabe!$M$6=\"Deutsch\",Legende!$B99,IF(Eingabe!$M$6=\"English\",Legende!$C99,FALSE))","v":"Bauhöhe"},"cMax","cMax","LWA Durch.",null,{"$f":"IF(Eingabe!$M$6=\"Deutsch\",Legende!$B99,IF(Eingabe!$M$6=\"English\",Legende!$C99,FALSE))","v":"Bauhöhe"},{"$f":"IF(Eingabe!$M$6=\"Deutsch\",Legende!$B100,IF(Eingabe!$M$6=\"English\",Legende!$C100,FALSE))","v":"Baugröße"},{"$f":"IF(Eingabe!$M$6=\"Deutsch\",Legende!$B101,IF(Eingabe!$M$6=\"English\",Legende!$C101,FALSE))","v":"VNenn"},"Dpmind","cMax","LWA Durch.","LPA Durch.","LWA Abstr.","LPA Abstr.",{"$f":"IF(Eingabe!$M$6=\"Deutsch\",Legende!$B103,IF(Eingabe!$M$6=\"English\",Legende!$C103,FALSE))","v":"Leider keine Vorschläge bei den geg. Auslegungsbedingungen!"}]
[{"$f":"B3","v":100},{"$f":"'VRE-W'!A3","v":100},272,{"$f":"IF(SD=FALSE,6.5852*EXP(0.1904*'VRE-W'!F3),SDEInfo!Y7+6.5852*EXP(0.1904*'VRE-W'!F3))","v":7270.2409046317925},{"$f":"IF(Auswahl!D3<'VRE-W'!G3,'VRE-W'!F3,0)","v":0},{"$f":"IF(SD=FALSE,'VRE-W'!J3,'VRE-W'!T3)","v":88.266666666666652},{"$f":"IF(SD=FALSE,'VRE-W'!BI3,'VRE-W'!BS3)","v":77.01954320651673},{"$f":"IF(DS=FALSE,'VRE-W'!AD3,'VRE-W'!AN3)","v":98.259434016905004},{"$f":"H3-9","v":89.259434016905004},"y = 6,5852e0,1904x ",{"$f":"\"<=\"&Eingabe!K16","v":"<=400"},{"$f":"\"<=\"&cMax","v":"<=10"},{"$f":"\">=\"&cMin","v":">=1"},{"$f":"\"<=\"&Eingabe!K18","v":"<=80"},null,200,200,1108,40.856366456264205,9.1,60.2,49.346635934108818,46.6010669973369,37.6010669973369]
[{"$f":"B4","v":125},{"$f":"'VRE-W'!A4","v":125},428,{"$f":"IF(SD=FALSE,7.2241*EXP(0.1904*'VRE-W'!F4),SDEInfo!Y8+7.2241*EXP(0.1904*'VRE-W'!F4))","v":633.85654477624371},{"$f":"IF(Auswahl!D4<'VRE-W'!G4,'VRE-W'!F4,0)","v":0},{"$f":"IF(SD=FALSE,'VRE-W'!J4,'VRE-W'!T4)","v":73},{"$f":"IF(SD=FALSE,'VRE-W'!BI4,'VRE-W'!BS4)","v":60.566284388876724},{"$f":"IF(DS=FALSE,'VRE-W'!AD4,'VRE-W'!AN4)","v":68.902532487115067},{"$f":"H4-9","v":59.902532487115067},"y = 7,2241e0,1646x\n",null,null,null,null,null,250,250,1739,17.591660000000001,5.8,57.7,46.957343969026354,41.13292219912779,32.13292219912779]
[160,{"$f":"'VRE-W'!A5","v":160},706,{"$f":"IF(SD=FALSE,7.2241*EXP(0.1904*'VRE-W'!F5),SDEInfo!Y9+7.2241*EXP(0.1904*'VRE-W'!F5))","v":107.88897172710676},{"$f":"IF(Auswahl!D5<'VRE-W'!G5,'VRE-W'!F5,0)","v":14.2},{"$f":"IF(SD=FALSE,'VRE-W'!J5,'VRE-W'!T5)","v":68.8},{"$f":"IF(SD=FALSE,'VRE-W'!BI5,'VRE-W'!BS5)","v":57.949692351764966},{"$f":"IF(DS=FALSE,'VRE-W'!AD5,'VRE-W'!AN5)","v":53.598521368872255},44.598521368872255,"y = 7,2241e0,1646x\n",null,null,null,null,null,315,315,2770,13.55092,3.6,53.55,42.753571390537047,39.451741029324296,30.451741029324296]
[200,{"$f":"'VRE-W'!A6","v":200},1108,{"$f":"IF(SD=FALSE,7.2241*EXP(0.1904*'VRE-W'!F6),SDEInfo!Y10+7.2241*EXP(0.1904*'VRE-W'!F6))","v":40.856366456264205},{"$f":"IF(Auswahl!D6<'VRE-W'!G6,'VRE-W'!F6,0)","v":9.1},{"$f":"IF(SD=FALSE,'VRE-W'!J6,'VRE-W'!T6)","v":60.2},{"$f":"IF(SD=FALSE,'VRE-W'!BI6,'VRE-W'!BS6)","v":49.346635934108818},{"$f":"IF(DS=FALSE,'VRE-W'!AD6,'VRE-W'!AN6)","v":46.6010669973369},{"$f":"H6-9","v":37.6010669973369},"y = 7,2241e0,1646x\n",null,null,null,null,null,400,400,4479,10.97954,2.2000000000000002,52.4,41.594814728012558,41.587033518150633,32.587033518150633]
[250,{"$f":"'VRE-W'!A7","v":250},1739,{"$f":"IF(SD=FALSE,1.8367*'VRE-W'!F7+6.9388,SDEInfo!Y11+1.8367*'VRE-W'!F7+6.9388)","v":17.591660000000001},{"$f":"IF(Auswahl!D7<'VRE-W'!G7,'VRE-W'!F7,0)","v":5.8},{"$f":"IF(SD=FALSE,'VRE-W'!J7,'VRE-W'!T7)","v":57.7},{"$f":"IF(SD=FALSE,'VRE-W'!BI7,'VRE-W'!BS7)","v":46.957343969026354},{"$f":"IF(DS=FALSE,'VRE-W'!AD7,'VRE-W'!AN7)","v":41.13292219912779},32.13292219912779,"y = 1,8367x + 6,9388 "]
[315,{"$f":"'VRE-W'!A8","v":315},2770,{"$f":"IF(SD=FALSE,1.8367*'VRE-W'!F8+6.9388,SDEInfo!Y12+1.8367*'VRE-W'!F8+6.9388)","v":13.55092},{"$f":"IF(Auswahl!D8<'VRE-W'!G8,'VRE-W'!F8,0)","v":3.6},{"$f":"IF(SD=FALSE,'VRE-W'!J8,'VRE-W'!T8)","v":53.55},{"$f":"IF(SD=FALSE,'VRE-W'!BI8,'VRE-W'!BS8)","v":42.753571390537047},{"$f":"IF(DS=FALSE,'VRE-W'!AD8,'VRE-W'!AN8)","v":39.451741029324296},30.451741029324296,"y = 1,8367x + 6,9388 "]
[400,{"$f":"'VRE-W'!A9","v":400},4479,{"$f":"IF(SD=FALSE,1.8367*'VRE-W'!F9+6.9388,SDEInfo!Y13+1.8367*'VRE-W'!F9+6.9388)","v":10.97954},{"$f":"IF(Auswahl!D9<'VRE-W'!G9,'VRE-W'!F9,0)","v":2.2000000000000002},{"$f":"IF(SD=FALSE,'VRE-W'!J9,'VRE-W'!T9)","v":52.4},{"$f":"IF(SD=FALSE,'VRE-W'!BI9,'VRE-W'!BS9)","v":41.594814728012558},{"$f":"IF(DS=FALSE,'VRE-W'!AD9,'VRE-W'!AN9)","v":41.587033518150633},32.587033518150633,"y = 1,8367x + 6,9388 "]
[]
["VRF-W "]
[{"$f":"IF(Eingabe!$M$6=\"Deutsch\",Legende!$B99,IF(Eingabe!$M$6=\"English\",Legende!$C99,FALSE))","v":"Bauhöhe"},{"$f":"IF(Eingabe!$M$6=\"Deutsch\",Legende!$B100,IF(Eingabe!$M$6=\"English\",Legende!$C100,FALSE))","v":"Baugröße"},{"$f":"IF(Eingabe!$M$6=\"Deutsch\",Legende!$B101,IF(Eingabe!$M$6=\"English\",Legende!$C101,FALSE))","v":"VNenn"},"Dpmind","cMax","LWA Durch.","LPA Durch.","LWA Abstr.","LPA Abstr.",null,{"$f":"IF(Eingabe!$M$6=\"Deutsch\",Legende!$B99,IF(Eingabe!$M$6=\"English\",Legende!$C99,FALSE))","v":"Bauhöhe"},"cMax","cMax","LWA Durch.",null,{"$f":"IF(Eingabe!$M$6=\"Deutsch\",Legende!$B99,IF(Eingabe!$M$6=\"English\",Legende!$C99,FALSE))","v":"Bauhöhe"},{"$f":"IF(Eingabe!$M$6=\"Deutsch\",Legende!$B100,IF(Eingabe!$M$6=\"English\",Legende!$C100,FALSE))","v":"Baugröße"},{"$f":"IF(Eingabe!$M$6=\"Deutsch\",Legende!$B101,IF(Eingabe!$M$6=\"English\",Legende!$C101,FALSE))","v":"VNenn"},"Dpmind","cMax","LWA Durch.","LPA Durch.","LWA Abstr.","LPA Abstr."]
[{"$f":"VALUE(MID(B13,5,3))","v":100},{"$f":"'VRF-WGES'!B3","v":"200x100"},720,{"$f":"IF(SD=FALSE,6.5418*EXP('VRF-WGES'!I3*0.2546),6.5418*EXP('VRF-WGES'!I3*0.2546)+SDFInfo!Z6)","v":224.60054482748461},{"$f":"IF(Auswahl!D13<dp,'VRF-WGES'!I3,0)","v":0},{"$f":"IF(SD=FALSE,'VRF-WGES'!T3,'VRF-WGES'!AD3)","v":67.953703703703695},{"$f":"IF(SD=FALSE,'VRF-WGES'!BR3,'VRF-WGES'!CB3)","v":57.107969930775255},{"$f":"IF(DS=FALSE,'VRF-WAbstrOhneDS'!S3,'VRF-WAbstrMitDS'!S3)","v":63.101851851851848},{"$f":"H13-9","v":54.101851851851848},"y=6,5418e0,2546x\n",{"$f":"\"<=\"&Eingabe!K16","v":"<=400"},{"$f":"\"<=\"&cMax","v":"<=10"},{"$f":"\">=\"&cMin","v":">=1"},{"$f":"\"<=\"&Eingabe!K18","v":"<=80"},null,100,"300x100",1080,58.835065908260056,9.2592592592592595,61.080246913580247,50.244573837471478,55.456790123456791,46.456790123456791]
[100,{"$f":"'VRF-WGES'!B4","v":"300x100"},1080,{"$f":"IF(SD=FALSE,5.9042*EXP('VRF-WGES'!I4*0.2483),5.9042*EXP('VRF-WGES'!I4*0.2483)+SDFInfo!Z7)","v":58.835065908260056},{"$f":"IF(Auswahl!D14<dp,'VRF-WGES'!I4,0)","v":9.2592592592592595},{"$f":"IF(SD=FALSE,'VRF-WGES'!T4,'VRF-WGES'!AD4)","v":61.080246913580247},{"$f":"IF(SD=FALSE,'VRF-WGES'!BR4,'VRF-WGES'!CB4)","v":50.244573837471478},{"$f":"IF(DS=FALSE,'VRF-WAbstrOhneDS'!S4,'VRF-WAbstrMitDS'!S4)","v":55.456790123456791},{"$f":"H14-9","v":46.456790123456791},"y=5,9042e0,2483x\n",null,null,null,null,null,100,"400x100",1440,29.839108327520602,6.9444444444444429,57.643518518518519,46.798067921220174,51.634259259259252,42.634259259259252]
[100,{"$f":"'VRF-WGES'!B5","v":"400x100"},1440,{"$f":"IF(SD=FALSE,6.2416*EXP('VRF-WGES'!I5*0.2253),6.2416*EXP('VRF-WGES'!I5*0.2253)+SDFInfo!Z8)","v":29.839108327520602},{"$f":"IF(Auswahl!D15<dp,'VRF-WGES'!I5,0)","v":6.9444444444444429},{"$f":"IF(SD=FALSE,'VRF-WGES'!T5,'VRF-WGES'!AD5)","v":57.643518518518519},{"$f":"IF(SD=FALSE,'VRF-WGES'!BR5,'VRF-WGES'!CB5)","v":46.798067921220174},{"$f":"IF(DS=FALSE,'VRF-WAbstrOhneDS'!S5,'VRF-WAbstrMitDS'!S5)","v":51.634259259259252},42.634259259259252,"y = 6,2416e0,2253x ",null,null,null,null,null,100,"500x100",1800,21.821663751844607,5.5555555555555554,55.981481481481481,45.1276929510231,49.74074074074074,40.74074074074074]
[100,{"$f":"'VRF-WGES'!B6","v":"500x100"},1800,{"$f":"IF(SD=FALSE,6.2416*EXP('VRF-WGES'!I6*0.2253),6.2416*EXP('VRF-WGES'!I6*0.2253)+SDFInfo!Z9)","v":21.821663751844607},{"$f":"IF(Auswahl!D16<dp,'VRF-WGES'!I6,0)","v":5.5555555555555554},{"$f":"IF(SD=FALSE,'VRF-WGES'!T6,'VRF-WGES'!AD6)","v":55.981481481481481},{"$f":"IF(SD=FALSE,'VRF-WGES'!BR6,'VRF-WGES'!CB6)","v":45.1276929510231},{"$f":"IF(DS=FALSE,'VRF-WAbstrOhneDS'!S6,'VRF-WAbstrMitDS'!S6)","v":49.74074074074074},40.74074074074074,"y = 6,2416e0,2253x ",null,null,null,null,null,100,"600x100",2160,17.712881005446128,4.6296296296296298,55.206790123456791,44.346764899700219,48.811728395061728,39.811728395061728]
[100,{"$f":"'VRF-WGES'!B7","v":"600x100"},2160,{"$f":"IF(SD=FALSE,6.2416*EXP('VRF-WGES'!I7*0.2253),6.2416*EXP('VRF-WGES'!I7*0.2253)+SDFInfo!Z10)","v":17.712881005446128},{"$f":"IF(Auswahl!D17<dp,'VRF-WGES'!I7,0)","v":4.6296296296296298},{"$f":"IF(SD=FALSE,'VRF-WGES'!T7,'VRF-WGES'!AD7)","v":55.206790123456791},{"$f":"IF(SD=FALSE,'VRF-WGES'!BR7,'VRF-WGES'!CB7)","v":44.346764899700219},{"$f":"IF(DS=FALSE,'VRF-WAbstrOhneDS'!S7,'VRF-WAbstrMitDS'!S7)","v":48.811728395061728},39.811728395061728,"y = 6,2416e0,2253x ",null,null,null,null,null,150,"300x150",1620,19.954846406569526,6.1728395061728394,59.810699588477362,48.976848187179336,53.534979423868315,44.534979423868315]
[150,{"$f":"'VRF-WGES'!B8","v":"300x150"},1620,{"$f":"IF(SD=FALSE,7.2241*EXP('VRF-WGES'!I8*0.1646),7.2241*EXP('VRF-WGES'!I8*0.1646)+SDFInfo!Z11)","v":19.954846406569526},{"$f":"IF(Auswahl!D18<dp,'VRF-WGES'!I8,0)","v":6.1728395061728394},{"$f":"IF(SD=FALSE,'VRF-WGES'!T8,'VRF-WGES'!AD8)","v":59.810699588477362},{"$f":"IF(SD=FALSE,'VRF-WGES'!BR8,'VRF-WGES'!CB8)","v":48.976848187179336},{"$f":"IF(DS=FALSE,'VRF-WAbstrOhneDS'!S8,'VRF-WAbstrMitDS'!S8)","v":53.534979423868315},44.534979423868315,"y = 7,2241e0,1646x",null,null,null,null,null,150,"400x150",2160,15.478619673422925,4.6296296296296298,59.52469135802469,48.686569440988279,52.73456790123457,43.73456790123457]
[150,{"$f":"'VRF-WGES'!B9","v":"400x150"},2160,{"$f":"IF(SD=FALSE,7.2241*EXP('VRF-WGES'!I9*0.1646),7.2241*EXP('VRF-WGES'!I9*0.1646)+SDFInfo!Z12)","v":15.478619673422925},{"$f":"IF(Auswahl!D19<dp,'VRF-WGES'!I9,0)","v":4.6296296296296298},{"$f":"IF(SD=FALSE,'VRF-WGES'!T9,'VRF-WGES'!AD9)","v":59.52469135802469},{"$f":"IF(SD=FALSE,'VRF-WGES'!BR9,'VRF-WGES'!CB9)","v":48.686569440988279},{"$f":"IF(DS=FALSE,'VRF-WAbstrOhneDS'!S9,'VRF-WAbstrMitDS'!S9)","v":52.73456790123457},43.73456790123457,"y = 7,2241e0,1646x",null,null,null,null,null,150,"500x150",2700,13.290537135105255,3.7037037037037037,59.407407407407405,48.581821712330417,52.209876543209873,43.209876543209873]
[150,{"$f":"'VRF-WGES'!B10","v":"500x150"},2700,{"$f":"IF(SD=FALSE,7.2241*EXP('VRF-WGES'!I10*0.1646),7.2241*EXP('VRF-WGES'!I10*0.1646)+SDFInfo!Z13)","v":13.290537135105255},{"$f":"IF(Auswahl!D20<dp,'VRF-WGES'!I10,0)","v":3.7037037037037037},{"$f":"IF(SD=FALSE,'VRF-WGES'!T10,'VRF-WGES'!AD10)","v":59.407407407407405},{"$f":"IF(SD=FALSE,'VRF-WGES'!BR10,'VRF-WGES'!CB10)","v":48.581821712330417},{"$f":"IF(DS=FALSE,'VRF-WAbstrOhneDS'!S10,'VRF-WAbstrMitDS'!S10)","v":52.209876543209873},43.209876543209873,"y = 7,2241e0,1646x",null,null,null,null,null,150,"600x150",3240,12.006490158480908,3.0864197530864197,59.172839506172842,48.375158776026879,51.563786008230451,42.563786008230451]
[150,{"$f":"'VRF-WGES'!B11","v":"600x150"},3240,{"$f":"IF(SD=FALSE,7.2241*EXP('VRF-WGES'!I11*0.1646),7.2241*EXP('VRF-WGES'!I11*0.1646)+SDFInfo!Z14)","v":12.006490158480908},{"$f":"IF(Auswahl!D21<dp,'VRF-WGES'!I11,0)","v":3.0864197530864197},{"$f":"IF(SD=FALSE,'VRF-WGES'!T11,'VRF-WGES'!AD11)","v":59.172839506172842},{"$f":"IF(SD=FALSE,'VRF-WGES'!BR11,'VRF-WGES'!CB11)","v":48.375158776026879},{"$f":"IF(DS=FALSE,'VRF-WAbstrOhneDS'!S11,'VRF-WAbstrMitDS'!S11)","v":51.563786008230451},42.563786008230451,"y = 7,2241e0,1646x",null,null,null,null,null,200,"200x200",1440,22.657212056136792,6.9444444444444429,58.981481481481481,48.175355328693357,50.717592592592595,41.717592592592595]
[200,{"$f":"'VRF-WGES'!B12","v":"200x200"},1440,{"$f":"IF(SD=FALSE,7.2241*EXP('VRF-WGES'!I12*0.1646),7.2241*EXP('VRF-WGES'!I12*0.1646)+SDFInfo!Z15)","v":22.657212056136792},{"$f":"IF(Auswahl!D22<dp,'VRF-WGES'!I12,0)","v":6.9444444444444429},{"$f":"IF(SD=FALSE,'VRF-WGES'!T12,'VRF-WGES'!AD12)","v":58.981481481481481},{"$f":"IF(SD=FALSE,'VRF-WGES'!BR12,'VRF-WGES'!CB12)","v":48.175355328693357},{"$f":"IF(DS=FALSE,'VRF-WAbstrOhneDS'!S12,'VRF-WAbstrMitDS'!S12)","v":50.717592592592595},41.717592592592595,"y = 7,2241e0,1646x",null,null,null,null,null,200,"300x200",2160,15.478619673422925,4.6296296296296298,59.209876543209873,48.35999621216807,50.367283950617285,41.367283950617285]
[200,{"$f":"'VRF-WGES'!B13","v":"300x200"},2160,{"$f":"IF(SD=FALSE,7.2241*EXP('VRF-WGES'!I13*0.1646),7.2241*EXP('VRF-WGES'!I13*0.1646)+SDFInfo!Z16)","v":15.478619673422925},{"$f":"IF(Auswahl!D23<dp,'VRF-WGES'!I13,0)","v":4.6296296296296298},{"$f":"IF(SD=FALSE,'VRF-WGES'!T13,'VRF-WGES'!AD13)","v":59.209876543209873},{"$f":"IF(SD=FALSE,'VRF-WGES'!BR13,'VRF-WGES'!CB13)","v":48.35999621216807},{"$f":"IF(DS=FALSE,'VRF-WAbstrOhneDS'!S13,'VRF-WAbstrMitDS'!S13)","v":50.367283950617285},41.367283950617285,"y = 7,2241e0,1646x",null,null,null,null,null,200,"400x200",2880,12.793668966122963,3.4722222222222214,60,49.125325043042494,50.912037037037038,41.912037037037038]
[200,{"$f":"'VRF-WGES'!B14","v":"400x200"},2880,{"$f":"IF(SD=FALSE,7.2241*EXP('VRF-WGES'!I14*0.1646),7.2241*EXP('VRF-WGES'!I14*0.1646)+SDFInfo!Z17)","v":12.793668966122963},{"$f":"IF(Auswahl!D24<dp,'VRF-WGES'!I14,0)","v":3.4722222222222214},{"$f":"IF(SD=FALSE,'VRF-WGES'!T14,'VRF-WGES'!AD14)","v":60},{"$f":"IF(SD=FALSE,'VRF-WGES'!BR14,'VRF-WGES'!CB14)","v":49.125325043042494},{"$f":"IF(DS=FALSE,'VRF-WAbstrOhneDS'!S14,'VRF-WAbstrMitDS'!S14)","v":50.912037037037038},41.912037037037038,"y = 7,2241e0,1646x",null,null,null,null,null,200,"500x200",3600,11.41176545883501,2.7777777777777777,61,50.10438165268318,51.796296296296298,42.796296296296298]
[200,{"$f":"'VRF-WGES'!B15","v":"500x200"},3600,{"$f":"IF(SD=FALSE,7.2241*EXP('VRF-WGES'!I15*0.1646),7.2241*EXP('VRF-WGES'!I15*0.1646)+SDFInfo!Z18)","v":11.41176545883501},{"$f":"IF(Auswahl!D25<dp,'VRF-WGES'!I15,0)","v":2.7777777777777777},{"$f":"IF(SD=FALSE,'VRF-WGES'!T15,'VRF-WGES'!AD15)","v":61},{"$f":"IF(SD=FALSE,'VRF-WGES'!BR15,'VRF-WGES'!CB15)","v":50.10438165268318},{"$f":"IF(DS=FALSE,'VRF-WAbstrOhneDS'!S15,'VRF-WAbstrMitDS'!S15)","v":51.796296296296298},42.796296296296298,"y = 7,2241e0,1646x",null,null,null,null,null,200,"600x200",4320,10.574454897666099,2.3148148148148149,62,51.090775554011799,52.719135802469133,43.719135802469133]
[200,{"$f":"'VRF-WGES'!B16","v":"600x200"},4320,{"$f":"IF(SD=FALSE,7.2241*EXP('VRF-WGES'!I16*0.1646),7.2241*EXP('VRF-WGES'!I16*0.1646)+SDFInfo!Z19)","v":10.574454897666099},{"$f":"IF(Auswahl!D26<dp,'VRF-WGES'!I16,0)","v":2.3148148148148149},{"$f":"IF(SD=FALSE,'VRF-WGES'!T16,'VRF-WGES'!AD16)","v":62},{"$f":"IF(SD=FALSE,'VRF-WGES'!BR16,'VRF-WGES'!CB16)","v":51.090775554011799},{"$f":"IF(DS=FALSE,'VRF-WAbstrOhneDS'!S16,'VRF-WAbstrMitDS'!S16)","v":52.719135802469133},43.719135802469133,"y = 7,2241e0,1646x",null,null,null,null,null,200,"800x200",5760,9.6136748425442864,1.7361111111111107,63,52.074922846852232,53.622685185185183,44.622685185185183]
[200,{"$f":"'VRF-WGES'!B17","v":"800x200"},5760,{"$f":"IF(SD=FALSE,7.2241*EXP('VRF-WGES'!I17*0.1646),7.2241*EXP('VRF-WGES'!I17*0.1646)+SDFInfo!Z20)","v":9.6136748425442864},{"$f":"IF(Auswahl!D27<dp,'VRF-WGES'!I17,0)","v":1.7361111111111107},{"$f":"IF(SD=FALSE,'VRF-WGES'!T17,'VRF-WGES'!AD17)","v":63},{"$f":"IF(SD=FALSE,'VRF-WGES'!BR17,'VRF-WGES'!CB17)","v":52.074922846852232},{"$f":"IF(DS=FALSE,'VRF-WAbstrOhneDS'!S17,'VRF-WAbstrMitDS'!S17)","v":53.622685185185183},44.622685185185183,"y = 7,2241e0,1646x",null,null,null,null,null,250,"300x250",2700,13.238096367044761,3.7037037037037037,59.950617283950621,49.124090702168623,50.901234567901234,41.901234567901234]
[250,{"$f":"'VRF-WGES'!B18","v":"300x250"},2700,{"$f":"IF(SD=FALSE,8.1401*EXP('VRF-WGES'!I18*0.1313),8.1401*EXP('VRF-WGES'!I18*0.1313)+SDFInfo!Z21)","v":13.238096367044761},{"$f":"IF(Auswahl!D28<dp,'VRF-WGES'!I18,0)","v":3.7037037037037037},{"$f":"IF(SD=FALSE,'VRF-WGES'!T18,'VRF-WGES'!AD18)","v":59.950617283950621},{"$f":"IF(SD=FALSE,'VRF-WGES'!BR18,'VRF-WGES'!CB18)","v":49.124090702168623},{"$f":"IF(DS=FALSE,'VRF-WAbstrOhneDS'!S18,'VRF-WAbstrMitDS'!S18)","v":50.901234567901234},41.901234567901234,"y = 8,1401e0,1313x",null,null,null,null,null,250,"400x250",3600,11.722671327838944,2.7777777777777777,60.796296296296298,49.926191696200505,51.592592592592595,42.592592592592595]
[250,{"$f":"'VRF-WGES'!B19","v":"400x250"},3600,{"$f":"IF(SD=FALSE,8.1401*EXP('VRF-WGES'!I19*0.1313),8.1401*EXP('VRF-WGES'!I19*0.1313)+SDFInfo!Z22)","v":11.722671327838944},{"$f":"IF(Auswahl!D29<dp,'VRF-WGES'!I19,0)","v":2.7777777777777777},{"$f":"IF(SD=FALSE,'VRF-WGES'!T19,'VRF-WGES'!AD19)","v":60.796296296296298},{"$f":"IF(SD=FALSE,'VRF-WGES'!BR19,'VRF-WGES'!CB19)","v":49.926191696200505},{"$f":"IF(DS=FALSE,'VRF-WAbstrOhneDS'!S19,'VRF-WAbstrMitDS'!S19)","v":51.592592592592595},42.592592592592595,"y = 8,1401e0,1313x",null,null,null,null,null,250,"500x250",4500,10.898010424684632,2.2222222222222223,61.703703703703702,50.810158781205431,52.407407407407405,43.407407407407405]
[250,{"$f":"'VRF-WGES'!B20","v":"500x250"},4500,{"$f":"IF(SD=FALSE,8.1401*EXP('VRF-WGES'!I20*0.1313),8.1401*EXP('VRF-WGES'!I20*0.1313)+SDFInfo!Z23)","v":10.898010424684632},{"$f":"IF(Auswahl!D30<dp,'VRF-WGES'!I20,0)","v":2.2222222222222223},{"$f":"IF(SD=FALSE,'VRF-WGES'!T20,'VRF-WGES'!AD20)","v":61.703703703703702},{"$f":"IF(SD=FALSE,'VRF-WGES'!BR20,'VRF-WGES'!CB20)","v":50.810158781205431},{"$f":"IF(DS=FALSE,'VRF-WAbstrOhneDS'!S20,'VRF-WAbstrMitDS'!S20)","v":52.407407407407405},43.407407407407405,"y = 8,1401e0,1313x",null,null,null,null,null,250,"600x250",5400,10.380723878293896,1.8518518518518519,62.641975308641975,51.734305049771827,53.283950617283949,44.283950617283949]
[250,{"$f":"'VRF-WGES'!B21","v":"600x250"},5400,{"$f":"IF(SD=FALSE,8.1401*EXP('VRF-WGES'!I21*0.1313),8.1401*EXP('VRF-WGES'!I21*0.1313)+SDFInfo!Z24)","v":10.380723878293896},{"$f":"IF(Auswahl!D31<dp,'VRF-WGES'!I21,0)","v":1.8518518518518519},{"$f":"IF(SD=FALSE,'VRF-WGES'!T21,'VRF-WGES'!AD21)","v":62.641975308641975},{"$f":"IF(SD=FALSE,'VRF-WGES'!BR21,'VRF-WGES'!CB21)","v":51.734305049771827},{"$f":"IF(DS=FALSE,'VRF-WAbstrOhneDS'!S21,'VRF-WAbstrMitDS'!S21)","v":53.283950617283949},44.283950617283949,"y = 8,1401e0,1313x",null,null,null,null,null,250,"800x250",7200,9.7685063789579303,1.3888888888888888,63.564814814814817,52.641324696486052,54.129629629629626,45.129629629629626]
[250,{"$f":"'VRF-WGES'!B22","v":"800x250"},7200,{"$f":"IF(SD=FALSE,8.1401*EXP('VRF-WGES'!I22*0.1313),8.1401*EXP('VRF-WGES'!I22*0.1313)+SDFInfo!Z25)","v":9.7685063789579303},{"$f":"IF(Auswahl!D32<dp,'VRF-WGES'!I22,0)","v":1.3888888888888888},{"$f":"IF(SD=FALSE,'VRF-WGES'!T22,'VRF-WGES'!AD22)","v":63.564814814814817},{"$f":"IF(SD=FALSE,'VRF-WGES'!BR22,'VRF-WGES'!CB22)","v":52.641324696486052},{"$f":"IF(DS=FALSE,'VRF-WAbstrOhneDS'!S22,'VRF-WAbstrMitDS'!S22)","v":54.129629629629626},45.129629629629626,"y = 8,1401e0,1313x",null,null,null,null,null,300,"300x300",3240,12.207486102719423,3.0864197530864197,60.695473251028808,49.862193468658248,51.543209876543209,42.543209876543209]
[null,null,null,null,null,null,null,null,null,null,null,null,null,null,null,300,"400x300",4320,11.031310627948473,2.3148148148148149,61.438271604938272,50.565700731259575,52.157407407407405,43.157407407407405]
[{"$f":"VALUE(MID(B34,5,3))","v":300},{"$f":"'VRF-WGES'!B24","v":"300x300"},3240,{"$f":"IF(SD=FALSE,8.1401*EXP('VRF-WGES'!I24*0.1313),8.1401*EXP('VRF-WGES'!I24*0.1313)+SDFInfo!Z27)","v":12.207486102719423},{"$f":"IF(Auswahl!D34<dp,'VRF-WGES'!I24,0)","v":3.0864197530864197},{"$f":"IF(SD=FALSE,'VRF-WGES'!T24,'VRF-WGES'!AD24)","v":60.695473251028808},{"$f":"IF(SD=FALSE,'VRF-WGES'!BR24,'VRF-WGES'!CB24)","v":49.862193468658248},{"$f":"IF(DS=FALSE,'VRF-WAbstrOhneDS'!S24,'VRF-WAbstrMitDS'!S24)","v":51.543209876543209},42.543209876543209,"y = 8,1401e0,1313x",null,null,null,null,null,300,"500x300",5400,10.380723878293896,1.8518518518518519,62.283950617283949,51.391048183171641,52.925925925925924,43.925925925925924]
[{"$f":"VALUE(MID(B35,5,3))","v":300},{"$f":"'VRF-WGES'!B25","v":"400x300"},4320,{"$f":"IF(SD=FALSE,8.1401*EXP('VRF-WGES'!I25*0.1313),8.1401*EXP('VRF-WGES'!I25*0.1313)+SDFInfo!Z28)","v":11.031310627948473},{"$f":"IF(Auswahl!D35<dp,'VRF-WGES'!I25,0)","v":2.3148148148148149},{"$f":"IF(SD=FALSE,'VRF-WGES'!T25,'VRF-WGES'!AD25)","v":61.438271604938272},{"$f":"IF(SD=FALSE,'VRF-WGES'!BR25,'VRF-WGES'!CB25)","v":50.565700731259575},{"$f":"IF(DS=FALSE,'VRF-WAbstrOhneDS'!S25,'VRF-WAbstrMitDS'!S25)","v":52.157407407407405},43.157407407407405,"y = 8,1401e0,1313x",null,null,null,null,null,300,"600x300",6480,9.9684581367805514,1.5432098765432098,63.181069958847736,52.276005417916743,53.771604938271608,44.771604938271608]
[{"$f":"VALUE(MID(B36,5,3))","v":300},{"$f":"'VRF-WGES'!B26","v":"500x300"},5400,{"$f":"IF(SD=FALSE,8.1401*EXP('VRF-WGES'!I26*0.1313),8.1401*EXP('VRF-WGES'!I26*0.1313)+SDFInfo!Z29)","v":10.380723878293896},{"$f":"IF(Auswahl!D36<dp,'VRF-WGES'!I26,0)","v":1.8518518518518519},{"$f":"IF(SD=FALSE,'VRF-WGES'!T26,'VRF-WGES'!AD26)","v":62.283950617283949},{"$f":"IF(SD=FALSE,'VRF-WGES'!BR26,'VRF-WGES'!CB26)","v":51.391048183171641},{"$f":"IF(DS=FALSE,'VRF-WAbstrOhneDS'!S26,'VRF-WAbstrMitDS'!S26)","v":52.925925925925924},43.925925925925924,"y = 8,1401e0,1313x",null,null,null,null,null,300,"800x300",8640,9.4760736406258133,1.1574074074074074,64.052469135802468,53.133737340076941,54.578703703703702,45.578703703703702]
[{"$f":"VALUE(MID(B37,5,3))","v":300},{"$f":"'VRF-WGES'!B27","v":"600x300"},6480,{"$f":"IF(SD=FALSE,8.1401*EXP('VRF-WGES'!I27*0.1313),8.1401*EXP('VRF-WGES'!I27*0.1313)+SDFInfo!Z30)","v":9.9684581367805514},{"$f":"IF(Auswahl!D37<dp,'VRF-WGES'!I27,0)","v":1.5432098765432098},{"$f":"IF(SD=FALSE,'VRF-WGES'!T27,'VRF-WGES'!AD27)","v":63.181069958847736},{"$f":"IF(SD=FALSE,'VRF-WGES'!BR27,'VRF-WGES'!CB27)","v":52.276005417916743},{"$f":"IF(DS=FALSE,'VRF-WAbstrOhneDS'!S27,'VRF-WAbstrMitDS'!S27)","v":53.771604938271608},44.771604938271608,"y = 8,1401e0,1313x",null,null,null,null,null,400,"400x400",5760,10.224163137541277,1.7361111111111107,62.99074074074074,52.113151071874789,53.49074074074074,44.49074074074074]
[{"$f":"VALUE(MID(B38,5,3))","v":300},{"$f":"'VRF-WGES'!B28","v":"800x300"},8640,{"$f":"IF(SD=FALSE,8.1401*EXP('VRF-WGES'!I28*0.1313),8.1401*EXP('VRF-WGES'!I28*0.1313)+SDFInfo!Z31)","v":9.4760736406258133},{"$f":"IF(Auswahl!D38<dp,'VRF-WGES'!I28,0)","v":1.1574074074074074},{"$f":"IF(SD=FALSE,'VRF-WGES'!T28,'VRF-WGES'!AD28)","v":64.052469135802468},{"$f":"IF(SD=FALSE,'VRF-WGES'!BR28,'VRF-WGES'!CB28)","v":53.133737340076941},{"$f":"IF(DS=FALSE,'VRF-WAbstrOhneDS'!S28,'VRF-WAbstrMitDS'!S28)","v":54.578703703703702},45.578703703703702,"y = 8,1401e0,1313x",null,null,null,null,null,400,"500x400",7200,9.7685063789579303,1.3888888888888888,63.75925925925926,52.862049990211887,54.25925925925926,45.25925925925926]
[{"$f":"VALUE(MID(B39,6,3))","v":300},{"$f":"'VRF-WGES'!B29","v":"1000x300"},10800,{"$f":"IF(SD=FALSE,8.1401*EXP('VRF-WGES'!I29*0.1313),8.1401*EXP('VRF-WGES'!I29*0.1313)+SDFInfo!Z32)","v":9.1923952505155118},{"$f":"IF(Auswahl!D39<dp,'VRF-WGES'!I29,0)","v":0.92592592592592593},{"$f":"IF(SD=FALSE,'VRF-WGES'!T29,'VRF-WGES'!AD29)","v":64.975308641975303},{"$f":"IF(SD=FALSE,'VRF-WGES'!BR29,'VRF-WGES'!CB29)","v":54.049166946797428},{"$f":"IF(DS=FALSE,'VRF-WAbstrOhneDS'!S29,'VRF-WAbstrMitDS'!S29)","v":55.462962962962962},46.462962962962962,"y = 8,1401e0,1313x",null,null,null,null,null,400,"600x400",8640,9.4760736406258133,1.1574074074074074,64.604938271604937,53.696150471463241,55.104938271604937,46.104938271604937]
[]
[{"$f":"VALUE(MID(B41,5,3))","v":400},{"$f":"'VRF-WGES'!B31","v":"400x400"},5760,{"$f":"IF(SD=FALSE,8.1401*EXP('VRF-WGES'!I31*0.1313),8.1401*EXP('VRF-WGES'!I31*0.1313)+SDFInfo!Z34)","v":10.224163137541277},{"$f":"IF(Auswahl!D41<dp,'VRF-WGES'!I31,0)","v":1.7361111111111107},{"$f":"IF(SD=FALSE,'VRF-WGES'!T31,'VRF-WGES'!AD31)","v":62.99074074074074},{"$f":"IF(SD=FALSE,'VRF-WGES'!BR31,'VRF-WGES'!CB31)","v":52.113151071874789},{"$f":"IF(DS=FALSE,'VRF-WAbstrOhneDS'!S31,'VRF-WAbstrMitDS'!S31)","v":53.49074074074074},44.49074074074074,"y = 8,1401e0,1313x"]
[{"$f":"VALUE(MID(B42,5,3))","v":400},{"$f":"'VRF-WGES'!B32","v":"500x400"},7200,{"$f":"IF(SD=FALSE,8.1401*EXP('VRF-WGES'!I32*0.1313),8.1401*EXP('VRF-WGES'!I32*0.1313)+SDFInfo!Z35)","v":9.7685063789579303},{"$f":"IF(Auswahl!D42<dp,'VRF-WGES'!I32,0)","v":1.3888888888888888},{"$f":"IF(SD=FALSE,'VRF-WGES'!T32,'VRF-WGES'!AD32)","v":63.75925925925926},{"$f":"IF(SD=FALSE,'VRF-WGES'!BR32,'VRF-WGES'!CB32)","v":52.862049990211887},{"$f":"IF(DS=FALSE,'VRF-WAbstrOhneDS'!S32,'VRF-WAbstrMitDS'!S32)","v":54.25925925925926},45.25925925925926,"y = 8,1401e0,1313x"]
[{"$f":"VALUE(MID(B43,5,3))","v":400},{"$f":"'VRF-WGES'!B33","v":"600x400"},8640,{"$f":"IF(SD=FALSE,8.1401*EXP('VRF-WGES'!I33*0.1313),8.1401*EXP('VRF-WGES'!I33*0.1313)+SDFInfo!Z36)","v":9.4760736406258133},{"$f":"IF(Auswahl!D43<dp,'VRF-WGES'!I33,0)","v":1.1574074074074074},{"$f":"IF(SD=FALSE,'VRF-WGES'!T33,'VRF-WGES'!AD33)","v":64.604938271604937},{"$f":"IF(SD=FALSE,'VRF-WGES'!BR33,'VRF-WGES'!CB33)","v":53.696150471463241},{"$f":"IF(DS=FALSE,'VRF-WAbstrOhneDS'!S33,'VRF-WAbstrMitDS'!S33)","v":55.104938271604937},46.104938271604937,"y = 8,1401e0,1313x"]
[{"$f":"VALUE(MID(B44,5,3))","v":400},{"$f":"'VRF-WGES'!B34","v":"800x400"},11520,{"$f":"IF(SD=FALSE,8.1401*EXP('VRF-WGES'!I34*0.1313),8.1401*EXP('VRF-WGES'!I34*0.1313)+SDFInfo!Z37)","v":9.1228126340454754},{"$f":"IF(Auswahl!D44<dp,'VRF-WGES'!I34,0)","v":0.86805555555555536},{"$f":"IF(SD=FALSE,'VRF-WGES'!T34,'VRF-WGES'!AD34)","v":65.412037037037038},{"$f":"IF(SD=FALSE,'VRF-WGES'!BR34,'VRF-WGES'!CB34)","v":54.490354500549763},{"$f":"IF(DS=FALSE,'VRF-WAbstrOhneDS'!S34,'VRF-WAbstrMitDS'!S34)","v":55.912037037037038},46.912037037037038,"y = 8,1401e0,1313x"]
[{"$f":"VALUE(MID(B45,6,3))","v":400},{"$f":"'VRF-WGES'!B35","v":"1000x400"},14400,{"$f":"IF(SD=FALSE,8.1401*EXP('VRF-WGES'!I35*0.1313),8.1401*EXP('VRF-WGES'!I35*0.1313)+SDFInfo!Z38)","v":8.9172091360108539},{"$f":"IF(Auswahl!D45<dp,'VRF-WGES'!I35,0)","v":0.69444444444444442},{"$f":"IF(SD=FALSE,'VRF-WGES'!T35,'VRF-WGES'!AD35)","v":66.296296296296291},{"$f":"IF(SD=FALSE,'VRF-WGES'!BR35,'VRF-WGES'!CB35)","v":55.367664992732458},{"$f":"IF(DS=FALSE,'VRF-WAbstrOhneDS'!S35,'VRF-WAbstrMitDS'!S35)","v":56.796296296296298},47.796296296296298,"y = 8,1401e0,1313x"]
[{"$f":"VALUE(MID(B46,6,3))","v":400},{"$f":"'VRF-WGES'!B36","v":"1200x400"},17280,{"$f":"IF(SD=FALSE,8.1401*EXP('VRF-WGES'!I36*0.1313),8.1401*EXP('VRF-WGES'!I36*0.1313)+SDFInfo!Z39)","v":8.7827209361369434},{"$f":"IF(Auswahl!D46<dp,'VRF-WGES'!I36,0)","v":0.57870370370370372},{"$f":"IF(SD=FALSE,'VRF-WGES'!T36,'VRF-WGES'!AD36)","v":67.21913580246914},{"$f":"IF(SD=FALSE,'VRF-WGES'!BR36,'VRF-WGES'!CB36)","v":56.286180639684929},{"$f":"IF(DS=FALSE,'VRF-WAbstrOhneDS'!S36,'VRF-WAbstrMitDS'!S36)","v":57.719135802469133},48.719135802469133,"y = 8,1401e0,1313x"]
[null,{"$f":"'VRF-WGES'!B45","v":0}]
[null,{"$f":"'VRF-WGES'!B46","v":0}]
[]
[]
["SD",false]
["DS",false]

{"sheet":"SVerweis","index":5,"n_rows":0,"n_cols":0,"rows_kept":0,"cut":false,"hidden":true,"merged":[[40,69,40,78],[40,9,40,18],[40,19,40,28],[40,30,40,39],[40,40,40,49],[40,50,40,58],[40,59,40,68],[38,69,38,78],[38,9,38,18],[38,19,38,28],[38,30,38,39],[38,40,38,49],[38,50,38,58],[38,59,38,68]]}

{"sheet":"VRE-W","index":6,"n_rows":150,"n_cols":80,"rows_kept":150,"cut":false,"hidden":true,"merged":[[26,31,26,35],[26,36,26,40],[0,39,0,48],[0,4,0,7],[0,19,0,28],[0,8,0,18],[26,1,26,5],[26,6,26,10],[26,26,26,30],[26,11,26,15],[26,16,26,20],[26,21,26,25],[0,29,0,38],[0,49,0,59],[0,60,0,69],[0,70,0,79],[0,0,0,3]]}
[null,null,null,null,"VMax Auslegung",null,null,null,"Schallleistungspegel Durchstrahlung",null,null,null,null,null,null,null,null,null,null,"Schallleistungspegel Durchstrahlung mit Schalldämpfer (Volumenstromregler und Schalldämpfer)",null,null,null,null,null,null,null,null,null,"Schallleistungspegel Abstrahlung",null,null,null,null,null,null,null,null,null,"Schallleistungspegel Abstrahlung mit Dämmschale",null,null,null,null,null,null,null,null,null,"Schallleistungspegel mit Schalldämpfer (nur Volumenstromregler)",null,null,null,null,null,null,null,null,null,null,"Schalldruckpegel Durchstrahlung ohne SD",null,null,null,null,null,null,null,null,null,"Schalldruckpegel Durchstrahlung mit SD"]
[null,"Ø licht /hydr.","Querschnitt","Mantelfl. 6m","VMax","cMax","Dp ","a",null," S LWA"," S  aus Oktaven",63,125,250,500,1000,2000,4000,8000," S LWA"," S  aus Oktaven",63,125,250,500,1000,2000,4000,8000," S LWA",null,63,125,250,500,1000,2000,4000,8000," S LWA",null,63,125,250,500,1000,2000,4000,8000,"Vnenn"," S LWA",null,63,125,250,500,1000,2000,4000,8000," S LPA"," S  aus Oktaven",63,125,250,500,1000,2000,4000,8000," S LPA"," S  aus Oktaven",63,125,250,500,1000,2000,4000,8000]
[100,98,{"$f":"((B3/1000)^2)*(PI()/4)","v":7.5429639612690945E-3},{"$f":"(B3/1000)*PI()*6","v":1.8472564803107985},{"$f":"VMax","v":1000},{"$f":"ROUND(E3/(((B3/1000)^2/4)*(PI())*3600),1)","v":36.799999999999997},{"$f":"IF(SD=TRUE,IF(dp-SDEInfo!Y7<1,1,dp-SDEInfo!Y7),dp)","v":150},{"$f":"IF(((LN((2*G3)/(F3^2*1.2))-LN(0.218798860946047))/0.1258791219104)>60,60,((LN((2*G3)/(F3^2*1.2))-LN(0.218798860946047))/0.1258791219104))","v":-1.349964597359975},null,{"$f":"IF(AND($F3<7,$G3<200),$AU33,IF(AND($F3<7,$G3>=200),$AU34,IF(AND($F3>=7,$G3<200),$AU36,$AU37)))","v":88.266666666666652},{"$f":"10*LOG10((10^(0.1*(L3-26.2)))+10^(0.1*(M3-16.1))+10^(0.1*(N3-8.6))+10^(0.1*(O3-3.2))+10^(0.1*(P3-0))+10^(0.1*(Q3+1.2))+10^(0.1*(R3+1))+10^(0.1*(S3-1.1)))","v":109.13631606133039},{"$f":"IF($G3>200,A105,A95)","v":79.74444444444444},{"$f":"IF($G3>200,B105,B95)","v":117.03333333333335},98.155555555555551,85.25555555555556,70.855555555555554,93.177777777777777,99.100000000000009,108.54444444444444,{"$f":"10*LOG10(10^(0.1*AY3)+10^(0.1*SDEInfo!P7))","v":71.294389320885784},{"$f":"10*LOG10((10^(0.1*(V3-26.2)))+10^(0.1*(W3-16.1))+10^(0.1*(X3-8.6))+10^(0.1*(Y3-3.2))+10^(0.1*(Z3-0))+10^(0.1*(AA3+1.2))+10^(0.1*(AB3+1))+10^(0.1*(AC3-1.1)))","v":91.402755054583196},{"$f":"10*LOG10(10^(0.1*BA3)+10^(0.1*SDEInfo!Q7))","v":75.746445410930235},{"$f":"10*LOG10(10^(0.1*BB3)+10^(0.1*SDEInfo!R7))","v":107.03333925509172},{"$f":"10*LOG10(10^(0.1*BC3)+10^(0.1*SDEInfo!S7))","v":83.160126439467263},{"$f":"10*LOG10(10^(0.1*BD3)+10^(0.1*SDEInfo!T7))","v":59.850104919591573},{"$f":"10*LOG10(10^(0.1*BE3)+10^(0.1*SDEInfo!U7))","v":58.38767284046466},{"$f":"10*LOG10(10^(0.1*BF3)+10^(0.1*SDEInfo!V7))","v":54.69739190740529},{"$f":"10*LOG10(10^(0.1*BG3)+10^(0.1*SDEInfo!W7))","v":56.130907674425963},{"$f":"10*LOG10(10^(0.1*BH3)+10^(0.1*SDEInfo!X7))","v":81.544862581791847},{"$f":"10*LOG10((10^(0.1*(AF3-26.2)))+10^(0.1*(AG3-16.1))+10^(0.1*(AH3-8.6))+10^(0.1*(AI3-3.2))+10^(0.1*(AJ3-0))+10^(0.1*(AK3+1.2))+10^(0.1*(AL3+1))+10^(0.1*(AM3-1.1)))","v":98.259434016905004},null,{"$f":"IF((L3-VLOOKUP($A3,$A$116:$I$131,2,FALSE)+10*LOG($D3/$C3))<0,0,(L3-VLOOKUP($A3,$A$116:$I$131,2,FALSE)+10*LOG($D3/$C3)))","v":67.634296104635553},{"$f":"IF((M3-VLOOKUP($A3,$A$116:$I$131,3,FALSE)+10*LOG($D3/$C3))<0,0,(M3-VLOOKUP($A3,$A$116:$I$131,3,FALSE)+10*LOG($D3/$C3)))","v":92.923184993524458},{"$f":"IF((N3-VLOOKUP($A3,$A$116:$I$131,4,FALSE)+10*LOG($D3/$C3))<0,0,(N3-VLOOKUP($A3,$A$116:$I$131,4,FALSE)+10*LOG($D3/$C3)))","v":81.045407215746664},{"$f":"IF((O3-VLOOKUP($A3,$A$116:$I$131,5,FALSE)+10*LOG($D3/$C3))<0,0,(O3-VLOOKUP($A3,$A$116:$I$131,5,FALSE)+10*LOG($D3/$C3)))","v":68.145407215746673},{"$f":"IF((P3-VLOOKUP($A3,$A$116:$I$131,6,FALSE)+10*LOG($D3/$C3))<0,0,(P3-VLOOKUP($A3,$A$116:$I$131,6,FALSE)+10*LOG($D3/$C3)))","v":55.745407215746667},{"$f":"IF((Q3-VLOOKUP($A3,$A$116:$I$131,7,FALSE)+10*LOG($D3/$C3))<0,0,(Q3-VLOOKUP($A3,$A$116:$I$131,7,FALSE)+10*LOG($D3/$C3)))","v":85.06762943796889},{"$f":"IF((R3-VLOOKUP($A3,$A$116:$I$131,8,FALSE)+10*LOG($D3/$C3))<0,0,(R3-VLOOKUP($A3,$A$116:$I$131,8,FALSE)+10*LOG($D3/$C3)))","v":87.989851660191121},{"$f":"IF((S3-VLOOKUP($A3,$A$116:$I$131,9,FALSE)+10*LOG($D3/$C3))<0,0,(S3-VLOOKUP($A3,$A$116:$I$131,9,FALSE)+10*LOG($D3/$C3)))","v":98.43429610463555},{"$f":"10*LOG10((10^(0.1*(AP3-26.2)))+10^(0.1*(AQ3-16.1))+10^(0.1*(AR3-8.6))+10^(0.1*(AS3-3.2))+10^(0.1*(AT3-0))+10^(0.1*(AU3+1.2))+10^(0.1*(AV3+1))+10^(0.1*(AW3-1.1)))","v":81.203750382741362},null,{"$f":"IF((L3-VLOOKUP($A3,$A$135:$I$150,2,FALSE)+10*LOG($D3/$C3))<0,0,(L3-VLOOKUP($A3,$A$135:$I$150,2,FALSE)+10*LOG($D3/$C3)))","v":66.634296104635553},{"$f":"IF((M3-VLOOKUP($A3,$A$135:$I$150,3,FALSE)+10*LOG($D3/$C3))<0,0,(M3-VLOOKUP($A3,$A$135:$I$150,3,FALSE)+10*LOG($D3/$C3)))","v":92.923184993524458},{"$f":"IF((N3-VLOOKUP($A3,$A$135:$I$150,4,FALSE)+10*LOG($D3/$C3))<0,0,(N3-VLOOKUP($A3,$A$135:$I$150,4,FALSE)+10*LOG($D3/$C3)))","v":81.045407215746664},{"$f":"IF((O3-VLOOKUP($A3,$A$135:$I$150,5,FALSE)+10*LOG($D3/$C3))<0,0,(O3-VLOOKUP($A3,$A$135:$I$150,5,FALSE)+10*LOG($D3/$C3)))","v":62.145407215746673},{"$f":"IF((P3-VLOOKUP($A3,$A$135:$I$150,6,FALSE)+10*LOG($D3/$C3))<0,0,(P3-VLOOKUP($A3,$A$135:$I$150,6,FALSE)+10*LOG($D3/$C3)))","v":46.745407215746667},{"$f":"IF((Q3-VLOOKUP($A3,$A$135:$I$150,7,FALSE)+10*LOG($D3/$C3))<0,0,(Q3-VLOOKUP($A3,$A$135:$I$150,7,FALSE)+10*LOG($D3/$C3)))","v":64.06762943796889},{"$f":"IF((R3-VLOOKUP($A3,$A$135:$I$150,8,FALSE)+10*LOG($D3/$C3))<0,0,(R3-VLOOKUP($A3,$A$135:$I$150,8,FALSE)+10*LOG($D3/$C3)))","v":67.989851660191121},{"$f":"IF((S3-VLOOKUP($A3,$A$135:$I$150,9,FALSE)+10*LOG($D3/$C3))<0,0,(S3-VLOOKUP($A3,$A$135:$I$150,9,FALSE)+10*LOG($D3/$C3)))","v":78.43429610463555},272,{"$f":"J3-(K3-10*LOG10((10^(0.1*(BA3-26.2)))+10^(0.1*(BB3-16.1))+10^(0.1*(BC3-8.6))+10^(0.1*(BD3-3.2))+10^(0.1*(BE3-0))+10^(0.1*(BF3+1.2))+10^(0.1*(BG3+1))+10^(0.1*(BH3-1.1))))","v":70.528671237766943},null,{"$f":"IF((A95-SDEInfo!H7)<0,0,(A95-SDEInfo!H7))","v":75.74444444444444},{"$f":"IF((B95-SDEInfo!I7)<0,0,(B95-SDEInfo!I7))","v":107.03333333333335},{"$f":"IF((C95-SDEInfo!J7)<0,0,(C95-SDEInfo!J7))","v":83.155555555555551},{"$f":"IF((D95-SDEInfo!K7)<0,0,(D95-SDEInfo!K7))","v":57.25555555555556},{"$f":"IF((E95-SDEInfo!L7)<0,0,(E95-SDEInfo!L7))","v":30.855555555555554},{"$f":"IF((F95-SDEInfo!M7)<0,0,(F95-SDEInfo!M7))","v":43.177777777777777},{"$f":"IF((G95-SDEInfo!N7)<0,0,(G95-SDEInfo!N7))","v":55.100000000000009},{"$f":"IF((H95-SDEInfo!O7)<0,0,(H95-SDEInfo!O7))","v":81.544444444444437},{"$f":"J3-K3+BJ3","v":77.01954320651673},{"$f":"10*LOG10((10^(0.1*(BK3-26.2)))+10^(0.1*(BL3-16.1))+10^(0.1*(BM3-8.6))+10^(0.1*(BN3-3.2))+10^(0.1*(BO3-0))+10^(0.1*(BP3+1.2))+10^(0.1*(BQ3+1))+10^(0.1*(BR3-1.1)))","v":97.889192601180469},{"$f":"L3-5-10-IF(VMax<540,0,ROUND(10*LOG(VMax/540),0))","v":61.74444444444444},{"$f":"M3-5-5-IF(VMax<540,0,ROUND(10*LOG(VMax/540),0))","v":104.03333333333335},{"$f":"N3-1-5-2-IF(VMax<540,0,ROUND(10*LOG(VMax/540),0))","v":87.155555555555551},{"$f":"O3-2-5-IF(VMax<540,0,ROUND(10*LOG(VMax/540),0))","v":75.25555555555556},{"$f":"P3-3-5-IF(VMax<540,0,ROUND(10*LOG(VMax/540),0))","v":59.855555555555554},82.177777777777777,88.100000000000009,97.544444444444437,{"$f":"T3-U3+BT3","v":58.547354650615844},{"$f":"10*LOG10((10^(0.1*(BU3-26.2)))+10^(0.1*(BV3-16.1))+10^(0.1*(BW3-8.6))+10^(0.1*(BX3-3.2))+10^(0.1*(BY3-0))+10^(0.1*(BZ3+1.2))+10^(0.1*(CA3+1))+10^(0.1*(CB3-1.1)))","v":78.655720384313256},{"$f":"V3-5-10-IF(VMax<540,0,ROUND(10*LOG(VMax/540),0))","v":57.746445410930235},{"$f":"W3-5-5-IF(VMax<540,0,ROUND(10*LOG(VMax/540),0))","v":94.033339255091718},{"$f":"X3-1-5-2-IF(VMax<540,0,ROUND(10*LOG(VMax/540),0))","v":72.160126439467263},{"$f":"Y3-2-5-IF(VMax<540,0,ROUND(10*LOG(VMax/540),0))","v":49.850104919591573},{"$f":"Z3-3-5-IF(VMax<540,0,ROUND(10*LOG(VMax/540),0))","v":47.38767284046466},43.69739190740529,45.130907674425963,70.544862581791847]
[125,122.8,{"$f":"((B4/1000)^2)*(PI()/4)","v":1.1843678640327376E-2},2.3147254671649593,1000,{"$f":"ROUND(E4/(((B4/1000)^2/4)*(PI())*3600),1)","v":23.5},{"$f":"IF(SD=TRUE,IF(dp-SDEInfo!Y8<1,1,dp-SDEInfo!Y8),dp)","v":150},{"$f":"IF(((LN((2*G4)/(F4^2*1.2))-LN(0.218798860946047))/0.1258791219104)>60,60,((LN((2*G4)/(F4^2*1.2))-LN(0.218798860946047))/0.1258791219104))","v":5.7758783099969699},null,{"$f":"IF(AND($F4<7,$G4<200),$AU42,IF(AND($F4<7,$G4>=200),$AU43,IF(AND($F4>=7,$G4<200),$AU45,$AU46)))","v":73},88.903442609971563,79.5,{"$f":"IF($G4>200,B106,B96)","v":104},85.75,78.75,72.5,66.75,73.75,73.75,{"$f":"10*LOG10(10^(0.1*AY4)+10^(0.1*SDEInfo!P8))","v":63.426515903740686},79.032348598404553,{"$f":"10*LOG10(10^(0.1*BA4)+10^(0.1*SDEInfo!Q8))","v":75.500144137539593},{"$f":"10*LOG10(10^(0.1*BB4)+10^(0.1*SDEInfo!R8))","v":95.000006438489478},{"$f":"10*LOG10(10^(0.1*BC4)+10^(0.1*SDEInfo!S8))","v":71.754300998030203},{"$f":"10*LOG10(10^(0.1*BD4)+10^(0.1*SDEInfo!T8))","v":52.533469486829688},{"$f":"10*LOG10(10^(0.1*BE4)+10^(0.1*SDEInfo!U8))","v":46.812716067876785},{"$f":"10*LOG10(10^(0.1*BF4)+10^(0.1*SDEInfo!V8))","v":42.720995991506669},{"$f":"10*LOG10(10^(0.1*BG4)+10^(0.1*SDEInfo!W8))","v":41.271356806293902},{"$f":"10*LOG10(10^(0.1*BH4)+10^(0.1*SDEInfo!X8))","v":49.792819498572385},{"$f":"10*LOG10((10^(0.1*(AF4-26.2)))+10^(0.1*(AG4-16.1))+10^(0.1*(AH4-8.6))+10^(0.1*(AI4-3.2))+10^(0.1*(AJ4-0))+10^(0.1*(AK4+1.2))+10^(0.1*(AL4+1))+10^(0.1*(AM4-1.1)))","v":68.902532487115067},null,{"$f":"IF((L4-VLOOKUP($A4,$A$116:$I$131,2,FALSE)+10*LOG($D4/$C4))<0,0,(L4-VLOOKUP($A4,$A$116:$I$131,2,FALSE)+10*LOG($D4/$C4)))","v":66.410128749064569},{"$f":"IF((M4-VLOOKUP($A4,$A$116:$I$131,3,FALSE)+10*LOG($D4/$C4))<0,0,(M4-VLOOKUP($A4,$A$116:$I$131,3,FALSE)+10*LOG($D4/$C4)))","v":78.910128749064569},{"$f":"IF((N4-VLOOKUP($A4,$A$116:$I$131,4,FALSE)+10*LOG($D4/$C4))<0,0,(N4-VLOOKUP($A4,$A$116:$I$131,4,FALSE)+10*LOG($D4/$C4)))","v":67.660128749064569},{"$f":"IF((O4-VLOOKUP($A4,$A$116:$I$131,5,FALSE)+10*LOG($D4/$C4))<0,0,(O4-VLOOKUP($A4,$A$116:$I$131,5,FALSE)+10*LOG($D4/$C4)))","v":60.660128749064569},{"$f":"IF((P4-VLOOKUP($A4,$A$116:$I$131,6,FALSE)+10*LOG($D4/$C4))<0,0,(P4-VLOOKUP($A4,$A$116:$I$131,6,FALSE)+10*LOG($D4/$C4)))","v":56.410128749064569},{"$f":"IF((Q4-VLOOKUP($A4,$A$116:$I$131,7,FALSE)+10*LOG($D4/$C4))<0,0,(Q4-VLOOKUP($A4,$A$116:$I$131,7,FALSE)+10*LOG($D4/$C4)))","v":57.660128749064569},{"$f":"IF((R4-VLOOKUP($A4,$A$116:$I$131,8,FALSE)+10*LOG($D4/$C4))<0,0,(R4-VLOOKUP($A4,$A$116:$I$131,8,FALSE)+10*LOG($D4/$C4)))","v":61.660128749064569},{"$f":"IF((S4-VLOOKUP($A4,$A$116:$I$131,9,FALSE)+10*LOG($D4/$C4))<0,0,(S4-VLOOKUP($A4,$A$116:$I$131,9,FALSE)+10*LOG($D4/$C4)))","v":62.660128749064569},64.709360814754959,null,{"$f":"IF((L4-VLOOKUP($A4,$A$135:$I$150,2,FALSE)+10*LOG($D4/$C4))<0,0,(L4-VLOOKUP($A4,$A$135:$I$150,2,FALSE)+10*LOG($D4/$C4)))","v":65.410128749064569},{"$f":"IF((M4-VLOOKUP($A4,$A$135:$I$150,3,FALSE)+10*LOG($D4/$C4))<0,0,(M4-VLOOKUP($A4,$A$135:$I$150,3,FALSE)+10*LOG($D4/$C4)))","v":78.910128749064569},{"$f":"IF((N4-VLOOKUP($A4,$A$135:$I$150,4,FALSE)+10*LOG($D4/$C4))<0,0,(N4-VLOOKUP($A4,$A$135:$I$150,4,FALSE)+10*LOG($D4/$C4)))","v":67.660128749064569},{"$f":"IF((O4-VLOOKUP($A4,$A$135:$I$150,5,FALSE)+10*LOG($D4/$C4))<0,0,(O4-VLOOKUP($A4,$A$135:$I$150,5,FALSE)+10*LOG($D4/$C4)))","v":54.660128749064569},{"$f":"IF((P4-VLOOKUP($A4,$A$135:$I$150,6,FALSE)+10*LOG($D4/$C4))<0,0,(P4-VLOOKUP($A4,$A$135:$I$150,6,FALSE)+10*LOG($D4/$C4)))","v":47.410128749064569},{"$f":"IF((Q4-VLOOKUP($A4,$A$135:$I$150,7,FALSE)+10*LOG($D4/$C4))<0,0,(Q4-VLOOKUP($A4,$A$135:$I$150,7,FALSE)+10*LOG($D4/$C4)))","v":36.660128749064569},{"$f":"IF((R4-VLOOKUP($A4,$A$135:$I$150,8,FALSE)+10*LOG($D4/$C4))<0,0,(R4-VLOOKUP($A4,$A$135:$I$150,8,FALSE)+10*LOG($D4/$C4)))","v":41.660128749064569},{"$f":"IF((S4-VLOOKUP($A4,$A$135:$I$150,9,FALSE)+10*LOG($D4/$C4))<0,0,(S4-VLOOKUP($A4,$A$135:$I$150,9,FALSE)+10*LOG($D4/$C4)))","v":42.660128749064569},428,63.123695043308402,null,{"$f":"IF((A96-SDEInfo!H8)<0,0,(A96-SDEInfo!H8))","v":75.5},{"$f":"IF((B96-SDEInfo!I8)<0,0,(B96-SDEInfo!I8))","v":95},{"$f":"IF((C96-SDEInfo!J8)<0,0,(C96-SDEInfo!J8))","v":71.75},{"$f":"IF((D96-SDEInfo!K8)<0,0,(D96-SDEInfo!K8))","v":51.75},{"$f":"IF((E96-SDEInfo!L8)<0,0,(E96-SDEInfo!L8))","v":30.5},{"$f":"IF((F96-SDEInfo!M8)<0,0,(F96-SDEInfo!M8))","v":16.75},{"$f":"IF((G96-SDEInfo!N8)<0,0,(G96-SDEInfo!N8))","v":38.75},{"$f":"IF((H96-SDEInfo!O8)<0,0,(H96-SDEInfo!O8))","v":49.75},{"$f":"J4-K4+BJ4","v":60.566284388876724},{"$f":"10*LOG10((10^(0.1*(BK4-26.2)))+10^(0.1*(BL4-16.1))+10^(0.1*(BM4-8.6))+10^(0.1*(BN4-3.2))+10^(0.1*(BO4-0))+10^(0.1*(BP4+1.2))+10^(0.1*(BQ4+1))+10^(0.1*(BR4-1.1)))","v":76.469726998848287},61.5,{"$f":"M4-5-5-IF(VMax<540,0,ROUND(10*LOG(VMax/540),0))","v":91},74.75,68.75,61.5,55.75,62.75,62.75,{"$f":"T4-U4+BT4","v":50.498209384583269},{"$f":"10*LOG10((10^(0.1*(BU4-26.2)))+10^(0.1*(BV4-16.1))+10^(0.1*(BW4-8.6))+10^(0.1*(BX4-3.2))+10^(0.1*(BY4-0))+10^(0.1*(BZ4+1.2))+10^(0.1*(CA4+1))+10^(0.1*(CB4-1.1)))","v":66.104042079247137},57.500144137539593,82.000006438489478,60.754300998030203,42.533469486829688,35.812716067876785,31.720995991506669,30.271356806293902,38.792819498572385]
[160,157.69999999999999,1.9532294690998521E-2,2.9725749688266618,1000,14.2,{"$f":"IF(SD=TRUE,IF(dp-SDEInfo!Y9<1,1,dp-SDEInfo!Y9),dp)","v":150},{"$f":"IF(((LN((2*G5)/(F5^2*1.2))-LN(0.218798860946047))/0.1258791219104)>60,60,((LN((2*G5)/(F5^2*1.2))-LN(0.218798860946047))/0.1258791219104))","v":13.779722774394658},null,{"$f":"IF(AND($F5<7,$G5<200),$AU51,IF(AND($F5<7,$G5>=200),$AU52,IF(AND($F5>=7,$G5<200),$AU54,$AU55)))","v":68.8},69.056431705388121,68.166666666666657,73.966666666666669,67.900000000000006,66.233333333333334,64.599999999999994,59.233333333333334,55.933333333333323,49.866666666666667,{"$f":"10*LOG10(10^(0.1*AY5)+10^(0.1*SDEInfo!P9))","v":54.412066287438591},54.624173096779181,{"$f":"10*LOG10(10^(0.1*BA5)+10^(0.1*SDEInfo!Q9))","v":65.166742195689878},{"$f":"10*LOG10(10^(0.1*BB5)+10^(0.1*SDEInfo!R9))","v":68.966792012925822},{"$f":"10*LOG10(10^(0.1*BC5)+10^(0.1*SDEInfo!S9))","v":56.906374784867978},{"$f":"10*LOG10(10^(0.1*BD5)+10^(0.1*SDEInfo!T9))","v":43.519783927682127},{"$f":"10*LOG10(10^(0.1*BE5)+10^(0.1*SDEInfo!U9))","v":35.033968172611331},{"$f":"10*LOG10(10^(0.1*BF5)+10^(0.1*SDEInfo!V9))","v":30.048595003902147},{"$f":"10*LOG10(10^(0.1*BG5)+10^(0.1*SDEInfo!W9))","v":28.315245440949258},{"$f":"10*LOG10(10^(0.1*BH5)+10^(0.1*SDEInfo!X9))","v":37.898767154438751},53.598521368872255,null,53.990462150493691,47.790462150493703,48.72379548382704,47.057128817160368,47.423795483827028,49.057128817160368,42.757128817160357,39.690462150493701,44.221006177816243,null,52.990462150493691,47.790462150493703,48.72379548382704,41.057128817160368,38.423795483827028,28.057128817160368,22.757128817160357,17.690462150493701,706,54.297436746523118,null,{"$f":"IF((A97-SDEInfo!H9)<0,0,(A97-SDEInfo!H9))","v":65.166666666666657},{"$f":"IF((B97-SDEInfo!I9)<0,0,(B97-SDEInfo!I9))","v":68.966666666666669},{"$f":"IF((C97-SDEInfo!J9)<0,0,(C97-SDEInfo!J9))","v":56.900000000000006},{"$f":"IF((D97-SDEInfo!K9)<0,0,(D97-SDEInfo!K9))","v":43.233333333333334},{"$f":"IF((E97-SDEInfo!L9)<0,0,(E97-SDEInfo!L9))","v":29.599999999999994},{"$f":"IF((F97-SDEInfo!M9)<0,0,(F97-SDEInfo!M9))","v":20.233333333333334},{"$f":"IF((G97-SDEInfo!N9)<0,0,(G97-SDEInfo!N9))","v":25.933333333333323},{"$f":"IF((H97-SDEInfo!O9)<0,0,(H97-SDEInfo!O9))","v":37.866666666666667},57.949692351764966,58.20612405715309,50.166666666666657,60.966666666666669,56.900000000000006,56.233333333333334,53.599999999999994,48.233333333333334,44.933333333333323,38.866666666666667,42.113906647246985,42.326013456587575,47.166742195689878,55.966792012925822,45.906374784867978,33.519783927682127,24.033968172611331,19.048595003902147,17.315245440949258,26.898767154438751]
[200,197.5,3.0635437111021721E-2,3.7227872945039051,1000,9.1,{"$f":"IF(SD=TRUE,IF(dp-SDEInfo!Y10<1,1,dp-SDEInfo!Y10),dp)","v":150},{"$f":"IF(((LN((2*G$6)/(F6^2*1.2))-LN(0.218798860946047))/0.1258791219104)>60,60,((LN((2*G$6)/(F6^2*1.2))-LN(0.218798860946047))/0.1258791219104))","v":20.849482148806818},null,{"$f":"IF(AND($F6<7,$G6<200),$AU60,IF(AND($F6<7,$G6>=200),$AU61,IF(AND($F6>=7,$G6<200),$AU63,$AU64)))","v":60.2},60.57621018179924,62.9,58.85,57.45,56.05,56.15,52.85,47.400000000000006,51.650000000000006,{"$f":"10*LOG10(10^(0.1*AY6)+10^(0.1*SDEInfo!P10))","v":44.611594545122699},{"$f":"10*LOG10((10^(0.1*(V6-26.2)))+10^(0.1*(W6-16.1))+10^(0.1*(X6-8.6))+10^(0.1*(Y6-3.2))+10^(0.1*(Z6-0))+10^(0.1*(AA6+1.2))+10^(0.1*(AB6+1))+10^(0.1*(AC6-1.1)))","v":44.957105683097858},{"$f":"10*LOG10(10^(0.1*BA6)+10^(0.1*SDEInfo!Q10))","v":61.900011163072712},{"$f":"10*LOG10(10^(0.1*BB6)+10^(0.1*SDEInfo!R10))","v":53.850283641732332},{"$f":"10*LOG10(10^(0.1*BC6)+10^(0.1*SDEInfo!S10))","v":47.453913709722173},{"$f":"10*LOG10(10^(0.1*BD6)+10^(0.1*SDEInfo!T10))","v":37.134827377142791},{"$f":"10*LOG10(10^(0.1*BE6)+10^(0.1*SDEInfo!U10))","v":26.217009369608249},{"$f":"10*LOG10(10^(0.1*BF6)+10^(0.1*SDEInfo!V10))","v":23.348646900184818},{"$f":"10*LOG10(10^(0.1*BG6)+10^(0.1*SDEInfo!W10))","v":31.46232529172082},{"$f":"10*LOG10(10^(0.1*BH6)+10^(0.1*SDEInfo!X10))","v":40.651182293209722},{"$f":"10*LOG10((10^(0.1*(AF6-26.2)))+10^(0.1*(AG$6-16.1))+10^(0.1*(AH6-8.6))+10^(0.1*(AI6-3.2))+10^(0.1*(AJ6-0))+10^(0.1*(AK6+1.2))+10^(0.1*(AL6+1))+10^(0.1*(AM6-1.1)))","v":46.6010669973369},null,52.746441417491269,39.696441417491272,43.296441417491273,40.896441417491268,39.996441417491269,38.696441417491272,33.246441417491276,42.496441417491276,41.060839773121735,null,49.746441417491269,37.696441417491272,41.296441417491273,37.896441417491268,36.996441417491269,32.696441417491272,11.246441417491276,21.496441417491276,1108,44.535664117316848,null,{"$f":"IF((A98-SDEInfo!H10)<0,0,(A98-SDEInfo!H10))","v":61.9},{"$f":"IF((B98-SDEInfo!I10)<0,0,(B98-SDEInfo!I10))","v":53.85},{"$f":"IF((C98-SDEInfo!J10)<0,0,(C98-SDEInfo!J10))","v":47.45},{"$f":"IF((D98-SDEInfo!K10)<0,0,(D98-SDEInfo!K10))","v":37.049999999999997},{"$f":"IF((E98-SDEInfo!L10)<0,0,(E98-SDEInfo!L10))","v":24.15},{"$f":"IF((F98-SDEInfo!M10)<0,0,(F98-SDEInfo!M10))","v":21.85},{"$f":"IF((G98-SDEInfo!N10)<0,0,(G98-SDEInfo!N10))","v":31.400000000000006},{"$f":"IF((H98-SDEInfo!O10)<0,0,(H98-SDEInfo!O10))","v":40.650000000000006},49.346635934108818,{"$f":"10*LOG10((10^(0.1*(BK6-26.2)))+10^(0.1*(BL6-16.1))+10^(0.1*(BM6-8.6))+10^(0.1*(BN6-3.2))+10^(0.1*(BO6-0))+10^(0.1*(BP6+1.2))+10^(0.1*(BQ6+1))+10^(0.1*(BR6-1.1)))","v":49.722846115908055},44.9,45.85,46.45,46.05,45.15,41.85,36.400000000000006,40.650000000000006,{"$f":"T6-U6+BT6","v":32.932634483166488},33.278145621141647,43.900011163072712,40.850283641732332,36.453913709722173,27.134827377142791,15.217009369608249,12.348646900184818,20.46232529172082,29.651182293209722]
[250,247.4,4.8071676891508409E-2,4.6633801349886888,1000,5.8,{"$f":"IF(SD=TRUE,IF(dp-SDEInfo!Y11<1,1,dp-SDEInfo!Y11),dp)","v":150},{"$f":"IF(((LN((2*G7)/(F7^2*1.2))-LN(0.218798860946047))/0.1258791219104)>60,60,((LN((2*G7)/(F7^2*1.2))-LN(0.218798860946047))/0.1258791219104))","v":28.005815766879472},null,{"$f":"IF(AND($F7<7,$G7<200),$AU69,IF(AND($F7<7,$G7>=200),$AU70,IF(AND($F7>=7,$G7<200),$AU72,$AU73)))","v":57.7},56.845048580396352,55.566666666666663,54.633333333333333,54.43333333333333,54.233333333333334,51.966666666666669,48.833333333333329,45,42.1,{"$f":"10*LOG10(10^(0.1*AY7)+10^(0.1*SDEInfo!P11))","v":43.07921290193336},42.222900676960691,{"$f":"10*LOG10(10^(0.1*BA7)+10^(0.1*SDEInfo!Q11))","v":53.566685770331482},{"$f":"10*LOG10(10^(0.1*BB7)+10^(0.1*SDEInfo!R11))","v":51.633364988849202},{"$f":"10*LOG10(10^(0.1*BC7)+10^(0.1*SDEInfo!S11))","v":45.433750615777633},{"$f":"10*LOG10(10^(0.1*BD7)+10^(0.1*SDEInfo!T11))","v":37.238830970414575},{"$f":"10*LOG10(10^(0.1*BE7)+10^(0.1*SDEInfo!U11))","v":26.081838512246634},{"$f":"10*LOG10(10^(0.1*BF7)+10^(0.1*SDEInfo!V11))","v":27.86345949477942},{"$f":"10*LOG10(10^(0.1*BG7)+10^(0.1*SDEInfo!W11))","v":32.003661012804166},{"$f":"10*LOG10(10^(0.1*BH7)+10^(0.1*SDEInfo!X11))","v":34.101689273016397},{"$f":"10*LOG10((10^(0.1*(AF7-26.2)))+10^(0.1*(AG7-16.1))+10^(0.1*(AH7-8.6))+10^(0.1*(AI7-3.2))+10^(0.1*(AJ7-0))+10^(0.1*(AK7+1.2))+10^(0.1*(AL7+1))+10^(0.1*(AM7-1.1)))","v":41.13292219912779},null,44.434782130851701,34.501448797518378,39.301448797518375,38.101448797518373,34.834782130851707,33.701448797518367,29.868115464185042,31.968115464185043,{"$f":"10*LOG10((10^(0.1*(AP7-26.2)))+10^(0.1*(AQ7-16.1))+10^(0.1*(AR7-8.6))+10^(0.1*(AS7-3.2))+10^(0.1*(AT7-0))+10^(0.1*(AU7+1.2))+10^(0.1*(AV7+1))+10^(0.1*(AW7-1.1)))","v":36.709487889325565},null,41.434782130851701,32.501448797518378,37.301448797518375,35.101448797518373,31.83478213085171,27.701448797518371,7.8681154641850419,10.968115464185043,1739,43.072031288040513,null,{"$f":"IF((A99-SDEInfo!H11)<0,0,(A99-SDEInfo!H11))","v":53.566666666666663},{"$f":"IF((B99-SDEInfo!I11)<0,0,(B99-SDEInfo!I11))","v":51.633333333333333},{"$f":"IF((C99-SDEInfo!J11)<0,0,(C99-SDEInfo!J11))","v":45.43333333333333},{"$f":"IF((D99-SDEInfo!K11)<0,0,(D99-SDEInfo!K11))","v":37.233333333333334},{"$f":"IF((E99-SDEInfo!L11)<0,0,(E99-SDEInfo!L11))","v":25.966666666666669},{"$f":"IF((F99-SDEInfo!M11)<0,0,(F99-SDEInfo!M11))","v":27.833333333333329},{"$f":"IF((G99-SDEInfo!N11)<0,0,(G99-SDEInfo!N11))","v":32},{"$f":"IF((H99-SDEInfo!O11)<0,0,(H99-SDEInfo!O11))","v":34.1},46.957343969026354,46.102392549422703,37.566666666666663,41.633333333333333,43.43333333333333,44.233333333333334,40.966666666666669,37.833333333333329,34,31.1,31.783046243713137,30.926734018740468,35.566685770331482,38.633364988849202,34.433750615777633,27.238830970414575,15.081838512246634,16.86345949477942,21.003661012804166,23.101689273016397]
[315,312.22000000000003,7.6561656290903543E-2,5.8852083498228325,1000,3.6,{"$f":"IF(SD=TRUE,IF(dp-SDEInfo!Y12<1,1,dp-SDEInfo!Y12),dp)","v":150},{"$f":"IF(((LN((2*G8)/(F8^2*1.2))-LN(0.218798860946047))/0.1258791219104)>60,60,((LN((2*G8)/(F8^2*1.2))-LN(0.218798860946047))/0.1258791219104))","v":35.583308600516823},null,{"$f":"IF(AND($F8<7,$G8<200),$AU78,IF(AND($F8<7,$G8>=200),$AU79,IF(AND($F8>=7,$G8<200),$AU81,$AU82)))","v":53.55},53.31376849376359,56.900000000000006,54.150000000000006,51.85,50.4,48.966666666666669,44.7,39.933333333333337,36.116666666666667,{"$f":"10*LOG10(10^(0.1*AY8)+10^(0.1*SDEInfo!P12))","v":42.380776893969141},42.145393668053963,{"$f":"10*LOG10(10^(0.1*BA8)+10^(0.1*SDEInfo!Q12))","v":55.900011163072712},{"$f":"10*LOG10(10^(0.1*BB8)+10^(0.1*SDEInfo!R12))","v":52.150026471770438},{"$f":"10*LOG10(10^(0.1*BC8)+10^(0.1*SDEInfo!S12))","v":45.850112922026966},{"$f":"10*LOG10(10^(0.1*BD8)+10^(0.1*SDEInfo!T12))","v":35.401252338386961},{"$f":"10*LOG10(10^(0.1*BE8)+10^(0.1*SDEInfo!U12))","v":27.973597270402916},{"$f":"10*LOG10(10^(0.1*BF8)+10^(0.1*SDEInfo!V12))","v":29.704651057810839},{"$f":"10*LOG10(10^(0.1*BG8)+10^(0.1*SDEInfo!W12))","v":31.936115043546426},{"$f":"10*LOG10(10^(0.1*BH8)+10^(0.1*SDEInfo!X12))","v":29.121985932000833},39.451741029324296,null,44.757505223207801,33.007505223207801,35.707505223207797,36.257505223207794,33.824171889874464,32.557505223207798,27.790838556541132,28.974171889874462,32.760532240340503,null,41.757505223207801,31.007505223207801,33.707505223207797,30.257505223207794,27.824171889874464,24.557505223207798,3.7908385565411322,6.9741718898744622,2770,42.380300758616727,null,{"$f":"IF((A100-SDEInfo!H12)<0,0,(A100-SDEInfo!H12))","v":55.900000000000006},{"$f":"IF((B100-SDEInfo!I12)<0,0,(B100-SDEInfo!I12))","v":52.150000000000006},{"$f":"IF((C100-SDEInfo!J12)<0,0,(C100-SDEInfo!J12))","v":45.85},{"$f":"IF((D100-SDEInfo!K12)<0,0,(D100-SDEInfo!K12))","v":35.4},{"$f":"IF((E100-SDEInfo!L12)<0,0,(E100-SDEInfo!L12))","v":27.966666666666669},{"$f":"IF((F100-SDEInfo!M12)<0,0,(F100-SDEInfo!M12))","v":29.700000000000003},{"$f":"IF((G100-SDEInfo!N12)<0,0,(G100-SDEInfo!N12))","v":31.933333333333337},{"$f":"IF((H100-SDEInfo!O12)<0,0,(H100-SDEInfo!O12))","v":29.116666666666667},42.753571390537047,42.51733988430064,38.900000000000006,41.150000000000006,40.85,40.4,37.966666666666669,33.700000000000003,28.933333333333337,25.116666666666667,30.87447288184876,30.639089655933581,37.900011163072712,39.150026471770438,34.850112922026966,25.401252338386961,16.973597270402916,18.704651057810839,20.936115043546426,18.121985932000833]
[400,397.05,0.12381700140549072,7.4842161786469639,1000,2.2000000000000002,{"$f":"IF(SD=TRUE,IF(dp-SDEInfo!Y13<1,1,dp-SDEInfo!Y13),dp)","v":150},{"$f":"IF(((LN((2*G9)/(F9^2*1.2))-LN(0.218798860946047))/0.1258791219104)>60,60,((LN((2*G9)/(F9^2*1.2))-LN(0.218798860946047))/0.1258791219104))","v":43.40790218877423},null,{"$f":"IF(AND($F9<7,$G9<200),$AU87,IF(AND($F9<7,$G9>=200),$AU88,IF(AND($F9>=7,$G9<200),$AU90,$AU91)))","v":52.4},52.517369387651485,53.5,52.7,50.5,49.2,48.400000000000006,42.2,42.7,36.700000000000003,{"$f":"10*LOG10(10^(0.1*AY9)+10^(0.1*SDEInfo!P13))","v":44.639293438197633},{"$f":"10*LOG10((10^(0.1*(V9-26.2)))+10^(0.1*(W9-16.1))+10^(0.1*(X9-8.6))+10^(0.1*(Y9-3.2))+10^(0.1*(Z9-0))+10^(0.1*(AA9+1.2))+10^(0.1*(AB9+1))+10^(0.1*(AC9-1.1)))","v":44.757239381732425},{"$f":"10*LOG10(10^(0.1*BA9)+10^(0.1*SDEInfo!Q13))","v":52.500024422104786},{"$f":"10*LOG10(10^(0.1*BB9)+10^(0.1*SDEInfo!R13))","v":50.700036964298036},{"$f":"10*LOG10(10^(0.1*BC9)+10^(0.1*SDEInfo!S13))","v":45.500122399090664},{"$f":"10*LOG10(10^(0.1*BD9)+10^(0.1*SDEInfo!T13))","v":36.201041674964536},{"$f":"10*LOG10(10^(0.1*BE9)+10^(0.1*SDEInfo!U13))","v":33.401984655238252},{"$f":"10*LOG10(10^(0.1*BF9)+10^(0.1*SDEInfo!V13))","v":34.201650827775282},{"$f":"10*LOG10(10^(0.1*BG9)+10^(0.1*SDEInfo!W13))","v":39.700465329991474},{"$f":"10*LOG10(10^(0.1*BH9)+10^(0.1*SDEInfo!X13))","v":34.701471332210289},41.587033518150633,null,40.313660413545762,30.513660413545768,33.313660413545762,38.013660413545765,36.213660413545767,33.013660413545765,33.513660413545765,32.513660413545765,31.084886554753055,null,37.313660413545762,28.513660413545768,31.313660413545765,28.013660413545768,26.213660413545771,24.013660413545768,8.5136604135457681,7.5136604135457681,4479,44.639144206036242,null,{"$f":"IF((A101-SDEInfo!H13)<0,0,(A101-SDEInfo!H13))","v":52.5},{"$f":"IF((B101-SDEInfo!I13)<0,0,(B101-SDEInfo!I13))","v":50.7},{"$f":"IF((C101-SDEInfo!J13)<0,0,(C101-SDEInfo!J13))","v":45.5},{"$f":"IF((D101-SDEInfo!K13)<0,0,(D101-SDEInfo!K13))","v":36.200000000000003},{"$f":"IF((E101-SDEInfo!L13)<0,0,(E101-SDEInfo!L13))","v":33.400000000000006},{"$f":"IF((F101-SDEInfo!M13)<0,0,(F101-SDEInfo!M13))","v":34.200000000000003},{"$f":"IF((G101-SDEInfo!N13)<0,0,(G101-SDEInfo!N13))","v":39.700000000000003},{"$f":"IF((H101-SDEInfo!O13)<0,0,(H101-SDEInfo!O13))","v":34.700000000000003},41.594814728012558,41.712184115664044,35.5,39.700000000000003,39.5,39.200000000000003,37.400000000000006,31.200000000000003,31.700000000000003,25.700000000000003,33.508215833914527,33.626161777449319,34.500024422104786,37.700036964298036,34.500122399090664,26.201041674964536,22.401984655238252,23.201650827775282,28.700465329991474,23.701471332210289]
[]
[]
[]
[]
[]
[]
[]
[]
[]
[]
[]
[]
[]
[]
[]
[]
["Luftschalldurchstrahlung LW für Oktavmittenfrequenzen"]
[null,63,null,null,null,null,"125 Hz",null,null,null,null,"250 Hz",null,null,null,null,"500 Hz",null,null,null,null,"1000 Hz",null,null,null,null,"2000 Hz",null,null,null,null,"4000 Hz",null,null,null,null,"8000 Hz",null,null,null,null," S LWA"]
["BG","v","dp","LW","m","b","v","dp","LW","m","b","v","dp","LW","m","b","v","dp","LW","m","b","v","dp","LW","m","b","v","dp","LW","m","b","v","dp","LW","m","b","v","dp","LW","m","b","v","dp","LW","m","b"]
[100,1,100,33,null,null,1,100,32,null,null,1,100,36,null,null,1,100,42,null,null,1,100,43,null,null,1,100,32,null,null,1,100,23,null,null,1,100,26,null,null,1,100,45,null,null,null,100]
[null,1,200,35,{"$f":"INDEX(LINEST(D29:D30,C29:C30,TRUE,FALSE),1)","v":2.0000000000000004E-2},{"$f":"INDEX(LINEST(D29:D30,C29:C30,TRUE,FALSE),2)","v":31},1,200,35,{"$f":"INDEX(LINEST(I29:I30,H29:H30,TRUE,FALSE),1)","v":2.9999999999999995E-2},{"$f":"INDEX(LINEST(I29:I30,H29:H30,TRUE,FALSE),2)","v":29},1,200,37,{"$f":"INDEX(LINEST(N29:N30,M29:M30,TRUE,FALSE),1)","v":1.0000000000000002E-2},{"$f":"INDEX(LINEST(N29:N30,M29:M30,TRUE,FALSE),2)","v":35},1,200,41,{"$f":"INDEX(LINEST(S29:S30,R29:R30,TRUE,FALSE),1)","v":-1.0000000000000002E-2},{"$f":"INDEX(LINEST(S29:S30,R29:R30,TRUE,FALSE),2)","v":43},1,200,47,{"$f":"INDEX(LINEST(X29:X30,W29:W30,TRUE,FALSE),1)","v":4.0000000000000008E-2},{"$f":"INDEX(LINEST(X29:X30,W29:W30,TRUE,FALSE),2)","v":39},1,200,39,{"$f":"INDEX(LINEST(AC29:AC30,AB29:AB30,TRUE,FALSE),1)","v":7.0000000000000021E-2},{"$f":"INDEX(LINEST(AC29:AC30,AB29:AB30,TRUE,FALSE),2)","v":24.999999999999996},1,200,32,{"$f":"INDEX(LINEST(AH29:AH30,AG29:AG30,TRUE,FALSE),1)","v":0.09},{"$f":"INDEX(LINEST(AH29:AH30,AG29:AG30,TRUE,FALSE),2)","v":14},1,200,28,{"$f":"INDEX(LINEST(AM29:AM30,AL29:AL30,TRUE,FALSE),1)","v":2.0000000000000004E-2},{"$f":"INDEX(LINEST(AM29:AM30,AL29:AL30,TRUE,FALSE),2)","v":24},1,200,48,{"$f":"INDEX(LINEST(AR29:AR30,AQ29:AQ30,TRUE,FALSE),1)","v":2.9999999999999995E-2},{"$f":"INDEX(LINEST(AR29:AR30,AQ29:AQ30,TRUE,FALSE),2)","v":42}]
[null,1,500,33,{"$f":"INDEX(LINEST(D30:D31,C30:C31,TRUE,FALSE),1)","v":-6.666666666666668E-3},{"$f":"INDEX(LINEST(D30:D31,C30:C31,TRUE,FALSE),2)","v":36.333333333333336},1,500,37,{"$f":"INDEX(LINEST(I30:I31,H30:H31,TRUE,FALSE),1)","v":6.666666666666668E-3},{"$f":"INDEX(LINEST(I30:I31,H30:H31,TRUE,FALSE),2)","v":33.666666666666664},1,500,43,{"$f":"INDEX(LINEST(N30:N31,M30:M31,TRUE,FALSE),1)","v":2.0000000000000007E-2},{"$f":"INDEX(LINEST(N30:N31,M30:M31,TRUE,FALSE),2)","v":33},1,500,44,{"$f":"INDEX(LINEST(S30:S31,R30:R31,TRUE,FALSE),1)","v":1.0000000000000004E-2},{"$f":"INDEX(LINEST(S30:S31,R30:R31,TRUE,FALSE),2)","v":39},1,500,48,{"$f":"INDEX(LINEST(X30:X31,W30:W31,TRUE,FALSE),1)","v":3.333333333333334E-3},{"$f":"INDEX(LINEST(X30:X31,W30:W31,TRUE,FALSE),2)","v":46.333333333333336},1,500,47,{"$f":"INDEX(LINEST(AC30:AC31,AB30:AB31,TRUE,FALSE),1)","v":2.6666666666666672E-2},{"$f":"INDEX(LINEST(AC30:AC31,AB30:AB31,TRUE,FALSE),2)","v":33.666666666666664},1,500,46,{"$f":"INDEX(LINEST(AH30:AH31,AG30:AG31,TRUE,FALSE),1)","v":4.6666666666666662E-2},{"$f":"INDEX(LINEST(AH30:AH31,AG30:AG31,TRUE,FALSE),2)","v":22.666666666666668},1,500,40,{"$f":"INDEX(LINEST(AM30:AM31,AL30:AL31,TRUE,FALSE),1)","v":4.0000000000000015E-2},{"$f":"INDEX(LINEST(AM30:AM31,AL30:AL31,TRUE,FALSE),2)","v":19.999999999999993},1,500,53,{"$f":"INDEX(LINEST(AR30:AR31,AQ30:AQ31,TRUE,FALSE),1)","v":1.6666666666666666E-2},{"$f":"INDEX(LINEST(AR30:AR31,AQ30:AQ31,TRUE,FALSE),2)","v":44.666666666666664}]
[null,7,100,null,null,null,7,100,null,null,null,7,100,null,null,null,7,100,null,null,null,7,100,null,null,null,7,100,null,null,null,7,100,null,null,null,7,100,null,null,null,7,100,50]
[null,7,200,null,null,null,7,200,null,null,null,7,200,null,null,null,7,200,null,null,null,7,200,null,null,null,7,200,null,null,null,7,200,null,null,null,7,200,null,null,null,7,200,57,{"$f":"INDEX(LINEST(AR32:AR33,AQ32:AQ33,TRUE,FALSE),1)","v":7.0000000000000021E-2},{"$f":"INDEX(LINEST(AR32:AR33,AQ32:AQ33,TRUE,FALSE),2)","v":43},{"$f":"((($F$3-1)/6)*((AS33*$G$3+AT33)-(AS30*$G$3+AT30)))+(AS30*$G$3+AT30)","v":88.266666666666652}]
[null,7,500,null,null,null,7,500,null,null,null,7,500,null,null,null,7,500,null,null,null,7,500,null,null,null,7,500,null,null,null,7,500,null,null,null,7,500,null,null,null,7,500,66,{"$f":"INDEX(LINEST(AR33:AR34,AQ33:AQ34,TRUE,FALSE),1)","v":0.03},{"$f":"INDEX(LINEST(AR33:AR34,AQ33:AQ34,TRUE,FALSE),2)","v":51},{"$f":"((($F$3-1)/6)*((AS34*$G$3+AT34)-(AS31*$G$3+AT31)))+(AS31*$G$3+AT31)","v":96.888888888888886}]
[null,10,100,44,null,null,10,100,51,null,null,10,100,48,null,null,10,100,50,null,null,10,100,49,null,null,10,100,47,null,null,10,100,42,null,null,10,100,43,null,null,10,100,54]
[null,10,200,47,{"$f":"INDEX(LINEST(D35:D36,C35:C36,TRUE,FALSE),1)","v":2.9999999999999995E-2},{"$f":"INDEX(LINEST(D35:D36,C35:C36,TRUE,FALSE),2)","v":41},10,200,58,{"$f":"INDEX(LINEST(I35:I36,H35:H36,TRUE,FALSE),1)","v":7.0000000000000021E-2},{"$f":"INDEX(LINEST(I35:I36,H35:H36,TRUE,FALSE),2)","v":44},10,200,56,{"$f":"INDEX(LINEST(N35:N36,M35:M36,TRUE,FALSE),1)","v":8.0000000000000016E-2},{"$f":"INDEX(LINEST(N35:N36,M35:M36,TRUE,FALSE),2)","v":40},10,200,55,{"$f":"INDEX(LINEST(S35:S36,R35:R36,TRUE,FALSE),1)","v":0.05},{"$f":"INDEX(LINEST(S35:S36,R35:R36,TRUE,FALSE),2)","v":45},10,200,54,{"$f":"INDEX(LINEST(X35:X36,W35:W36,TRUE,FALSE),1)","v":0.05},{"$f":"INDEX(LINEST(X35:X36,W35:W36,TRUE,FALSE),2)","v":44},10,200,53,{"$f":"INDEX(LINEST(AC35:AC36,AB35:AB36,TRUE,FALSE),1)","v":5.9999999999999991E-2},{"$f":"INDEX(LINEST(AC35:AC36,AB35:AB36,TRUE,FALSE),2)","v":41},10,200,49,{"$f":"INDEX(LINEST(AH35:AH36,AG35:AG36,TRUE,FALSE),1)","v":7.0000000000000021E-2},{"$f":"INDEX(LINEST(AH35:AH36,AG35:AG36,TRUE,FALSE),2)","v":35},10,200,52,{"$f":"INDEX(LINEST(AM35:AM36,AL35:AL36,TRUE,FALSE),1)","v":0.09},{"$f":"INDEX(LINEST(AM35:AM36,AL35:AL36,TRUE,FALSE),2)","v":34},10,200,60,{"$f":"INDEX(LINEST(AR35:AR36,AQ35:AQ36,TRUE,FALSE),1)","v":5.9999999999999991E-2},{"$f":"INDEX(LINEST(AR35:AR36,AQ35:AQ36,TRUE,FALSE),2)","v":48},{"$f":"((($F$3-7)/3)*((AS36*$G$3+AT36)-(AS33*$G$3+AT33)))+(AS33*$G$3+AT33)","v":88.266666666666652}]
[null,10,500,51,{"$f":"INDEX(LINEST(D36:D37,C36:C37,TRUE,FALSE),1)","v":1.3333333333333336E-2},{"$f":"INDEX(LINEST(D36:D37,C36:C37,TRUE,FALSE),2)","v":44.333333333333329},10,500,64,{"$f":"INDEX(LINEST(I36:I37,H36:H37,TRUE,FALSE),1)","v":2.0000000000000007E-2},{"$f":"INDEX(LINEST(I36:I37,H36:H37,TRUE,FALSE),2)","v":54},10,500,64,{"$f":"INDEX(LINEST(N36:N37,M36:M37,TRUE,FALSE),1)","v":2.6666666666666672E-2},{"$f":"INDEX(LINEST(N36:N37,M36:M37,TRUE,FALSE),2)","v":50.666666666666664},10,500,63,{"$f":"INDEX(LINEST(S36:S37,R36:R37,TRUE,FALSE),1)","v":2.6666666666666672E-2},{"$f":"INDEX(LINEST(S36:S37,R36:R37,TRUE,FALSE),2)","v":49.666666666666664},10,500,61,{"$f":"INDEX(LINEST(X36:X37,W36:W37,TRUE,FALSE),1)","v":2.3333333333333331E-2},{"$f":"INDEX(LINEST(X36:X37,W36:W37,TRUE,FALSE),2)","v":49.333333333333336},10,500,60,{"$f":"INDEX(LINEST(AC36:AC37,AB36:AB37,TRUE,FALSE),1)","v":2.3333333333333331E-2},{"$f":"INDEX(LINEST(AC36:AC37,AB36:AB37,TRUE,FALSE),2)","v":48.333333333333336},10,500,56,{"$f":"INDEX(LINEST(AH36:AH37,AG36:AG37,TRUE,FALSE),1)","v":2.3333333333333331E-2},{"$f":"INDEX(LINEST(AH36:AH37,AG36:AG37,TRUE,FALSE),2)","v":44.333333333333336},10,500,54,{"$f":"INDEX(LINEST(AM36:AM37,AL36:AL37,TRUE,FALSE),1)","v":6.666666666666668E-3},{"$f":"INDEX(LINEST(AM36:AM37,AL36:AL37,TRUE,FALSE),2)","v":50.666666666666664},10,500,67,{"$f":"INDEX(LINEST(AR36:AR37,AQ36:AQ37,TRUE,FALSE),1)","v":2.3333333333333331E-2},{"$f":"INDEX(LINEST(AR36:AR37,AQ36:AQ37,TRUE,FALSE),2)","v":55.333333333333336},{"$f":"((($F$3-7)/3)*((AS37*$G$3+AT37)-(AS34*$G$3+AT34)))+(AS34*$G$3+AT34)","v":88.611111111111128}]
[125,1,100,32,null,null,1,100,29,null,null,1,100,31,null,null,1,100,39,null,null,1,100,41,null,null,1,100,32,null,null,1,100,23,null,null,1,100,16,null,null,1,100,42,null,null,null,125]
[null,1,200,37,{"$f":"INDEX(LINEST(D38:D39,C38:C39,TRUE,FALSE),1)","v":0.05},{"$f":"INDEX(LINEST(D38:D39,C38:C39,TRUE,FALSE),2)","v":27},1,200,29,{"$f":"INDEX(LINEST(I38:I39,H38:H39,TRUE,FALSE),1)","v":0},{"$f":"INDEX(LINEST(I38:I39,H38:H39,TRUE,FALSE),2)","v":29},1,200,33,{"$f":"INDEX(LINEST(N38:N39,M38:M39,TRUE,FALSE),1)","v":2.0000000000000004E-2},{"$f":"INDEX(LINEST(N38:N39,M38:M39,TRUE,FALSE),2)","v":29},1,200,41,{"$f":"INDEX(LINEST(S38:S39,R38:R39,TRUE,FALSE),1)","v":2.0000000000000004E-2},{"$f":"INDEX(LINEST(S38:S39,R38:R39,TRUE,FALSE),2)","v":37},1,200,49,{"$f":"INDEX(LINEST(X38:X39,W38:W39,TRUE,FALSE),1)","v":8.0000000000000016E-2},{"$f":"INDEX(LINEST(X38:X39,W38:W39,TRUE,FALSE),2)","v":33},1,200,44,{"$f":"INDEX(LINEST(AC38:AC39,AB38:AB39,TRUE,FALSE),1)","v":0.11999999999999998},{"$f":"INDEX(LINEST(AC38:AC39,AB38:AB39,TRUE,FALSE),2)","v":20.000000000000004},1,200,37,{"$f":"INDEX(LINEST(AH38:AH39,AG38:AG39,TRUE,FALSE),1)","v":0.14000000000000004},{"$f":"INDEX(LINEST(AH38:AH39,AG38:AG39,TRUE,FALSE),2)","v":8.9999999999999929},1,200,29,{"$f":"INDEX(LINEST(AM38:AM39,AL38:AL39,TRUE,FALSE),1)","v":0.13000000000000003},{"$f":"INDEX(LINEST(AM38:AM39,AL38:AL39,TRUE,FALSE),2)","v":2.9999999999999964},1,200,51,{"$f":"INDEX(LINEST(AR38:AR39,AQ38:AQ39,TRUE,FALSE),1)","v":0.09},{"$f":"INDEX(LINEST(AR38:AR39,AQ38:AQ39,TRUE,FALSE),2)","v":33}]
[null,1,500,32,{"$f":"INDEX(LINEST(D39:D40,C39:C40,TRUE,FALSE),1)","v":-1.6666666666666666E-2},{"$f":"INDEX(LINEST(D39:D40,C39:C40,TRUE,FALSE),2)","v":40.333333333333336},1,500,31,{"$f":"INDEX(LINEST(I39:I40,H39:H40,TRUE,FALSE),1)","v":6.666666666666668E-3},{"$f":"INDEX(LINEST(I39:I40,H39:H40,TRUE,FALSE),2)","v":27.666666666666664},1,500,36,{"$f":"INDEX(LINEST(N39:N40,M39:M40,TRUE,FALSE),1)","v":1.0000000000000004E-2},{"$f":"INDEX(LINEST(N39:N40,M39:M40,TRUE,FALSE),2)","v":31},1,500,44,{"$f":"INDEX(LINEST(S39:S40,R39:R40,TRUE,FALSE),1)","v":1.0000000000000004E-2},{"$f":"INDEX(LINEST(S39:S40,R39:R40,TRUE,FALSE),2)","v":39},1,500,53,{"$f":"INDEX(LINEST(X39:X40,W39:W40,TRUE,FALSE),1)","v":1.3333333333333336E-2},{"$f":"INDEX(LINEST(X39:X40,W39:W40,TRUE,FALSE),2)","v":46.333333333333329},1,500,58,{"$f":"INDEX(LINEST(AC39:AC40,AB39:AB40,TRUE,FALSE),1)","v":4.6666666666666662E-2},{"$f":"INDEX(LINEST(AC39:AC40,AB39:AB40,TRUE,FALSE),2)","v":34.666666666666671},1,500,54,{"$f":"INDEX(LINEST(AH39:AH40,AG39:AG40,TRUE,FALSE),1)","v":5.6666666666666664E-2},{"$f":"INDEX(LINEST(AH39:AH40,AG39:AG40,TRUE,FALSE),2)","v":25.666666666666668},1,500,46,{"$f":"INDEX(LINEST(AM39:AM40,AL39:AL40,TRUE,FALSE),1)","v":5.6666666666666664E-2},{"$f":"INDEX(LINEST(AM39:AM40,AL39:AL40,TRUE,FALSE),2)","v":17.666666666666668},1,500,61,{"$f":"INDEX(LINEST(AR39:AR40,AQ39:AQ40,TRUE,FALSE),1)","v":3.3333333333333333E-2},{"$f":"INDEX(LINEST(AR39:AR40,AQ39:AQ40,TRUE,FALSE),2)","v":44.333333333333336}]
[null,7,100,null,null,null,7,100,null,null,null,7,100,null,null,null,7,100,null,null,null,7,100,null,null,null,7,100,null,null,null,7,100,null,null,null,7,100,null,null,null,7,100,53]
[null,7,200,null,null,null,7,200,null,null,null,7,200,null,null,null,7,200,null,null,null,7,200,null,null,null,7,200,null,null,null,7,200,null,null,null,7,200,null,null,null,7,200,60,{"$f":"INDEX(LINEST(AR41:AR42,AQ41:AQ42,TRUE,FALSE),1)","v":7.0000000000000021E-2},{"$f":"INDEX(LINEST(AR41:AR42,AQ41:AQ42,TRUE,FALSE),2)","v":46},{"$f":"((($F$4-1)/6)*((AS42*$G$4+AT42)-(AS39*$G$4+AT39)))+(AS39*$G$4+AT39)","v":84}]
[null,7,500,null,null,null,7,500,null,null,null,7,500,null,null,null,7,500,null,null,null,7,500,null,null,null,7,500,null,null,null,7,500,null,null,null,7,500,null,null,null,7,500,66,{"$f":"INDEX(LINEST(AR42:AR43,AQ42:AQ43,TRUE,FALSE),1)","v":2.0000000000000007E-2},{"$f":"INDEX(LINEST(AR42:AR43,AQ42:AQ43,TRUE,FALSE),2)","v":56},{"$f":"((($F$4-1)/6)*((AS43*$G$4+AT43)-(AS40*$G$4+AT40)))+(AS40*$G$4+AT40)","v":85.583333333333329}]
[null,10,100,50,null,null,10,100,55,null,null,10,100,50,null,null,10,100,53,null,null,10,100,54,null,null,10,100,46,null,null,10,100,43,null,null,10,100,37,null,null,10,100,57]
[null,10,200,55,{"$f":"INDEX(LINEST(D44:D45,C44:C45,TRUE,FALSE),1)","v":0.05},{"$f":"INDEX(LINEST(D44:D45,C44:C45,TRUE,FALSE),2)","v":45},10,200,63,{"$f":"INDEX(LINEST(I44:I45,H44:H45,TRUE,FALSE),1)","v":8.0000000000000016E-2},{"$f":"INDEX(LINEST(I44:I45,H44:H45,TRUE,FALSE),2)","v":47},10,200,57,{"$f":"INDEX(LINEST(N44:N45,M44:M45,TRUE,FALSE),1)","v":7.0000000000000021E-2},{"$f":"INDEX(LINEST(N44:N45,M44:M45,TRUE,FALSE),2)","v":43},10,200,58,{"$f":"INDEX(LINEST(S44:S45,R44:R45,TRUE,FALSE),1)","v":0.05},{"$f":"INDEX(LINEST(S44:S45,R44:R45,TRUE,FALSE),2)","v":48},10,200,58,{"$f":"INDEX(LINEST(X44:X45,W44:W45,TRUE,FALSE),1)","v":4.0000000000000008E-2},{"$f":"INDEX(LINEST(X44:X45,W44:W45,TRUE,FALSE),2)","v":50},10,200,53,{"$f":"INDEX(LINEST(AC44:AC45,AB44:AB45,TRUE,FALSE),1)","v":7.0000000000000021E-2},{"$f":"INDEX(LINEST(AC44:AC45,AB44:AB45,TRUE,FALSE),2)","v":39},10,200,52,{"$f":"INDEX(LINEST(AH44:AH45,AG44:AG45,TRUE,FALSE),1)","v":0.09},{"$f":"INDEX(LINEST(AH44:AH45,AG44:AG45,TRUE,FALSE),2)","v":34},10,200,49,{"$f":"INDEX(LINEST(AM44:AM45,AL44:AL45,TRUE,FALSE),1)","v":0.11999999999999998},{"$f":"INDEX(LINEST(AM44:AM45,AL44:AL45,TRUE,FALSE),2)","v":25.000000000000004},10,200,62,{"$f":"INDEX(LINEST(AR44:AR45,AQ44:AQ45,TRUE,FALSE),1)","v":0.05},{"$f":"INDEX(LINEST(AR44:AR45,AQ44:AQ45,TRUE,FALSE),2)","v":52},{"$f":"((($F$4-7)/3)*((AS45*$G$4+AT45)-(AS42*$G$4+AT42)))+(AS42*$G$4+AT42)","v":73}]
[null,10,500,57,{"$f":"INDEX(LINEST(D45:D46,C45:C46,TRUE,FALSE),1)","v":6.666666666666668E-3},{"$f":"INDEX(LINEST(D45:D46,C45:C46,TRUE,FALSE),2)","v":53.666666666666664},10,500,66,{"$f":"INDEX(LINEST(I45:I46,H45:H46,TRUE,FALSE),1)","v":1.0000000000000004E-2},{"$f":"INDEX(LINEST(I45:I46,H45:H46,TRUE,FALSE),2)","v":61},10,500,69,{"$f":"INDEX(LINEST(N45:N46,M45:M46,TRUE,FALSE),1)","v":4.0000000000000015E-2},{"$f":"INDEX(LINEST(N45:N46,M45:M46,TRUE,FALSE),2)","v":48.999999999999993},10,500,65,{"$f":"INDEX(LINEST(S45:S46,R45:R46,TRUE,FALSE),1)","v":2.3333333333333331E-2},{"$f":"INDEX(LINEST(S45:S46,R45:R46,TRUE,FALSE),2)","v":53.333333333333336},10,500,64,{"$f":"INDEX(LINEST(X45:X46,W45:W46,TRUE,FALSE),1)","v":2.0000000000000007E-2},{"$f":"INDEX(LINEST(X45:X46,W45:W46,TRUE,FALSE),2)","v":54},10,500,62,{"$f":"INDEX(LINEST(AC45:AC46,AB45:AB46,TRUE,FALSE),1)","v":0.03},{"$f":"INDEX(LINEST(AC45:AC46,AB45:AB46,TRUE,FALSE),2)","v":47},10,500,58,{"$f":"INDEX(LINEST(AH45:AH46,AG45:AG46,TRUE,FALSE),1)","v":2.0000000000000007E-2},{"$f":"INDEX(LINEST(AH45:AH46,AG45:AG46,TRUE,FALSE),2)","v":48},10,500,57,{"$f":"INDEX(LINEST(AM45:AM46,AL45:AL46,TRUE,FALSE),1)","v":2.6666666666666672E-2},{"$f":"INDEX(LINEST(AM45:AM46,AL45:AL46,TRUE,FALSE),2)","v":43.666666666666664},10,500,69,{"$f":"INDEX(LINEST(AR45:AR46,AQ45:AQ46,TRUE,FALSE),1)","v":2.3333333333333331E-2},{"$f":"INDEX(LINEST(AR45:AR46,AQ45:AQ46,TRUE,FALSE),2)","v":57.333333333333336},{"$f":"((($F$4-7)/3)*((AS46*$G$4+AT46)-(AS43*$G$4+AT43)))+(AS43*$G$4+AT43)","v":69.083333333333343}]
[160,1,100,43,null,null,1,100,37,null,null,1,100,39,null,null,1,100,42,null,null,1,100,42,null,null,1,100,30,null,null,1,100,23,null,null,1,100,26,null,null,1,100,44,null,null,null,160]
[null,1,200,42,{"$f":"INDEX(LINEST(D47:D48,C47:C48,TRUE,FALSE),1)","v":-1.0000000000000002E-2},{"$f":"INDEX(LINEST(D47:D48,C47:C48,TRUE,FALSE),2)","v":44},1,200,42,{"$f":"INDEX(LINEST(I47:I48,H47:H48,TRUE,FALSE),1)","v":0.05},{"$f":"INDEX(LINEST(I47:I48,H47:H48,TRUE,FALSE),2)","v":32},1,200,44,{"$f":"INDEX(LINEST(N47:N48,M47:M48,TRUE,FALSE),1)","v":0.05},{"$f":"INDEX(LINEST(N47:N48,M47:M48,TRUE,FALSE),2)","v":34},1,200,45,{"$f":"INDEX(LINEST(S47:S48,R47:R48,TRUE,FALSE),1)","v":2.9999999999999995E-2},{"$f":"INDEX(LINEST(S47:S48,R47:R48,TRUE,FALSE),2)","v":39},1,200,52,{"$f":"INDEX(LINEST(X47:X48,W47:W48,TRUE,FALSE),1)","v":0.1},{"$f":"INDEX(LINEST(X47:X48,W47:W48,TRUE,FALSE),2)","v":32},1,200,43,{"$f":"INDEX(LINEST(AC47:AC48,AB47:AB48,TRUE,FALSE),1)","v":0.13000000000000003},{"$f":"INDEX(LINEST(AC47:AC48,AB47:AB48,TRUE,FALSE),2)","v":16.999999999999996},1,200,39,{"$f":"INDEX(LINEST(AH47:AH48,AG47:AG48,TRUE,FALSE),1)","v":0.16000000000000003},{"$f":"INDEX(LINEST(AH47:AH48,AG47:AG48,TRUE,FALSE),2)","v":6.9999999999999964},1,200,40,{"$f":"INDEX(LINEST(AM47:AM48,AL47:AL48,TRUE,FALSE),1)","v":0.14000000000000004},{"$f":"INDEX(LINEST(AM47:AM48,AL47:AL48,TRUE,FALSE),2)","v":11.999999999999993},1,200,53,{"$f":"INDEX(LINEST(AR47:AR48,AQ47:AQ48,TRUE,FALSE),1)","v":0.09},{"$f":"INDEX(LINEST(AR47:AR48,AQ47:AQ48,TRUE,FALSE),2)","v":35}]
[null,1,500,42,{"$f":"INDEX(LINEST(D48:D49,C48:C49,TRUE,FALSE),1)","v":0},{"$f":"INDEX(LINEST(D48:D49,C48:C49,TRUE,FALSE),2)","v":42},1,500,41,{"$f":"INDEX(LINEST(I48:I49,H48:H49,TRUE,FALSE),1)","v":-3.333333333333334E-3},{"$f":"INDEX(LINEST(I48:I49,H48:H49,TRUE,FALSE),2)","v":42.666666666666664},1,500,50,{"$f":"INDEX(LINEST(N48:N49,M48:M49,TRUE,FALSE),1)","v":2.0000000000000007E-2},{"$f":"INDEX(LINEST(N48:N49,M48:M49,TRUE,FALSE),2)","v":40},1,500,51,{"$f":"INDEX(LINEST(S48:S49,R48:R49,TRUE,FALSE),1)","v":2.0000000000000007E-2},{"$f":"INDEX(LINEST(S48:S49,R48:R49,TRUE,FALSE),2)","v":41},1,500,54,{"$f":"INDEX(LINEST(X48:X49,W48:W49,TRUE,FALSE),1)","v":6.666666666666668E-3},{"$f":"INDEX(LINEST(X48:X49,W48:W49,TRUE,FALSE),2)","v":50.666666666666664},1,500,57,{"$f":"INDEX(LINEST(AC48:AC49,AB48:AB49,TRUE,FALSE),1)","v":4.6666666666666662E-2},{"$f":"INDEX(LINEST(AC48:AC49,AB48:AB49,TRUE,FALSE),2)","v":33.666666666666671},1,500,50,{"$f":"INDEX(LINEST(AH48:AH49,AG48:AG49,TRUE,FALSE),1)","v":3.6666666666666674E-2},{"$f":"INDEX(LINEST(AH48:AH49,AG48:AG49,TRUE,FALSE),2)","v":31.666666666666664},1,500,46,{"$f":"INDEX(LINEST(AM48:AM49,AL48:AL49,TRUE,FALSE),1)","v":2.0000000000000007E-2},{"$f":"INDEX(LINEST(AM48:AM49,AL48:AL49,TRUE,FALSE),2)","v":36},1,500,60,{"$f":"INDEX(LINEST(AR48:AR49,AQ48:AQ49,TRUE,FALSE),1)","v":2.3333333333333331E-2},{"$f":"INDEX(LINEST(AR48:AR49,AQ48:AQ49,TRUE,FALSE),2)","v":48.333333333333336}]
[null,7,100,null,null,null,7,100,null,null,null,7,100,null,null,null,7,100,null,null,null,7,100,null,null,null,7,100,null,null,null,7,100,null,null,null,7,100,null,null,null,7,100,55]
[null,7,200,null,null,null,7,200,null,null,null,7,200,null,null,null,7,200,null,null,null,7,200,null,null,null,7,200,null,null,null,7,200,null,null,null,7,200,null,null,null,7,200,61,{"$f":"INDEX(LINEST(AR50:AR51,AQ50:AQ51,TRUE,FALSE),1)","v":5.9999999999999991E-2},{"$f":"INDEX(LINEST(AR50:AR51,AQ50:AQ51,TRUE,FALSE),2)","v":49},{"$f":"((($F$5-1)/6)*((AS51*$G$5+AT51)-(AS48*$G$5+AT48)))+(AS48*$G$5+AT48)","v":69.400000000000006}]
[null,7,500,null,null,null,7,500,null,null,null,7,500,null,null,null,7,500,null,null,null,7,500,null,null,null,7,500,null,null,null,7,500,null,null,null,7,500,null,null,null,7,500,69,{"$f":"INDEX(LINEST(AR51:AR52,AQ51:AQ52,TRUE,FALSE),1)","v":2.6666666666666672E-2},{"$f":"INDEX(LINEST(AR51:AR52,AQ51:AQ52,TRUE,FALSE),2)","v":55.666666666666664},{"$f":"((($F$5-1)/6)*((AS52*$G$5+AT52)-(AS49*$G$5+AT49)))+(AS49*$G$5+AT49)","v":69.066666666666663}]
[null,10,100,58,null,null,10,100,60,null,null,10,100,56,null,null,10,100,57,null,null,10,100,57,null,null,10,100,49,null,null,10,100,45,null,null,10,100,40,null,null,10,100,60]
[null,10,200,62,{"$f":"INDEX(LINEST(D53:D54,C53:C54,TRUE,FALSE),1)","v":4.0000000000000008E-2},{"$f":"INDEX(LINEST(D53:D54,C53:C54,TRUE,FALSE),2)","v":54},10,200,66,{"$f":"INDEX(LINEST(I53:I54,H53:H54,TRUE,FALSE),1)","v":5.9999999999999991E-2},{"$f":"INDEX(LINEST(I53:I54,H53:H54,TRUE,FALSE),2)","v":54},10,200,63,{"$f":"INDEX(LINEST(N53:N54,M53:M54,TRUE,FALSE),1)","v":7.0000000000000021E-2},{"$f":"INDEX(LINEST(N53:N54,M53:M54,TRUE,FALSE),2)","v":49},10,200,61,{"$f":"INDEX(LINEST(S53:S54,R53:R54,TRUE,FALSE),1)","v":4.0000000000000008E-2},{"$f":"INDEX(LINEST(S53:S54,R53:R54,TRUE,FALSE),2)","v":53},10,200,61,{"$f":"INDEX(LINEST(X53:X54,W53:W54,TRUE,FALSE),1)","v":4.0000000000000008E-2},{"$f":"INDEX(LINEST(X53:X54,W53:W54,TRUE,FALSE),2)","v":53},10,200,55,{"$f":"INDEX(LINEST(AC53:AC54,AB53:AB54,TRUE,FALSE),1)","v":5.9999999999999991E-2},{"$f":"INDEX(LINEST(AC53:AC54,AB53:AB54,TRUE,FALSE),2)","v":43},10,200,51,{"$f":"INDEX(LINEST(AH53:AH54,AG53:AG54,TRUE,FALSE),1)","v":5.9999999999999991E-2},{"$f":"INDEX(LINEST(AH53:AH54,AG53:AG54,TRUE,FALSE),2)","v":39},10,200,49,{"$f":"INDEX(LINEST(AM53:AM54,AL53:AL54,TRUE,FALSE),1)","v":0.09},{"$f":"INDEX(LINEST(AM53:AM54,AL53:AL54,TRUE,FALSE),2)","v":31},10,200,65,{"$f":"INDEX(LINEST(AR53:AR54,AQ53:AQ54,TRUE,FALSE),1)","v":0.05},{"$f":"INDEX(LINEST(AR53:AR54,AQ53:AQ54,TRUE,FALSE),2)","v":55},{"$f":"((($F$5-7)/3)*((AS54*$G$5+AT54)-(AS51*$G$5+AT51)))+(AS51*$G$5+AT51)","v":68.8}]
[null,10,500,67,{"$f":"INDEX(LINEST(D54:D55,C54:C55,TRUE,FALSE),1)","v":1.6666666666666666E-2},{"$f":"INDEX(LINEST(D54:D55,C54:C55,TRUE,FALSE),2)","v":58.666666666666664},10,500,71,{"$f":"INDEX(LINEST(I54:I55,H54:H55,TRUE,FALSE),1)","v":1.6666666666666666E-2},{"$f":"INDEX(LINEST(I54:I55,H54:H55,TRUE,FALSE),2)","v":62.666666666666664},10,500,70,{"$f":"INDEX(LINEST(N54:N55,M54:M55,TRUE,FALSE),1)","v":2.3333333333333331E-2},{"$f":"INDEX(LINEST(N54:N55,M54:M55,TRUE,FALSE),2)","v":58.333333333333336},10,500,68,{"$f":"INDEX(LINEST(S54:S55,R54:R55,TRUE,FALSE),1)","v":2.3333333333333331E-2},{"$f":"INDEX(LINEST(S54:S55,R54:R55,TRUE,FALSE),2)","v":56.333333333333336},10,500,66,{"$f":"INDEX(LINEST(X54:X55,W54:W55,TRUE,FALSE),1)","v":1.6666666666666666E-2},{"$f":"INDEX(LINEST(X54:X55,W54:W55,TRUE,FALSE),2)","v":57.666666666666664},10,500,64,{"$f":"INDEX(LINEST(AC54:AC55,AB54:AB55,TRUE,FALSE),1)","v":0.03},{"$f":"INDEX(LINEST(AC54:AC55,AB54:AB55,TRUE,FALSE),2)","v":49},10,500,59,{"$f":"INDEX(LINEST(AH54:AH55,AG54:AG55,TRUE,FALSE),1)","v":2.6666666666666672E-2},{"$f":"INDEX(LINEST(AH54:AH55,AG54:AG55,TRUE,FALSE),2)","v":45.666666666666664},10,500,58,{"$f":"INDEX(LINEST(AM54:AM55,AL54:AL55,TRUE,FALSE),1)","v":0.03},{"$f":"INDEX(LINEST(AM54:AM55,AL54:AL55,TRUE,FALSE),2)","v":43},10,500,71,{"$f":"INDEX(LINEST(AR54:AR55,AQ54:AQ55,TRUE,FALSE),1)","v":2.0000000000000007E-2},{"$f":"INDEX(LINEST(AR54:AR55,AQ54:AQ55,TRUE,FALSE),2)","v":61},{"$f":"((($F$5-7)/3)*((AS55*$G$5+AT55)-(AS52*$G$5+AT52)))+(AS52*$G$5+AT52)","v":70.066666666666663}]
[200,1,100,38,null,null,1,100,33,null,null,1,100,37,null,null,1,100,40,null,null,1,100,39,null,null,1,100,31,null,null,1,100,21,null,null,1,100,15,null,null,1,100,42,null,null,null,200]
[null,1,200,41,{"$f":"INDEX(LINEST(D56:D57,C56:C57,TRUE,FALSE),1)","v":2.9999999999999995E-2},{"$f":"INDEX(LINEST(D56:D57,C56:C57,TRUE,FALSE),2)","v":35},1,200,37,{"$f":"INDEX(LINEST(I56:I57,H56:H57,TRUE,FALSE),1)","v":4.0000000000000008E-2},{"$f":"INDEX(LINEST(I56:I57,H56:H57,TRUE,FALSE),2)","v":29},1,200,41,{"$f":"INDEX(LINEST(N56:N57,M56:M57,TRUE,FALSE),1)","v":4.0000000000000008E-2},{"$f":"INDEX(LINEST(N56:N57,M56:M57,TRUE,FALSE),2)","v":33},1,200,46,{"$f":"INDEX(LINEST(S56:S57,R56:R57,TRUE,FALSE),1)","v":5.9999999999999991E-2},{"$f":"INDEX(LINEST(S56:S57,R56:R57,TRUE,FALSE),2)","v":34},1,200,49,{"$f":"INDEX(LINEST(X56:X57,W56:W57,TRUE,FALSE),1)","v":0.1},{"$f":"INDEX(LINEST(X56:X57,W56:W57,TRUE,FALSE),2)","v":29},1,200,45,{"$f":"INDEX(LINEST(AC56:AC57,AB56:AB57,TRUE,FALSE),1)","v":0.14000000000000004},{"$f":"INDEX(LINEST(AC56:AC57,AB56:AB57,TRUE,FALSE),2)","v":16.999999999999993},1,200,36,{"$f":"INDEX(LINEST(AH56:AH57,AG56:AG57,TRUE,FALSE),1)","v":0.15},{"$f":"INDEX(LINEST(AH56:AH57,AG56:AG57,TRUE,FALSE),2)","v":6},1,200,28,{"$f":"INDEX(LINEST(AM56:AM57,AL56:AL57,TRUE,FALSE),1)","v":0.13000000000000003},{"$f":"INDEX(LINEST(AM56:AM57,AL56:AL57,TRUE,FALSE),2)","v":1.9999999999999964},1,200,51,{"$f":"INDEX(LINEST(AR56:AR57,AQ56:AQ57,TRUE,FALSE),1)","v":0.09},{"$f":"INDEX(LINEST(AR56:AR57,AQ56:AQ57,TRUE,FALSE),2)","v":33}]
[null,1,500,43,{"$f":"INDEX(LINEST(D57:D58,C57:C58,TRUE,FALSE),1)","v":6.666666666666668E-3},{"$f":"INDEX(LINEST(D57:D58,C57:C58,TRUE,FALSE),2)","v":39.666666666666664},1,500,41,{"$f":"INDEX(LINEST(I57:I58,H57:H58,TRUE,FALSE),1)","v":1.3333333333333336E-2},{"$f":"INDEX(LINEST(I57:I58,H57:H58,TRUE,FALSE),2)","v":34.333333333333329},1,500,43,{"$f":"INDEX(LINEST(N57:N58,M57:M58,TRUE,FALSE),1)","v":6.666666666666668E-3},{"$f":"INDEX(LINEST(N57:N58,M57:M58,TRUE,FALSE),2)","v":39.666666666666664},1,500,49,{"$f":"INDEX(LINEST(S57:S58,R57:R58,TRUE,FALSE),1)","v":1.0000000000000004E-2},{"$f":"INDEX(LINEST(S57:S58,R57:R58,TRUE,FALSE),2)","v":44},1,500,56,{"$f":"INDEX(LINEST(X57:X58,W57:W58,TRUE,FALSE),1)","v":2.3333333333333331E-2},{"$f":"INDEX(LINEST(X57:X58,W57:W58,TRUE,FALSE),2)","v":44.333333333333336},1,500,60,{"$f":"INDEX(LINEST(AC57:AC58,AB57:AB58,TRUE,FALSE),1)","v":0.05},{"$f":"INDEX(LINEST(AC57:AC58,AB57:AB58,TRUE,FALSE),2)","v":35},1,500,55,{"$f":"INDEX(LINEST(AH57:AH58,AG57:AG58,TRUE,FALSE),1)","v":6.3333333333333353E-2},{"$f":"INDEX(LINEST(AH57:AH58,AG57:AG58,TRUE,FALSE),2)","v":23.333333333333325},1,500,47,{"$f":"INDEX(LINEST(AM57:AM58,AL57:AL58,TRUE,FALSE),1)","v":6.3333333333333353E-2},{"$f":"INDEX(LINEST(AM57:AM58,AL57:AL58,TRUE,FALSE),2)","v":15.333333333333325},1,500,64,{"$f":"INDEX(LINEST(AR57:AR58,AQ57:AQ58,TRUE,FALSE),1)","v":4.3333333333333349E-2},{"$f":"INDEX(LINEST(AR57:AR58,AQ57:AQ58,TRUE,FALSE),2)","v":42.333333333333329}]
[null,7,100,null,null,null,7,100,null,null,null,7,100,null,null,null,7,100,null,null,null,7,100,null,null,null,7,100,null,null,null,7,100,null,null,null,7,100,null,null,null,7,100,54]
[null,7,200,null,null,null,7,200,null,null,null,7,200,null,null,null,7,200,null,null,null,7,200,null,null,null,7,200,null,null,null,7,200,null,null,null,7,200,null,null,null,7,200,58,{"$f":"INDEX(LINEST(AR59:AR60,AQ59:AQ60,TRUE,FALSE),1)","v":4.0000000000000008E-2},{"$f":"INDEX(LINEST(AR59:AR60,AQ59:AQ60,TRUE,FALSE),2)","v":50},{"$f":"((($F$6-1)/6)*((AS60*$G$6+AT60)-(AS57*$G$6+AT57)))+(AS57*$G$6+AT57)","v":59.325000000000003}]
[null,7,500,null,null,null,7,500,null,null,null,7,500,null,null,null,7,500,null,null,null,7,500,null,null,null,7,500,null,null,null,7,500,null,null,null,7,500,null,null,null,7,500,66,{"$f":"INDEX(LINEST(AR60:AR61,AQ60:AQ61,TRUE,FALSE),1)","v":2.6666666666666672E-2},{"$f":"INDEX(LINEST(AR60:AR61,AQ60:AQ61,TRUE,FALSE),2)","v":52.666666666666664},{"$f":"((($F$6-1)/6)*((AS61*$G$6+AT61)-(AS58*$G$6+AT58)))+(AS58*$G$6+AT58)","v":59.408333333333331}]
[null,10,100,65,null,null,10,100,60,null,null,10,100,58,null,null,10,100,57,null,null,10,100,57,null,null,10,100,53,null,null,10,100,48,null,null,10,100,54,null,null,10,100,61]
[null,10,200,66,{"$f":"INDEX(LINEST(D62:D63,C62:C63,TRUE,FALSE),1)","v":1.0000000000000002E-2},{"$f":"INDEX(LINEST(D62:D63,C62:C63,TRUE,FALSE),2)","v":64},10,200,63,{"$f":"INDEX(LINEST(I62:I63,H62:H63,TRUE,FALSE),1)","v":2.9999999999999995E-2},{"$f":"INDEX(LINEST(I62:I63,H62:H63,TRUE,FALSE),2)","v":57},10,200,61,{"$f":"INDEX(LINEST(N62:N63,M62:M63,TRUE,FALSE),1)","v":2.9999999999999995E-2},{"$f":"INDEX(LINEST(N62:N63,M62:M63,TRUE,FALSE),2)","v":55},10,200,58,{"$f":"INDEX(LINEST(S62:S63,R62:R63,TRUE,FALSE),1)","v":1.0000000000000002E-2},{"$f":"INDEX(LINEST(S62:S63,R62:R63,TRUE,FALSE),2)","v":56},10,200,58,{"$f":"INDEX(LINEST(X62:X63,W62:W63,TRUE,FALSE),1)","v":1.0000000000000002E-2},{"$f":"INDEX(LINEST(X62:X63,W62:W63,TRUE,FALSE),2)","v":56},10,200,56,{"$f":"INDEX(LINEST(AC62:AC63,AB62:AB63,TRUE,FALSE),1)","v":2.9999999999999995E-2},{"$f":"INDEX(LINEST(AC62:AC63,AB62:AB63,TRUE,FALSE),2)","v":50},10,200,51,{"$f":"INDEX(LINEST(AH62:AH63,AG62:AG63,TRUE,FALSE),1)","v":2.9999999999999995E-2},{"$f":"INDEX(LINEST(AH62:AH63,AG62:AG63,TRUE,FALSE),2)","v":45},10,200,56,{"$f":"INDEX(LINEST(AM62:AM63,AL62:AL63,TRUE,FALSE),1)","v":2.0000000000000004E-2},{"$f":"INDEX(LINEST(AM62:AM63,AL62:AL63,TRUE,FALSE),2)","v":52},10,200,63,{"$f":"INDEX(LINEST(AR62:AR63,AQ62:AQ63,TRUE,FALSE),1)","v":2.0000000000000004E-2},{"$f":"INDEX(LINEST(AR62:AR63,AQ62:AQ63,TRUE,FALSE),2)","v":59},{"$f":"((($F$6-7)/3)*((AS63*$G$6+AT63)-(AS60*$G$6+AT60)))+(AS60*$G$6+AT60)","v":60.2}]
[null,10,500,73,{"$f":"INDEX(LINEST(D63:D64,C63:C64,TRUE,FALSE),1)","v":2.3333333333333331E-2},{"$f":"INDEX(LINEST(D63:D64,C63:C64,TRUE,FALSE),2)","v":61.333333333333336},10,500,70,{"$f":"INDEX(LINEST(I63:I64,H63:H64,TRUE,FALSE),1)","v":2.3333333333333331E-2},{"$f":"INDEX(LINEST(I63:I64,H63:H64,TRUE,FALSE),2)","v":58.333333333333336},10,500,68,{"$f":"INDEX(LINEST(N63:N64,M63:M64,TRUE,FALSE),1)","v":2.3333333333333331E-2},{"$f":"INDEX(LINEST(N63:N64,M63:M64,TRUE,FALSE),2)","v":56.333333333333336},10,500,64,{"$f":"INDEX(LINEST(S63:S64,R63:R64,TRUE,FALSE),1)","v":2.0000000000000007E-2},{"$f":"INDEX(LINEST(S63:S64,R63:R64,TRUE,FALSE),2)","v":54},10,500,62,{"$f":"INDEX(LINEST(X63:X64,W63:W64,TRUE,FALSE),1)","v":1.3333333333333336E-2},{"$f":"INDEX(LINEST(X63:X64,W63:W64,TRUE,FALSE),2)","v":55.333333333333329},10,500,61,{"$f":"INDEX(LINEST(AC63:AC64,AB63:AB64,TRUE,FALSE),1)","v":1.6666666666666666E-2},{"$f":"INDEX(LINEST(AC63:AC64,AB63:AB64,TRUE,FALSE),2)","v":52.666666666666664},10,500,58,{"$f":"INDEX(LINEST(AH63:AH64,AG63:AG64,TRUE,FALSE),1)","v":2.3333333333333331E-2},{"$f":"INDEX(LINEST(AH63:AH64,AG63:AG64,TRUE,FALSE),2)","v":46.333333333333336},10,500,57,{"$f":"INDEX(LINEST(AM63:AM64,AL63:AL64,TRUE,FALSE),1)","v":3.333333333333334E-3},{"$f":"INDEX(LINEST(AM63:AM64,AL63:AL64,TRUE,FALSE),2)","v":55.333333333333336},10,500,68,{"$f":"INDEX(LINEST(AR63:AR64,AQ63:AQ64,TRUE,FALSE),1)","v":1.6666666666666666E-2},{"$f":"INDEX(LINEST(AR63:AR64,AQ63:AQ64,TRUE,FALSE),2)","v":59.666666666666664},{"$f":"((($F$6-7)/3)*((AS64*$G$6+AT64)-(AS61*$G$6+AT61)))+(AS61*$G$6+AT61)","v":60.516666666666666}]
[250,1,100,38,null,null,1,100,39,null,null,1,100,42,null,null,1,100,43,null,null,1,100,39,null,null,1,100,33,null,null,1,100,28,null,null,1,100,26,null,null,1,100,44,null,null,null,250]
[null,1,200,39,{"$f":"INDEX(LINEST(D65:D66,C65:C66,TRUE,FALSE),1)","v":1.0000000000000002E-2},{"$f":"INDEX(LINEST(D65:D66,C65:C66,TRUE,FALSE),2)","v":37},1,200,42,{"$f":"INDEX(LINEST(I65:I66,H65:H66,TRUE,FALSE),1)","v":2.9999999999999995E-2},{"$f":"INDEX(LINEST(I65:I66,H65:H66,TRUE,FALSE),2)","v":36},1,200,45,{"$f":"INDEX(LINEST(N65:N66,M65:M66,TRUE,FALSE),1)","v":2.9999999999999995E-2},{"$f":"INDEX(LINEST(N65:N66,M65:M66,TRUE,FALSE),2)","v":39},1,200,50,{"$f":"INDEX(LINEST(S65:S66,R65:R66,TRUE,FALSE),1)","v":7.0000000000000021E-2},{"$f":"INDEX(LINEST(S65:S66,R65:R66,TRUE,FALSE),2)","v":36},1,200,50,{"$f":"INDEX(LINEST(X65:X66,W65:W66,TRUE,FALSE),1)","v":0.11000000000000001},{"$f":"INDEX(LINEST(X65:X66,W65:W66,TRUE,FALSE),2)","v":27.999999999999996},1,200,46,{"$f":"INDEX(LINEST(AC65:AC66,AB65:AB66,TRUE,FALSE),1)","v":0.13000000000000003},{"$f":"INDEX(LINEST(AC65:AC66,AB65:AB66,TRUE,FALSE),2)","v":19.999999999999996},1,200,38,{"$f":"INDEX(LINEST(AH65:AH66,AG65:AG66,TRUE,FALSE),1)","v":0.1},{"$f":"INDEX(LINEST(AH65:AH66,AG65:AG66,TRUE,FALSE),2)","v":18},1,200,31,{"$f":"INDEX(LINEST(AM65:AM66,AL65:AL66,TRUE,FALSE),1)","v":0.05},{"$f":"INDEX(LINEST(AM65:AM66,AL65:AL66,TRUE,FALSE),2)","v":21},1,200,53,{"$f":"INDEX(LINEST(AR65:AR66,AQ65:AQ66,TRUE,FALSE),1)","v":0.09},{"$f":"INDEX(LINEST(AR65:AR66,AQ65:AQ66,TRUE,FALSE),2)","v":35}]
[null,1,500,42,{"$f":"INDEX(LINEST(D66:D67,C66:C67,TRUE,FALSE),1)","v":1.0000000000000004E-2},{"$f":"INDEX(LINEST(D66:D67,C66:C67,TRUE,FALSE),2)","v":37},1,500,48,{"$f":"INDEX(LINEST(I66:I67,H66:H67,TRUE,FALSE),1)","v":2.0000000000000007E-2},{"$f":"INDEX(LINEST(I66:I67,H66:H67,TRUE,FALSE),2)","v":38},1,500,49,{"$f":"INDEX(LINEST(N66:N67,M66:M67,TRUE,FALSE),1)","v":1.3333333333333336E-2},{"$f":"INDEX(LINEST(N66:N67,M66:M67,TRUE,FALSE),2)","v":42.333333333333329},1,500,51,{"$f":"INDEX(LINEST(S66:S67,R66:R67,TRUE,FALSE),1)","v":3.333333333333334E-3},{"$f":"INDEX(LINEST(S66:S67,R66:R67,TRUE,FALSE),2)","v":49.333333333333336},1,500,57,{"$f":"INDEX(LINEST(X66:X67,W66:W67,TRUE,FALSE),1)","v":2.3333333333333331E-2},{"$f":"INDEX(LINEST(X66:X67,W66:W67,TRUE,FALSE),2)","v":45.333333333333336},1,500,58,{"$f":"INDEX(LINEST(AC66:AC67,AB66:AB67,TRUE,FALSE),1)","v":4.0000000000000015E-2},{"$f":"INDEX(LINEST(AC66:AC67,AB66:AB67,TRUE,FALSE),2)","v":37.999999999999993},1,500,55,{"$f":"INDEX(LINEST(AH66:AH67,AG66:AG67,TRUE,FALSE),1)","v":5.6666666666666664E-2},{"$f":"INDEX(LINEST(AH66:AH67,AG66:AG67,TRUE,FALSE),2)","v":26.666666666666668},1,500,50,{"$f":"INDEX(LINEST(AM66:AM67,AL66:AL67,TRUE,FALSE),1)","v":6.3333333333333353E-2},{"$f":"INDEX(LINEST(AM66:AM67,AL66:AL67,TRUE,FALSE),2)","v":18.333333333333325},1,500,63,{"$f":"INDEX(LINEST(AR66:AR67,AQ66:AQ67,TRUE,FALSE),1)","v":3.3333333333333333E-2},{"$f":"INDEX(LINEST(AR66:AR67,AQ66:AQ67,TRUE,FALSE),2)","v":46.333333333333336}]
[null,7,100,null,null,null,7,100,null,null,null,7,100,null,null,null,7,100,null,null,null,7,100,null,null,null,7,100,null,null,null,7,100,null,null,null,7,100,null,null,null,7,100,58]
[null,7,200,null,null,null,7,200,null,null,null,7,200,null,null,null,7,200,null,null,null,7,200,null,null,null,7,200,null,null,null,7,200,null,null,null,7,200,null,null,null,7,200,62,{"$f":"INDEX(LINEST(AR68:AR69,AQ68:AQ69,TRUE,FALSE),1)","v":4.0000000000000008E-2},{"$f":"INDEX(LINEST(AR68:AR69,AQ68:AQ69,TRUE,FALSE),2)","v":54},{"$f":"((($F$7-1)/6)*((AS69*$G$7+AT69)-(AS66*$G$7+AT66)))+(AS66*$G$7+AT66)","v":57.7}]
[null,7,500,null,null,null,7,500,null,null,null,7,500,null,null,null,7,500,null,null,null,7,500,null,null,null,7,500,null,null,null,7,500,null,null,null,7,500,null,null,null,7,500,70,{"$f":"INDEX(LINEST(AR69:AR70,AQ69:AQ70,TRUE,FALSE),1)","v":2.6666666666666672E-2},{"$f":"INDEX(LINEST(AR69:AR70,AQ69:AQ70,TRUE,FALSE),2)","v":56.666666666666664},{"$f":"((($F$7-1)/6)*((AS70*$G$7+AT70)-(AS67*$G$7+AT67)))+(AS67*$G$7+AT67)","v":58.8}]
[null,10,100,68,null,null,10,100,64,null,null,10,100,61,null,null,10,100,58,null,null,10,100,56,null,null,10,100,54,null,null,10,100,53,null,null,10,100,51,null,null,10,100,62]
[null,10,200,73,{"$f":"INDEX(LINEST(D71:D72,C71:C72,TRUE,FALSE),1)","v":0.05},{"$f":"INDEX(LINEST(D71:D72,C71:C72,TRUE,FALSE),2)","v":63},10,200,70,{"$f":"INDEX(LINEST(I71:I72,H71:H72,TRUE,FALSE),1)","v":5.9999999999999991E-2},{"$f":"INDEX(LINEST(I71:I72,H71:H72,TRUE,FALSE),2)","v":58},10,200,67,{"$f":"INDEX(LINEST(N71:N72,M71:M72,TRUE,FALSE),1)","v":5.9999999999999991E-2},{"$f":"INDEX(LINEST(N71:N72,M71:M72,TRUE,FALSE),2)","v":55},10,200,64,{"$f":"INDEX(LINEST(S71:S72,R71:R72,TRUE,FALSE),1)","v":5.9999999999999991E-2},{"$f":"INDEX(LINEST(S71:S72,R71:R72,TRUE,FALSE),2)","v":52},10,200,61,{"$f":"INDEX(LINEST(X71:X72,W71:W72,TRUE,FALSE),1)","v":0.05},{"$f":"INDEX(LINEST(X71:X72,W71:W72,TRUE,FALSE),2)","v":51},10,200,60,{"$f":"INDEX(LINEST(AC71:AC72,AB71:AB72,TRUE,FALSE),1)","v":5.9999999999999991E-2},{"$f":"INDEX(LINEST(AC71:AC72,AB71:AB72,TRUE,FALSE),2)","v":48},10,200,58,{"$f":"INDEX(LINEST(AH71:AH72,AG71:AG72,TRUE,FALSE),1)","v":0.05},{"$f":"INDEX(LINEST(AH71:AH72,AG71:AG72,TRUE,FALSE),2)","v":48},10,200,57,{"$f":"INDEX(LINEST(AM71:AM72,AL71:AL72,TRUE,FALSE),1)","v":5.9999999999999991E-2},{"$f":"INDEX(LINEST(AM71:AM72,AL71:AL72,TRUE,FALSE),2)","v":45},10,200,68,{"$f":"INDEX(LINEST(AR71:AR72,AQ71:AQ72,TRUE,FALSE),1)","v":5.9999999999999991E-2},{"$f":"INDEX(LINEST(AR71:AR72,AQ71:AQ72,TRUE,FALSE),2)","v":56},{"$f":"((($F$7-7)/3)*((AS72*$G$7+AT72)-(AS69*$G$7+AT69)))+(AS69*$G$7+AT69)","v":58}]
[null,10,500,80,{"$f":"INDEX(LINEST(D72:D73,C72:C73,TRUE,FALSE),1)","v":2.3333333333333331E-2},{"$f":"INDEX(LINEST(D72:D73,C72:C73,TRUE,FALSE),2)","v":68.333333333333329},10,500,77,{"$f":"INDEX(LINEST(I72:I73,H72:H73,TRUE,FALSE),1)","v":2.3333333333333331E-2},{"$f":"INDEX(LINEST(I72:I73,H72:H73,TRUE,FALSE),2)","v":65.333333333333329},10,500,76,{"$f":"INDEX(LINEST(N72:N73,M72:M73,TRUE,FALSE),1)","v":0.03},{"$f":"INDEX(LINEST(N72:N73,M72:M73,TRUE,FALSE),2)","v":61},10,500,70,{"$f":"INDEX(LINEST(S72:S73,R72:R73,TRUE,FALSE),1)","v":2.0000000000000007E-2},{"$f":"INDEX(LINEST(S72:S73,R72:R73,TRUE,FALSE),2)","v":60},10,500,66,{"$f":"INDEX(LINEST(X72:X73,W72:W73,TRUE,FALSE),1)","v":1.6666666666666666E-2},{"$f":"INDEX(LINEST(X72:X73,W72:W73,TRUE,FALSE),2)","v":57.666666666666664},10,500,64,{"$f":"INDEX(LINEST(AC72:AC73,AB72:AB73,TRUE,FALSE),1)","v":1.3333333333333336E-2},{"$f":"INDEX(LINEST(AC72:AC73,AB72:AB73,TRUE,FALSE),2)","v":57.333333333333329},10,500,62,{"$f":"INDEX(LINEST(AH72:AH73,AG72:AG73,TRUE,FALSE),1)","v":1.3333333333333336E-2},{"$f":"INDEX(LINEST(AH72:AH73,AG72:AG73,TRUE,FALSE),2)","v":55.333333333333329},10,500,59,{"$f":"INDEX(LINEST(AM72:AM73,AL72:AL73,TRUE,FALSE),1)","v":6.666666666666668E-3},{"$f":"INDEX(LINEST(AM72:AM73,AL72:AL73,TRUE,FALSE),2)","v":55.666666666666664},10,500,73,{"$f":"INDEX(LINEST(AR72:AR73,AQ72:AQ73,TRUE,FALSE),1)","v":1.6666666666666666E-2},{"$f":"INDEX(LINEST(AR72:AR73,AQ72:AQ73,TRUE,FALSE),2)","v":64.666666666666671},{"$f":"((($F$7-7)/3)*((AS73*$G$7+AT73)-(AS70*$G$7+AT70)))+(AS70*$G$7+AT70)","v":58.066666666666663}]
[315,1,100,46,null,null,1,100,45,null,null,1,100,44,null,null,1,100,44,null,null,1,100,41,null,null,1,100,33,null,null,1,100,28,null,null,1,100,31,null,null,1,100,45,null,null,null,315]
[null,1,200,47,{"$f":"INDEX(LINEST(D74:D75,C74:C75,TRUE,FALSE),1)","v":1.0000000000000002E-2},{"$f":"INDEX(LINEST(D74:D75,C74:C75,TRUE,FALSE),2)","v":45},1,200,49,{"$f":"INDEX(LINEST(I74:I75,H74:H75,TRUE,FALSE),1)","v":4.0000000000000008E-2},{"$f":"INDEX(LINEST(I74:I75,H74:H75,TRUE,FALSE),2)","v":41},1,200,48,{"$f":"INDEX(LINEST(N74:N75,M74:M75,TRUE,FALSE),1)","v":4.0000000000000008E-2},{"$f":"INDEX(LINEST(N74:N75,M74:M75,TRUE,FALSE),2)","v":40},1,200,49,{"$f":"INDEX(LINEST(S74:S75,R74:R75,TRUE,FALSE),1)","v":0.05},{"$f":"INDEX(LINEST(S74:S75,R74:R75,TRUE,FALSE),2)","v":39},1,200,50,{"$f":"INDEX(LINEST(X74:X75,W74:W75,TRUE,FALSE),1)","v":0.09},{"$f":"INDEX(LINEST(X74:X75,W74:W75,TRUE,FALSE),2)","v":32},1,200,46,{"$f":"INDEX(LINEST(AC74:AC75,AB74:AB75,TRUE,FALSE),1)","v":0.13000000000000003},{"$f":"INDEX(LINEST(AC74:AC75,AB74:AB75,TRUE,FALSE),2)","v":19.999999999999996},1,200,38,{"$f":"INDEX(LINEST(AH74:AH75,AG74:AG$75,TRUE,FALSE),1)","v":0.1},{"$f":"INDEX(LINEST(AH74:AH75,AG74:AG$75,TRUE,FALSE),2)","v":18},1,200,33,{"$f":"INDEX(LINEST(AM74:AM75,AL74:AL75,TRUE,FALSE),1)","v":2.0000000000000004E-2},{"$f":"INDEX(LINEST(AM74:AM75,AL74:AL75,TRUE,FALSE),2)","v":29},1,200,53,{"$f":"INDEX(LINEST(AR74:AR75,AQ74:AQ75,TRUE,FALSE),1)","v":8.0000000000000016E-2},{"$f":"INDEX(LINEST(AR74:AR75,AQ74:AQ75,TRUE,FALSE),2)","v":37}]
[null,1,500,50,{"$f":"INDEX(LINEST(D75:D76,C75:C76,TRUE,FALSE),1)","v":1.0000000000000004E-2},{"$f":"INDEX(LINEST(D75:D76,C75:C76,TRUE,FALSE),2)","v":45},1,500,53,{"$f":"INDEX(LINEST(I75:I76,H75:H76,TRUE,FALSE),1)","v":1.3333333333333336E-2},{"$f":"INDEX(LINEST(I75:I76,H75:H76,TRUE,FALSE),2)","v":46.333333333333329},1,500,49,{"$f":"INDEX(LINEST(N75:N76,M75:M76,TRUE,FALSE),1)","v":3.333333333333334E-3},{"$f":"INDEX(LINEST(N75:N76,M75:M76,TRUE,FALSE),2)","v":47.333333333333336},1,500,52,{"$f":"INDEX(LINEST(S75:S76,R75:R76,TRUE,FALSE),1)","v":1.0000000000000004E-2},{"$f":"INDEX(LINEST(S75:S76,R75:R76,TRUE,FALSE),2)","v":47},1,500,59,{"$f":"INDEX(LINEST(X75:X76,W75:W76,TRUE,FALSE),1)","v":0.03},{"$f":"INDEX(LINEST(X75:X76,W75:W76,TRUE,FALSE),2)","v":44},1,500,59,{"$f":"INDEX(LINEST(AC75:AC76,AB75:AB76,TRUE,FALSE),1)","v":4.3333333333333349E-2},{"$f":"INDEX(LINEST(AC75:AC76,AB75:AB76,TRUE,FALSE),2)","v":37.333333333333329},1,500,56,{"$f":"INDEX(LINEST(AH75:AH76,AG$75:AG$76,TRUE,FALSE),1)","v":0.06},{"$f":"INDEX(LINEST(AH75:AH76,AG$75:AG$76,TRUE,FALSE),2)","v":26},1,500,49,{"$f":"INDEX(LINEST(AM75:AM76,AL75:AL76,TRUE,FALSE),1)","v":5.3333333333333344E-2},{"$f":"INDEX(LINEST(AM75:AM76,AL75:AL76,TRUE,FALSE),2)","v":22.333333333333329},1,500,64,{"$f":"INDEX(LINEST(AR75:AR76,AQ75:AQ76,TRUE,FALSE),1)","v":3.6666666666666674E-2},{"$f":"INDEX(LINEST(AR75:AR76,AQ75:AQ76,TRUE,FALSE),2)","v":45.666666666666664}]
[null,7,100,67,null,null,7,100,60,null,null,7,100,56,null,null,7,100,53,null,null,7,100,52,null,null,7,100,49,null,null,7,100,45,null,null,7,100,37,null,null,7,100,57]
[null,7,200,74,{"$f":"INDEX(LINEST(D77:D78,C77:C78,TRUE,FALSE),1)","v":7.0000000000000021E-2},{"$f":"INDEX(LINEST(D77:D78,C77:C78,TRUE,FALSE),2)","v":60},7,200,67,{"$f":"INDEX(LINEST(I77:I78,H77:H78,TRUE,FALSE),1)","v":7.0000000000000021E-2},{"$f":"INDEX(LINEST(I77:I78,H77:H78,TRUE,FALSE),2)","v":53},7,200,63,{"$f":"INDEX(LINEST(N77:N78,M77:M78,TRUE,FALSE),1)","v":7.0000000000000021E-2},{"$f":"INDEX(LINEST(N77:N78,M77:M78,TRUE,FALSE),2)","v":49},7,200,58,{"$f":"INDEX(LINEST(S77:S78,R77:R78,TRUE,FALSE),1)","v":0.05},{"$f":"INDEX(LINEST(S77:S78,R77:R78,TRUE,FALSE),2)","v":48},7,200,55,{"$f":"INDEX(LINEST(X77:X78,W77:W78,TRUE,FALSE),1)","v":2.9999999999999995E-2},{"$f":"INDEX(LINEST(X77:X78,W77:W78,TRUE,FALSE),2)","v":49},7,200,54,{"$f":"INDEX(LINEST(AC77:AC78,AB77:AB78,TRUE,FALSE),1)","v":0.05},{"$f":"INDEX(LINEST(AC77:AC78,AB77:AB78,TRUE,FALSE),2)","v":44},7,200,53,{"$f":"INDEX(LINEST(AH77:AH78,AG$77:AG$78,TRUE,FALSE),1)","v":8.0000000000000016E-2},{"$f":"INDEX(LINEST(AH77:AH78,AG$77:AG$78,TRUE,FALSE),2)","v":37},7,200,46,{"$f":"INDEX(LINEST(AM77:AM78,AL77:AL78,TRUE,FALSE),1)","v":0.09},{"$f":"INDEX(LINEST(AM77:AM78,AL77:AL78,TRUE,FALSE),2)","v":28},7,200,62,{"$f":"INDEX(LINEST(AR77:AR78,AQ77:AQ78,TRUE,FALSE),1)","v":0.05},{"$f":"INDEX(LINEST(AR77:AR78,AQ77:AQ78,TRUE,FALSE),2)","v":52},{"$f":"((($F$8-1)/6)*((AS78*$G$8+AT78)-(AS75*$G$8+AT75)))+(AS75*$G$8+AT75)","v":53.55}]
[null,7,500,77,{"$f":"INDEX(LINEST(D78:D79,C78:C79,TRUE,FALSE),1)","v":1.0000000000000004E-2},{"$f":"INDEX(LINEST(D78:D79,C78:C79,TRUE,FALSE),2)","v":72},7,500,76,{"$f":"INDEX(LINEST(I78:I79,H78:H79,TRUE,FALSE),1)","v":0.03},{"$f":"INDEX(LINEST(I78:I79,H78:H79,TRUE,FALSE),2)","v":61},7,500,74,{"$f":"INDEX(LINEST(N78:N79,M78:M79,TRUE,FALSE),1)","v":3.6666666666666674E-2},{"$f":"INDEX(LINEST(N78:N79,M78:M79,TRUE,FALSE),2)","v":55.666666666666664},7,500,68,{"$f":"INDEX(LINEST(S78:S79,R78:R79,TRUE,FALSE),1)","v":3.3333333333333333E-2},{"$f":"INDEX(LINEST(S78:S79,R78:R79,TRUE,FALSE),2)","v":51.333333333333336},7,500,63,{"$f":"INDEX(LINEST(X78:X79,W78:W79,TRUE,FALSE),1)","v":2.6666666666666672E-2},{"$f":"INDEX(LINEST(X78:X79,W78:W79,TRUE,FALSE),2)","v":49.666666666666664},7,500,61,{"$f":"INDEX(LINEST(AC78:AC79,AB78:AB79,TRUE,FALSE),1)","v":2.3333333333333331E-2},{"$f":"INDEX(LINEST(AC78:AC79,AB78:AB79,TRUE,FALSE),2)","v":49.333333333333336},7,500,60,{"$f":"INDEX(LINEST(AH78:AH79,AG$78:AG$79,TRUE,FALSE),1)","v":2.3333333333333331E-2},{"$f":"INDEX(LINEST(AH78:AH79,AG$78:AG$79,TRUE,FALSE),2)","v":48.333333333333336},7,500,58,{"$f":"INDEX(LINEST(AM78:AM79,AL78:AL79,TRUE,FALSE),1)","v":4.0000000000000015E-2},{"$f":"INDEX(LINEST(AM78:AM79,AL78:AL79,TRUE,FALSE),2)","v":37.999999999999993},7,500,71,{"$f":"INDEX(LINEST(AR78:AR79,AQ78:AQ79,TRUE,FALSE),1)","v":0.03},{"$f":"INDEX(LINEST(AR78:AR79,AQ78:AQ79,TRUE,FALSE),2)","v":56},{"$f":"((($F$8-1)/6)*((AS79*$G$8+AT79)-(AS76*$G$8+AT76)))+(AS76*$G$8+AT76)","v":55.211111111111109}]
[null,10,100,null,null,null,10,100,null,null,null,10,100,null,null,null,10,100,null,null,null,10,100,null,null,null,10,100,null,null,null,10,100,null,null,null,10,100,null,null,null,10,100,66]
[null,10,200,null,null,null,10,200,null,null,null,10,200,null,null,null,10,200,null,null,null,10,200,null,null,null,10,200,null,null,null,10,200,null,null,null,10,200,null,null,null,10,200,66,{"$f":"INDEX(LINEST(AR80:AR81,AQ80:AQ81,TRUE,FALSE),1)","v":0},{"$f":"INDEX(LINEST(AR80:AR81,AQ80:AQ81,TRUE,FALSE),2)","v":66},{"$f":"((($F$8-7)/3)*((AS81*$G$8+AT81)-(AS78*$G$8+AT78)))+(AS78*$G$8+AT78)","v":52.133333333333333}]
[null,10,500,null,null,null,10,500,null,null,null,10,500,null,null,null,10,500,null,null,null,10,500,null,null,null,10,500,null,null,null,10,500,null,null,null,10,500,null,null,null,10,500,74,{"$f":"INDEX(LINEST(AR81:AR82,AQ81:AQ82,TRUE,FALSE),1)","v":2.6666666666666672E-2},{"$f":"INDEX(LINEST(AR81:AR82,AQ81:AQ82,TRUE,FALSE),2)","v":60.666666666666664},{"$f":"((($F$8-7)/3)*((AS82*$G$8+AT82)-(AS79*$G$8+AT79)))+(AS79*$G$8+AT79)","v":55.777777777777771}]
[400,1,100,47,null,null,1,100,46,null,null,1,100,46,null,null,1,100,45,null,null,1,100,43,null,null,1,100,33,null,null,1,100,29,null,null,1,100,36,null,null,1,100,47,null,null,null,400]
[null,1,200,50,{"$f":"INDEX(LINEST(D83:D84,C83:C84,TRUE,FALSE),1)","v":2.9999999999999995E-2},{"$f":"INDEX(LINEST(D83:D84,C83:C84,TRUE,FALSE),2)","v":44},1,200,53,{"$f":"INDEX(LINEST(I83:I84,H83:H84,TRUE,FALSE),1)","v":7.0000000000000021E-2},{"$f":"INDEX(LINEST(I83:I84,H83:H84,TRUE,FALSE),2)","v":39},1,200,50,{"$f":"INDEX(LINEST(N83:N84,M83:M84,TRUE,FALSE),1)","v":4.0000000000000008E-2},{"$f":"INDEX(LINEST(N83:N84,M83:M84,TRUE,FALSE),2)","v":42},1,200,50,{"$f":"INDEX(LINEST(S83:S84,R83:R84,TRUE,FALSE),1)","v":0.05},{"$f":"INDEX(LINEST(S83:S84,R83:R84,TRUE,FALSE),2)","v":40},1,200,51,{"$f":"INDEX(LINEST(X83:X84,W83:W84,TRUE,FALSE),1)","v":8.0000000000000016E-2},{"$f":"INDEX(LINEST(X83:X84,W83:W84,TRUE,FALSE),2)","v":35},1,200,47,{"$f":"INDEX(LINEST(AC83:AC84,AB83:AB84,TRUE,FALSE),1)","v":0.14000000000000004},{"$f":"INDEX(LINEST(AC83:AC84,AB83:AB84,TRUE,FALSE),2)","v":18.999999999999993},1,200,53,{"$f":"INDEX(LINEST(AH83:AH84,AG$83:AG$84,TRUE,FALSE),1)","v":0.23999999999999996},{"$f":"INDEX(LINEST(AH83:AH84,AG$83:AG$84,TRUE,FALSE),2)","v":5.0000000000000071},1,200,35,{"$f":"INDEX(LINEST(AM83:AM84,AL83:AL84,TRUE,FALSE),1)","v":-1.0000000000000002E-2},{"$f":"INDEX(LINEST(AM83:AM84,AL83:AL84,TRUE,FALSE),2)","v":37},1,200,54,{"$f":"INDEX(LINEST(AR83:AR84,AQ83:AQ84,TRUE,FALSE),1)","v":7.0000000000000021E-2},{"$f":"INDEX(LINEST(AR83:AR84,AQ83:AQ84,TRUE,FALSE),2)","v":40}]
[null,1,500,52,{"$f":"INDEX(LINEST(D84:D85,C84:C85,TRUE,FALSE),1)","v":6.666666666666668E-3},{"$f":"INDEX(LINEST(D84:D85,C84:C85,TRUE,FALSE),2)","v":48.666666666666664},1,500,55,{"$f":"INDEX(LINEST(I84:I85,H84:H85,TRUE,FALSE),1)","v":6.666666666666668E-3},{"$f":"INDEX(LINEST(I84:I85,H84:H85,TRUE,FALSE),2)","v":51.666666666666664},1,500,50,{"$f":"INDEX(LINEST(N84:N85,M84:M85,TRUE,FALSE),1)","v":0},{"$f":"INDEX(LINEST(N84:N85,M84:M85,TRUE,FALSE),2)","v":50},1,500,53,{"$f":"INDEX(LINEST(S84:S85,R84:R85,TRUE,FALSE),1)","v":1.0000000000000004E-2},{"$f":"INDEX(LINEST(S84:S85,R84:R85,TRUE,FALSE),2)","v":48},1,500,60,{"$f":"INDEX(LINEST(X84:X85,W84:W85,TRUE,FALSE),1)","v":0.03},{"$f":"INDEX(LINEST(X84:X85,W84:W85,TRUE,FALSE),2)","v":45},1,500,60,{"$f":"INDEX(LINEST(AC84:AC85,AB84:AB85,TRUE,FALSE),1)","v":4.3333333333333349E-2},{"$f":"INDEX(LINEST(AC84:AC85,AB84:AB85,TRUE,FALSE),2)","v":38.333333333333329},1,500,56,{"$f":"INDEX(LINEST(AH84:AH85,AG$84:AG$85,TRUE,FALSE),1)","v":1.0000000000000004E-2},{"$f":"INDEX(LINEST(AH84:AH85,AG$84:AG$85,TRUE,FALSE),2)","v":51},1,500,48,{"$f":"INDEX(LINEST(AM84:AM85,AL84:AL85,TRUE,FALSE),1)","v":4.3333333333333349E-2},{"$f":"INDEX(LINEST(AM84:AM85,AL84:AL85,TRUE,FALSE),2)","v":26.333333333333329},1,500,65,{"$f":"INDEX(LINEST(AR84:AR85,AQ84:AQ85,TRUE,FALSE),1)","v":3.6666666666666674E-2},{"$f":"INDEX(LINEST(AR84:AR85,AQ84:AQ85,TRUE,FALSE),2)","v":46.666666666666664}]
[null,7,100,69,null,null,7,100,61,null,null,7,100,57,null,null,7,100,54,null,null,7,100,52,null,null,7,100,48,null,null,7,100,45,null,null,7,100,39,null,null,7,100,57]
[null,7,200,78,{"$f":"INDEX(LINEST(D86:D87,C86:C87,TRUE,FALSE),1)","v":0.09},{"$f":"INDEX(LINEST(D86:D87,C86:C87,TRUE,FALSE),2)","v":60},7,200,70,{"$f":"INDEX(LINEST(I86:I87,H86:H87,TRUE,FALSE),1)","v":0.09},{"$f":"INDEX(LINEST(I86:I87,H86:H87,TRUE,FALSE),2)","v":52},7,200,64,{"$f":"INDEX(LINEST(N86:N87,M86:M87,TRUE,FALSE),1)","v":7.0000000000000021E-2},{"$f":"INDEX(LINEST(N86:N87,M86:M87,TRUE,FALSE),2)","v":50},7,200,58,{"$f":"INDEX(LINEST(S86:S87,R86:R87,TRUE,FALSE),1)","v":4.0000000000000008E-2},{"$f":"INDEX(LINEST(S86:S87,R86:R87,TRUE,FALSE),2)","v":50},7,200,56,{"$f":"INDEX(LINEST(X86:X87,W86:W87,TRUE,FALSE),1)","v":4.0000000000000008E-2},{"$f":"INDEX(LINEST(X86:X87,W86:W87,TRUE,FALSE),2)","v":48},7,200,54,{"$f":"INDEX(LINEST(AC86:AC87,AB86:AB87,TRUE,FALSE),1)","v":5.9999999999999991E-2},{"$f":"INDEX(LINEST(AC86:AC87,AB86:AB87,TRUE,FALSE),2)","v":42},7,200,54,{"$f":"INDEX(LINEST(AH86:AH87,AG$86:AG$87,TRUE,FALSE),1)","v":0.09},{"$f":"INDEX(LINEST(AH86:AH87,AG$86:AG$87,TRUE,FALSE),2)","v":36},7,200,44,{"$f":"INDEX(LINEST(AM86:AM87,AL86:AL87,TRUE,FALSE),1)","v":0.05},{"$f":"INDEX(LINEST(AM86:AM87,AL86:AL87,TRUE,FALSE),2)","v":34},7,200,63,{"$f":"INDEX(LINEST(AR86:AR87,AQ86:AQ87,TRUE,FALSE),1)","v":5.9999999999999991E-2},{"$f":"INDEX(LINEST(AR86:AR87,AQ86:AQ87,TRUE,FALSE),2)","v":51},{"$f":"((($F$9-1)/6)*((AS87*$G$9+AT87)-(AS84*$G$9+AT84)))+(AS84*$G$9+AT84)","v":52.4}]
[null,7,500,80,{"$f":"INDEX(LINEST(D87:D88,C87:C88,TRUE,FALSE),1)","v":6.666666666666668E-3},{"$f":"INDEX(LINEST(D87:D88,C87:C88,TRUE,FALSE),2)","v":76.666666666666671},7,500,79,{"$f":"INDEX(LINEST(I87:I88,H87:H88,TRUE,FALSE),1)","v":0.03},{"$f":"INDEX(LINEST(I87:I88,H87:H88,TRUE,FALSE),2)","v":64},7,500,75,{"$f":"INDEX(LINEST(N87:N88,M87:M88,TRUE,FALSE),1)","v":3.6666666666666674E-2},{"$f":"INDEX(LINEST(N87:N88,M87:M88,TRUE,FALSE),2)","v":56.666666666666664},7,500,70,{"$f":"INDEX(LINEST(S87:S88,R87:R88,TRUE,FALSE),1)","v":4.0000000000000015E-2},{"$f":"INDEX(LINEST(S87:S88,R87:R88,TRUE,FALSE),2)","v":49.999999999999993},7,500,64,{"$f":"INDEX(LINEST(X87:X88,W87:W88,TRUE,FALSE),1)","v":2.6666666666666672E-2},{"$f":"INDEX(LINEST(X87:X88,W87:W88,TRUE,FALSE),2)","v":50.666666666666664},7,500,62,{"$f":"INDEX(LINEST(AC87:AC88,AB87:AB88,TRUE,FALSE),1)","v":2.6666666666666672E-2},{"$f":"INDEX(LINEST(AC87:AC88,AB87:AB88,TRUE,FALSE),2)","v":48.666666666666664},7,500,60,{"$f":"INDEX(LINEST(AH87:AH88,AG$87:AG88,TRUE,FALSE),1)","v":2.0000000000000007E-2},{"$f":"INDEX(LINEST(AH87:AH88,AG$87:AG88,TRUE,FALSE),2)","v":50},7,500,58,{"$f":"INDEX(LINEST(AM87:AM88,AL87:AL88,TRUE,FALSE),1)","v":4.6666666666666662E-2},{"$f":"INDEX(LINEST(AM87:AM88,AL87:AL88,TRUE,FALSE),2)","v":34.666666666666671},7,500,73,{"$f":"INDEX(LINEST(AR87:AR88,AQ87:AQ88,TRUE,FALSE),1)","v":3.3333333333333333E-2},{"$f":"INDEX(LINEST(AR87:AR88,AQ87:AQ88,TRUE,FALSE),2)","v":56.333333333333336},{"$f":"((($F$9-1)/6)*((AS88*$G$9+AT88)-(AS85*$G$9+AT85)))+(AS85*$G$9+AT85)","v":54}]
[null,10,100,null,null,null,10,100,null,null,null,10,100,null,null,null,10,100,null,null,null,10,100,null,null,null,10,100,null,null,null,10,100,null,null,null,10,100,null,null,null,10,100,65]
[null,10,200,null,null,null,10,200,null,null,null,10,200,null,null,null,10,200,null,null,null,10,200,null,null,null,10,200,null,null,null,10,200,null,null,null,10,200,null,null,null,10,200,65,{"$f":"INDEX(LINEST(AR89:AR90,AQ89:AQ90,TRUE,FALSE),1)","v":0},{"$f":"INDEX(LINEST(AR89:AR90,AQ89:AQ90,TRUE,FALSE),2)","v":65},{"$f":"((($F$9-7)/3)*((AS90*$G$9+AT90)-(AS87*$G$9+AT87)))+(AS87*$G$9+AT87)","v":52}]
[null,10,500,null,null,null,10,500,null,null,null,10,500,null,null,null,10,500,null,null,null,10,500,null,null,null,10,500,null,null,null,10,500,null,null,null,10,500,null,null,null,10,500,75,{"$f":"INDEX(LINEST(AR90:AR91,AQ90:AQ91,TRUE,FALSE),1)","v":3.3333333333333333E-2},{"$f":"INDEX(LINEST(AR90:AR91,AQ90:AQ91,TRUE,FALSE),2)","v":58.333333333333336},{"$f":"((($F$9-7)/3)*((AS91*$G$9+AT91)-(AS88*$G$9+AT88)))+(AS88*$G$9+AT88)","v":58.133333333333333}]
[]
[]
["dp <= 200"]
[{"$f":"(((E$36-E$30)*'VRE-W'!$G$3+(F$36-F$30))/(B$35-B$29))*('VRE-W'!$F$3-B$29)+(E$30*'VRE-W'!$G$3)+F$30","v":79.74444444444444},{"$f":"(((J$36-J$30)*'VRE-W'!$G$3+(K$36-K$30))/(G$35-G$29))*('VRE-W'!$F$3-G$29)+(J$30*'VRE-W'!$G$3)+K$30","v":117.03333333333335},{"$f":"(((O36-O$30)*'VRE-W'!$G$3+(P36-P$30))/(L$35-L$29))*('VRE-W'!$F$3-L$29)+(O$30*'VRE-W'!$G$3)+P$30","v":98.155555555555551},{"$f":"(((T$36-T$30)*'VRE-W'!$G$3+(U$36-U$30))/(Q$35-Q$29))*('VRE-W'!$F$3-Q$29)+(T$30*'VRE-W'!$G$3)+U$30","v":85.25555555555556},{"$f":"(((Y$36-Y$30)*'VRE-W'!$G$3+(Z$36-Z$30))/(V$35-V$29))*('VRE-W'!$F$3-V$29)+(Y$30*'VRE-W'!$G$3)+Z$30","v":70.855555555555554},{"$f":"(((AD$36-AD$30)*'VRE-W'!$G$3+(AE$36-AE$30))/(AA$35-AA$29))*('VRE-W'!$F$3-AA$29)+(AD$30*'VRE-W'!$G$3)+AE$30","v":93.177777777777777},{"$f":"(((AI$36-AI$30)*'VRE-W'!$G$3+(AJ$36-AJ$30))/(AF$35-AF$29))*('VRE-W'!$F$3-AF$29)+(AI$30*'VRE-W'!$G$3)+AJ$30","v":99.100000000000009},{"$f":"(((AN$36-AN$30)*'VRE-W'!$G$3+(AO$36-AO$30))/(AK$35-AK$29))*('VRE-W'!$F$3-AK$29)+(AN$30*'VRE-W'!$G$3)+AO$30","v":108.54444444444444}]
[{"$f":"(((E$45-E$39)*'VRE-W'!$G$4+(F$45-F$39))/(B$44-B$38))*('VRE-W'!$F$4-B$38)+(E$39*'VRE-W'!$G$4)+F$39","v":79.5},{"$f":"(((J$45-J$39)*'VRE-W'!$G$4+(K$45-K$39))/(G$44-G$38))*('VRE-W'!$F$4-G$38)+(J$39*'VRE-W'!$G$4)+K$39","v":104},{"$f":"(((O$45-O$39)*'VRE-W'!$G$4+(P$45-P$39))/(L$44-L$38))*('VRE-W'!$F$4-L$38)+(O$39*'VRE-W'!$G$4)+P$39","v":85.75},{"$f":"(((T$45-T$39)*'VRE-W'!$G$4+(U$45-U$39))/(Q$44-Q$38))*('VRE-W'!$F$4-Q$38)+(T$39*'VRE-W'!$G$4)+U$39","v":78.75},{"$f":"(((Y$45-Y$39)*'VRE-W'!$G$4+(Z$45-Z$39))/(V$44-V$38))*('VRE-W'!$F$4-V$38)+(Y$39*'VRE-W'!$G$4)+Z$39","v":72.5},{"$f":"(((AD$45-AD$39)*'VRE-W'!$G$4+(AE$45-AE$39))/(AA$44-AA$38))*('VRE-W'!$F$4-AA$38)+(AD$39*'VRE-W'!$G$4)+AE$39","v":66.75},{"$f":"(((AI$45-AI$39)*'VRE-W'!$G$4+(AJ$45-AJ$39))/(AF$44-AF$38))*('VRE-W'!$F$4-AF$38)+(AI$39*'VRE-W'!$G$4)+AJ$39","v":73.75},{"$f":"(((AN$45-AN$39)*'VRE-W'!$G$4+(AO$45-AO$39))/(AK$44-AK$38))*('VRE-W'!$F$4-AK$38)+(AN$39*'VRE-W'!$G$4)+AO$39","v":73.75}]
[{"$f":"(((E$54-E$48)*'VRE-W'!$G$5+(F$54-F$48))/(B$53-B$47))*('VRE-W'!$F$5-B$47)+(E$48*'VRE-W'!$G$5)+F$48","v":68.166666666666657},{"$f":"(((J$54-J$48)*'VRE-W'!$G$5+(K$54-K$48))/(G$53-G$47))*('VRE-W'!$F$5-G$47)+(J$48*'VRE-W'!$G$5)+K$48","v":73.966666666666669},{"$f":"(((O$54-O$48)*'VRE-W'!$G$5+(P$54-P$48))/(L$53-L$47))*('VRE-W'!$F$5-L$47)+(O$48*'VRE-W'!$G$5)+P$48","v":67.900000000000006},{"$f":"(((T$54-T$48)*'VRE-W'!$G$5+(U$54-U$48))/(Q$53-Q$47))*('VRE-W'!$F$5-Q$47)+(T$48*'VRE-W'!$G$5)+U$48","v":66.233333333333334},{"$f":"(((Y$54-Y$48)*'VRE-W'!$G$5+(Z$54-Z$48))/(V$53-V$47))*('VRE-W'!$F$5-V$47)+(Y$48*'VRE-W'!$G$5)+Z$48","v":64.599999999999994},{"$f":"(((AD$54-AD$48)*'VRE-W'!$G$5+(AE$54-AE$48))/(AA$53-AA$47))*('VRE-W'!$F$5-AA$47)+(AD$48*'VRE-W'!$G$5)+AE$48","v":59.233333333333334},{"$f":"(((AI$54-AI$48)*'VRE-W'!$G$5+(AJ$54-AJ$48))/(AF$53-AF$47))*('VRE-W'!$F$5-AF$47)+(AI$48*'VRE-W'!$G$5)+AJ$48","v":55.933333333333323},{"$f":"(((AN$54-AN$48)*'VRE-W'!$G$5+(AO$54-AO$48))/(AK$53-AK$47))*('VRE-W'!$F$5-AK$47)+(AN$48*'VRE-W'!$G$5)+AO$48","v":49.866666666666667}]
[{"$f":"(((E$63-E$57)*$G$6+(F$63-F$57))/(B$62-B$56))*($F$6-B$56)+(E$57*$G$6)+F$57","v":62.9},{"$f":"(((J$63-J$57)*'VRE-W'!$G$6+(K$63-K$57))/(G$62-G$56))*('VRE-W'!$F$6-G$56)+(J$57*'VRE-W'!$G$6)+K$57","v":58.85},{"$f":"(((O$63-O$57)*'VRE-W'!$G$6+(P$63-P$57))/(L$62-L$56))*('VRE-W'!$F$6-L$56)+(O$57*'VRE-W'!$G$6)+P$57","v":57.45},{"$f":"(((T$63-T$57)*'VRE-W'!$G$6+(U$63-U$57))/(Q$62-Q$56))*('VRE-W'!$F$6-Q$56)+(T$57*'VRE-W'!$G$6)+U$57","v":56.05},{"$f":"(((Y$63-Y$57)*'VRE-W'!$G$6+(Z$63-Z$57))/(V$62-V$56))*('VRE-W'!$F$6-V$56)+(Y$57*'VRE-W'!$G$6)+Z$57","v":56.15},{"$f":"(((AD$63-AD$57)*'VRE-W'!$G$6+(AE$63-AE$57))/(AA$62-AA$56))*('VRE-W'!$F$6-AA$56)+(AD$57*'VRE-W'!$G$6)+AE$57","v":52.85},{"$f":"(((AI$63-AI$57)*'VRE-W'!$G$6+(AJ$63-AJ$57))/(AF$62-AF$56))*('VRE-W'!$F$6-AF$56)+(AI$57*'VRE-W'!$G$6)+AJ$57","v":47.400000000000006},{"$f":"(((AN$63-AN$57)*'VRE-W'!$G$6+(AO$63-AO$57))/(AK$62-AK$56))*('VRE-W'!$F$6-AK$56)+(AN$57*'VRE-W'!$G$6)+AO$57","v":51.650000000000006}]
[{"$f":"(((E$72-E$66)*$G$7+(F$72-F$66))/(B$71-B$65))*($F$7-B$65)+(E$66*G$7)+F$66","v":55.566666666666663},{"$f":"(((J$72-J$66)*'VRE-W'!$G$7+(K$72-K$66))/(G$71-G$65))*('VRE-W'!$F$7-G$65)+(J$66*'VRE-W'!$G$7)+K$66","v":54.633333333333333},{"$f":"(((O$72-O$66)*'VRE-W'!$G$7+(P$72-P$66))/(L$71-L$65))*('VRE-W'!$F$7-L$65)+(O$66*'VRE-W'!$G$7)+P$66","v":54.43333333333333},{"$f":"(((T$72-T$66)*'VRE-W'!$G$7+(U$72-U$66))/(Q$71-Q$65))*('VRE-W'!$F$7-Q$65)+(T$66*'VRE-W'!$G$7)+U$66","v":54.233333333333334},{"$f":"(((Y$72-Y$66)*'VRE-W'!$G$7+(Z$72-Z$66))/(V$71-V$65))*('VRE-W'!$F$7-V$65)+(Y$66*'VRE-W'!$G$7)+Z$66","v":51.966666666666669},{"$f":"(((AD$72-AD$66)*'VRE-W'!$G$7+(AE$72-AE$66))/(AA$71-AA$65))*('VRE-W'!$F$7-AA$65)+(AD$66*'VRE-W'!$G$7)+AE$66","v":48.833333333333329},{"$f":"(((AI$72-AI$66)*'VRE-W'!$G$7+(AJ$72-AJ$66))/(AF$71-AF$65))*('VRE-W'!$F$7-AF$65)+(AI$66*'VRE-W'!$G$7)+AJ$66","v":45},{"$f":"(((AN$72-AN$66)*'VRE-W'!$G$7+(AO$72-AO$66))/(AK$71-AK$65))*('VRE-W'!$F$7-AK$65)+(AN$66*'VRE-W'!$G$7)+AO$66","v":42.1}]
[{"$f":"(((E$78-E$75)*$G$8+(F$78-F$75))/(B$77-B$74))*($F$8-B$74)+(E$75*$G$8)+F$75","v":56.900000000000006},{"$f":"(((J$78-J$75)*'VRE-W'!$G$8+(K$78-K$75))/(G$77-G$74))*('VRE-W'!$F$8-G$74)+(J$75*'VRE-W'!$G$8)+K$75","v":54.150000000000006},{"$f":"(((O$78-O$75)*'VRE-W'!$G$8+(P$78-P$75))/(L$77-L$74))*('VRE-W'!$F$8-L$74)+(O$75*'VRE-W'!$G$8)+P$75","v":51.85},{"$f":"(((T$78-T$75)*'VRE-W'!$G$8+(U$78-U$75))/(Q$77-Q$74))*('VRE-W'!$F$8-Q$74)+(T$75*'VRE-W'!$G$8)+U$75","v":50.4},{"$f":"(((Y$78-Y$75)*'VRE-W'!$G$8+(Z$78-Z$75))/(V$77-V$74))*('VRE-W'!$F$8-V$74)+(Y$75*'VRE-W'!$G$8)+Z$75","v":48.966666666666669},{"$f":"(((AD$78-AD$75)*'VRE-W'!$G$8+(AE$78-AE$75))/(AA$77-AA$74))*('VRE-W'!$F$8-AA$74)+(AD$75*'VRE-W'!$G$8)+AE$75","v":44.7},{"$f":"(((AI$78-AI$75)*'VRE-W'!$G$8+(AJ$78-AJ$75))/(AF$77-AF$74))*('VRE-W'!$F$8-AF$74)+(AI$75*'VRE-W'!$G$8)+AJ$75","v":39.933333333333337},{"$f":"(((AN$78-AN$75)*'VRE-W'!$G$8+(AO$78-AO$75))/(AK$77-AK$74))*('VRE-W'!$F$8-AK$74)+(AN$75*'VRE-W'!$G$8)+AO$75","v":36.116666666666667}]
[{"$f":"(((E$87-E$84)*$G$9+(F$87-F$84))/(B$86-B$83))*($F$9-B$83)+(E$84*$G$9)+F$84","v":53.5},{"$f":"(((J$87-J$84)*'VRE-W'!$G$9+(K$87-K$84))/(G$86-G$83))*('VRE-W'!$F$9-G$83)+(J$84*'VRE-W'!$G$9)+K$84","v":52.7},{"$f":"(((O$87-O$84)*'VRE-W'!$G$9+(P$87-P$84))/(L$86-L$83))*('VRE-W'!$F$9-L$83)+(O$84*'VRE-W'!$G$9)+P$84","v":50.5},{"$f":"(((T$87-T$84)*'VRE-W'!$G$9+(U$87-U$84))/(Q$86-Q$83))*('VRE-W'!$F$9-Q$83)+(T$84*'VRE-W'!$G$9)+U$84","v":49.2},{"$f":"(((Y$87-Y$84)*'VRE-W'!$G$9+(Z$87-Z$84))/(V$86-V$83))*('VRE-W'!$F$9-V$83)+(Y$84*'VRE-W'!$G$9)+Z$84","v":48.400000000000006},{"$f":"(((AD$87-AD$84)*'VRE-W'!$G$9+(AE$87-AE$84))/(AA$86-AA$83))*('VRE-W'!$F$9-AA$83)+(AD$84*'VRE-W'!$G$9)+AE$84","v":42.2},{"$f":"(((AI$87-AI$84)*'VRE-W'!$G$9+(AJ$87-AJ$84))/(AF$86-AF$83))*('VRE-W'!$F$9-AF$83)+(AI$84*'VRE-W'!$G$9)+AJ$84","v":42.7},{"$f":"(((AN$87-AN$84)*'VRE-W'!$G$9+(AO$87-AO$84))/(AK$86-AK$83))*('VRE-W'!$F$9-AK$83)+(AN$84*'VRE-W'!$G$9)+AO$84","v":36.700000000000003}]
[]
[]
["dp > 200"]
[{"$f":"(((E$37-E$31)*'VRE-W'!$G$3+(F$37-F$31))/(B$36-B$30))*('VRE-W'!$F$3-B$30)+(E$31*'VRE-W'!$G$3)+F$31","v":79.08888888888886},{"$f":"(((J$37-J$31)*'VRE-W'!$G$3+(K$37-K$31))/(G$36-G$30))*('VRE-W'!$F$3-G$30)+(J$31*'VRE-W'!$G$3)+K$31","v":123.50370370370371},{"$f":"(((O$37-O$31)*'VRE-W'!$G$3+(P49-P$31))/(L$36-L$30))*('VRE-W'!$F$3-L$30)+(O$31*'VRE-W'!$G$3)+P$31","v":67.822222222222223},{"$f":"(((T$37-T$31)*'VRE-W'!$G$3+(U$37-U$31))/(Q$36-Q$30))*('VRE-W'!$F$3-Q$30)+(T$31*'VRE-W'!$G$3)+U$31","v":92.874074074074059},{"$f":"(((Y$37-Y$31)*'VRE-W'!$G$3+(Z$37-Z$31))/(V$36-V$30))*('VRE-W'!$F$3-V$30)+(Y$31*'VRE-W'!$G$3)+Z$31","v":70.7},{"$f":"(((AD$37-AD$31)*'VRE-W'!$G$3+(AE$37-AE$31))/(AA$36-AA$30))*('VRE-W'!$F$3-AA$30)+(AD$31*'VRE-W'!$G$3)+AE$31","v":94.018518518518533},{"$f":"(((AI$37-AI$31)*'VRE-W'!$G$3+(AJ$37-AJ$31))/(AF$36-AF$30))*('VRE-W'!$F$3-AF$30)+(AI$31*'VRE-W'!$G$3)+AJ$31","v":101.92962962962963},{"$f":"(((AN$37-AN$31)*'VRE-W'!$G$3+(AO$37-AO$31))/(AK$36-AK$30))*('VRE-W'!$F$3-AK$30)+(AN$31*'VRE-W'!$G$3)+AO$31","v":128.09629629629632}]
[{"$f":"(((E$46-E$40)*'VRE-W'!$G$4+(F$46-F$40))/(B$45-B$39))*('VRE-W'!$F$4-B$39)+(E$40*'VRE-W'!$G$4)+F$40","v":79.916666666666657},{"$f":"(((J$46-J$40)*'VRE-W'!$G$4+(K$46-K$40))/(G$45-G$39))*('VRE-W'!$F$4-G$39)+(J$40*'VRE-W'!$G$4)+K$40","v":113.25},{"$f":"(((O$46-O$40)*'VRE-W'!$G$4+(P$46-P$40))/(L$45-L$39))*('VRE-W'!$F$4-L$39)+(O$40*'VRE-W'!$G$4)+P$40","v":88.749999999999972},{"$f":"(((T$46-T$40)*'VRE-W'!$G$4+(U$46-U$40))/(Q$45-Q$39))*('VRE-W'!$F$4-Q$39)+(T$40*'VRE-W'!$G$4)+U$40","v":81.333333333333343},{"$f":"(((Y$46-Y$40)*'VRE-W'!$G$4+(Z$46-Z$40))/(V$45-V$39))*('VRE-W'!$F$4-V$39)+(Y$40*'VRE-W'!$G$4)+Z$40","v":70},{"$f":"(((AD$46-AD$40)*'VRE-W'!$G$4+(AE$46-AE$40))/(AA$45-AA$39))*('VRE-W'!$F$4-AA$39)+(AD$40*'VRE-W'!$G$4)+AE$40","v":66.25},{"$f":"(((AI$46-AI$40)*'VRE-W'!$G$4+(AJ$46-AJ$40))/(AF$45-AF$39))*('VRE-W'!$F$4-AF$39)+(AI$40*'VRE-W'!$G$4)+AJ$40","v":76.250000000000014},{"$f":"(((AN$46-AN$40)*'VRE-W'!$G$4+(AO$46-AO$40))/(AK$45-AK$39))*('VRE-W'!$F$4-AK$39)+(AN$40*'VRE-W'!$G$4)+AO$40","v":79.916666666666657}]
[{"$f":"(((E$55-E$49)*'VRE-W'!$G$5+(F$55-F$49))/(B$54-B$48))*('VRE-W'!$F$5-B$48)+(E$49*'VRE-W'!$G$5)+F$49","v":70.111111111111114},{"$f":"(((J$55-J$49)*'VRE-W'!$G$5+(K$55-K$49))/(G$54-G$48))*('VRE-W'!$F$5-G$48)+(J$49*'VRE-W'!$G$5)+K$49","v":75.899999999999991},{"$f":"(((O$55-O$49)*'VRE-W'!$G$5+(P$55-P$49))/(L$54-L$48))*('VRE-W'!$F$5-L$48)+(O$49*'VRE-W'!$G$5)+P$49","v":70.622222222222234},{"$f":"(((T$55-T$49)*'VRE-W'!$G$5+(U$55-U$49))/(Q$54-Q$48))*('VRE-W'!$F$5-Q$48)+(T$49*'VRE-W'!$G$5)+U$49","v":67.222222222222229},{"$f":"(((Y$55-Y$49)*'VRE-W'!$G$5+(Z$55-Z$49))/(V$54-V$48))*('VRE-W'!$F$5-V$48)+(Y$49*'VRE-W'!$G$5)+Z$49","v":64.133333333333326},{"$f":"(((AD$55-AD$49)*'VRE-W'!$G$5+(AE$55-AE$49))/(AA$54-AA$48))*('VRE-W'!$F$5-AA$48)+(AD$49*'VRE-W'!$G$5)+AE$49","v":59.48888888888888},{"$f":"(((AI$55-AI$49)*'VRE-W'!$G$5+(AJ$55-AJ$49))/(AF$54-AF$48))*('VRE-W'!$F$5-AF$48)+(AI$49*'VRE-W'!$G$5)+AJ$49","v":55.5},{"$f":"(((AN$55-AN$49)*'VRE-W'!$G$5+(AO$55-AO$49))/(AK$54-AK$48))*('VRE-W'!$F$5-AK$48)+(AN$49*'VRE-W'!$G$5)+AO$49","v":51.466666666666669}]
[{"$f":"(((E$64-E$58)*$G$6+(F$64-F$58))/(B$63-B$57))*($F$6-B$57)+(E$58*$G$6)+F$58","v":62.416666666666671},{"$f":"(((J$64-J$58)*'VRE-W'!$G$6+(K$64-K$58))/(G$63-G$57))*('VRE-W'!$F$6-G$57)+(J$58*'VRE-W'!$G$6)+K$58","v":59.283333333333331},{"$f":"(((O$64-O$58)*'VRE-W'!$G$6+(P$64-P$58))/(L$63-L$57))*('VRE-W'!$F$6-L$57)+(O$58*'VRE-W'!$G$6)+P$58","v":57.916666666666671},{"$f":"(((T$64-T$58)*'VRE-W'!$G$6+(U$64-U$58))/(Q$63-Q$57))*('VRE-W'!$F$6-Q$57)+(T$58*'VRE-W'!$G$6)+U$58","v":55.849999999999994},{"$f":"(((Y$64-Y$58)*'VRE-W'!$G$6+(Z$64-Z$58))/(V$63-V$57))*('VRE-W'!$F$6-V$57)+(Y$58*'VRE-W'!$G$6)+Z$58","v":56.383333333333326},{"$f":"(((AD$64-AD$58)*'VRE-W'!$G$6+(AE$64-AE$58))/(AA$63-AA$57))*('VRE-W'!$F$6-AA$57)+(AD$58*'VRE-W'!$G$6)+AE$58","v":53.9},{"$f":"(((AI$64-AI$58)*'VRE-W'!$G$6+(AJ$64-AJ$58))/(AF$63-AF$57))*('VRE-W'!$F$6-AF$57)+(AI$58*'VRE-W'!$G$6)+AJ$58","v":48.13333333333334},{"$f":"(((AN$64-AN$58)*'VRE-W'!$G$6+(AO$64-AO$58))/(AK$63-AK$57))*('VRE-W'!$F$6-AK$57)+(AN$58*'VRE-W'!$G$6)+AO$58","v":52.733333333333334}]
[{"$f":"(((E$73-E$67)*$G$7+(F$73-F$67))/(B$72-B$66))*($F$7-B$66)+(E$67*G$7)+F$67","v":56.277777777777771},{"$f":"(((J$73-J$67)*'VRE-W'!$G$7+(K$73-K$67))/(G$72-G$66))*('VRE-W'!$F$7-G$66)+(J$67*'VRE-W'!$G$7)+K$67","v":55.844444444444441},{"$f":"(((O$73-O$67)*'VRE-W'!$G$7+(P$73-P$67))/(L$72-L$66))*('VRE-W'!$F$7-L$66)+(O$67*'VRE-W'!$G$7)+P$67","v":55.62222222222222},{"$f":"(((T$73-T$67)*'VRE-W'!$G$7+(U$73-U$67))/(Q$72-Q$66))*('VRE-W'!$F$7-Q$66)+(T$67*'VRE-W'!$G$7)+U$67","v":56.855555555555554},{"$f":"(((Y$73-Y$67)*'VRE-W'!$G$7+(Z$73-Z$67))/(V$72-V$66))*('VRE-W'!$F$7-V$66)+(Y$67*'VRE-W'!$G$7)+Z$67","v":54.87777777777778},{"$f":"(((AD$73-AD$67)*'VRE-W'!$G$7+(AE$73-AE$67))/(AA$72-AA$66))*('VRE-W'!$F$7-AA$66)+(AD$67*'VRE-W'!$G$7)+AE$67","v":52.17777777777777},{"$f":"(((AI$73-AI$67)*'VRE-W'!$G$7+(AJ$73-AJ$67))/(AF$72-AF$66))*('VRE-W'!$F$7-AF$66)+(AI$67*'VRE-W'!$G$7)+AJ$67","v":46.988888888888887},{"$f":"(((AN$73-AN$67)*'VRE-W'!$G$7+(AO$73-AO$67))/(AK$72-AK$66))*('VRE-W'!$F$7-AK$66)+(AN$67*'VRE-W'!$G$7)+AO$67","v":43.211111111111109}]
[{"$f":"(((E$79-E$76)*$G$8+(F$79-F$76))/(B$78-B$75))*($F$8-B$75)+(E$76*$G$8)+F$76","v":58.2},{"$f":"(((J$79-J$76)*'VRE-W'!$G$8+(K$79-K$76))/(G$78-G$75))*('VRE-W'!$F$8-G$75)+(J$76*'VRE-W'!$G$8)+K$76","v":55.772222222222219},{"$f":"(((O$79-O$76)*'VRE-W'!$G$8+(P$79-P$76))/(L$78-L$75))*('VRE-W'!$F$8-L$75)+(O$76*'VRE-W'!$G$8)+P$76","v":53.611111111111114},{"$f":"(((T$79-T$76)*'VRE-W'!$G$8+(U$79-U$76))/(Q$78-Q$75))*('VRE-W'!$F$8-Q$75)+(T$76*'VRE-W'!$G$8)+U$76","v":51.894444444444446},{"$f":"(((Y$79-Y$76)*'VRE-W'!$G$8+(Z$79-Z$76))/(V$78-V$75))*('VRE-W'!$F$8-V$75)+(Y$76*'VRE-W'!$G$8)+Z$76","v":50.738888888888887},{"$f":"(((AD$79-AD$76)*'VRE-W'!$G$8+(AE$79-AE$76))/(AA$78-AA$75))*('VRE-W'!$F$8-AA$75)+(AD$76*'VRE-W'!$G$8)+AE$76","v":47.733333333333334},{"$f":"(((AI$79-AI$76)*'VRE-W'!$G$8+(AJ$79-AJ$76))/(AF$78-AF$75))*('VRE-W'!$F$8-AF$75)+(AI$76*'VRE-W'!$G$8)+AJ$76","v":42.294444444444444},{"$f":"(((AN$79-AN$76)*'VRE-W'!$G$8+(AO$79-AO$76))/(AK$78-AK$75))*('VRE-W'!$F$8-AK$75)+(AN$76*'VRE-W'!$G$8)+AO$76","v":36.255555555555553}]
[{"$f":"(((E$88-E$85)*$G$9+(F$88-F$85))/(B$87-B$84))*($F$9-B$84)+(E$85*$G$9)+F$85","v":55.266666666666666},{"$f":"(((J$88-J$85)*'VRE-W'!$G$9+(K$88-K$85))/(G$87-G$84))*('VRE-W'!$F$9-G$84)+(J$85*'VRE-W'!$G$9)+K$85","v":55.833333333333329},{"$f":"(((O$88-O$85)*'VRE-W'!$G$9+(P$88-P$85))/(L$87-L$84))*('VRE-W'!$F$9-L$84)+(O$85*'VRE-W'!$G$9)+P$85","v":52.43333333333333},{"$f":"(((T$88-T$85)*'VRE-W'!$G$9+(U$88-U$85))/(Q$87-Q$84))*('VRE-W'!$F$9-Q$84)+(T$85*'VRE-W'!$G$9)+U$85","v":50.8},{"$f":"(((Y$88-Y$85)*'VRE-W'!$G$9+(Z$88-Z$85))/(V$87-V$84))*('VRE-W'!$F$9-V$84)+(Y$85*'VRE-W'!$G$9)+Z$85","v":50.533333333333331},{"$f":"(((AD$88-AD$85)*'VRE-W'!$G$9+(AE$88-AE$85))/(AA$87-AA$84))*('VRE-W'!$F$9-AA$84)+(AD$85*'VRE-W'!$G$9)+AE$85","v":46.4},{"$f":"(((AI$88-AI$85)*'VRE-W'!$G$9+(AJ$88-AJ$85))/(AF$87-AF$84))*('VRE-W'!$F$9-AF$84)+(AI$85*'VRE-W'!$G$9)+AJ$85","v":52.6},{"$f":"(((AN$88-AN$85)*'VRE-W'!$G$9+(AO$88-AO$85))/(AK$87-AK$84))*('VRE-W'!$F$9-AK$84)+(AN$85*'VRE-W'!$G$9)+AO$85","v":34.6}]
[]
[]
["Ria oDS"]
["NW",63,125,250,500,1000,2000,4000,8000]
[80,36,48,41,41,39,32,35,34]
[100,36,48,41,41,39,32,35,34]
[125,36,48,41,41,39,32,35,34]
[140,36,48,41,41,39,32,35,{"$f":"34-2","v":32}]
[160,36,48,41,41,39,32,35,{"$f":"34-2","v":32}]
[180,31,40,35,36,37,35,35,30]
[200,31,40,35,36,37,35,35,30]
[224,31,40,35,36,37,35,35,30]
[250,31,40,35,36,37,35,35,30]
[280,31,40,35,{"$f":"36-3","v":33},{"$f":"37-3","v":34},{"$f":"35-4","v":31},31,{"$f":"30-4","v":26}]
[300,31,40,35,{"$f":"36-3","v":33},{"$f":"37-3","v":34},31,31,{"$f":"30-4","v":26}]
[315,31,40,35,{"$f":"36-3","v":33},{"$f":"37-3","v":34},31,31,{"$f":"30-4","v":26}]
[355,31,40,35,{"$f":"36-7","v":29},{"$f":"37-7","v":30},{"$f":"35-8","v":27},27,{"$f":"30-8","v":22}]
[400,31,40,35,{"$f":"36-7","v":29},{"$f":"37-7","v":30},27,27,{"$f":"30-8","v":22}]
[500,31,40,35,{"$f":"36-7","v":29},{"$f":"37-7","v":30},27,27,{"$f":"30-8","v":22}]
[630,31,40,35,{"$f":"36-7","v":29},{"$f":"37-7","v":30},27,27,{"$f":"30-8","v":22}]
[]
["Ria mDS"]
["NW",63,125,250,500,1000,2000,4000,8000]
[80,37,48,41,47,48,53,55,54]
[100,37,48,41,47,48,53,55,54]
[125,37,48,41,47,48,53,55,54]
[140,37,48,41,47,48,53,55,54]
[160,37,48,41,47,48,53,55,54]
[180,34,42,37,39,40,41,57,51]
[200,34,42,37,39,40,41,57,51]
[224,34,42,37,39,40,41,57,51]
[250,34,42,37,39,40,41,57,51]
[280,34,42,37,39,40,39,55,48]
[300,34,42,37,39,40,39,55,48]
[315,34,42,37,39,40,39,55,48]
[355,34,42,37,39,40,36,52,47]
[400,34,42,37,39,40,36,52,47]
[500,34,42,37,39,40,36,52,47]
[630,34,42,37,39,40,36,52,47]

{"sheet":"VRF-WGES","index":7,"n_rows":390,"n_cols":80,"rows_kept":390,"cut":false,"hidden":true,"merged":[[0,70,0,79],[0,10,0,19],[0,20,0,29],[0,31,0,40],[0,41,0,50],[0,51,0,59],[0,60,0,69]]}
["Abmessungen:",null,null,null,null,null,null,"VMax Auslegung:",null,null,"Schallleistungspegel Durchstrahlung ohne Schalldämpfer:",null,null,null,null,null,null,null,null,null,"Schallleistungspegel Durchstrahlung mit Schalldämpfer (Volumenstromregler+Schalldämpfer):",null,null,null,null,null,null,null,null,null,null,"Schallleistungspegel Abstrahlung ohne Dämmschale:",null,null,null,null,null,null,null,null,null,"Schallleistungspegel Abstrahlung mit Dämmschale:",null,null,null,null,null,null,null,null,null,"Schallleistungspegel Durchstrahlung mit Schalldämpfer (nur Volumenstromregler):",null,null,null,null,null,null,null,null,"Schalldruckpegel Durchstrahlung ohne SD",null,null,null,null,null,null,null,null,null,"Schalldruckpegel Durchstrahlung mit SD"]
["Alpha Max","NW BxH","Breite licht [m]","Höhe licht [m]","LänG$e [m]","Querschnittfl.","Mantelfl.","VMax","cMax","Dp ",63,125,250,500,1000,2000,4000,8000," S  aus Oktaven"," S LWA",63,125,250,500,1000,2000,4000,8000," S  aus Oktaven"," S LWA","VNenn",63,125,250,500,1000,2000,4000,8000," S  aus Oktaven"," S LWA",63,125,250,500,1000,2000,4000,8000," S  aus Oktaven"," S LWA",63,125,250,500,1000,2000,4000,8000," S LWA",63,125,250,500,1000,2000,4000,8000," S  aus Oktaven"," S LPA",63,125,250,500,1000,2000,4000,8000," S  aus Oktaven"," S LPA"]
[75,"200x100",{"$f":"(MID(B3,1,3)/1000)-0","v":0.2},{"$f":"(MID(B3,5,3)/1000)-0","v":0.1},135,{"$f":"C3*D3","v":2.0000000000000004E-2},{"$f":"2*C3*E3+2*D3*E3","v":81},{"$f":"VMax","v":1000},{"$f":"H3/(F3*3600)","v":13.888888888888886},{"$f":"IF(SD=TRUE,IF(dp-SDFInfo!Z6<1,1,dp-SDFInfo!Z6),dp)","v":150},{"$f":"IF(AND($I3<=4,$J3<=200),$G56,IF(AND($I3<=4,$J3>200),$G57,IF(AND($I3>4,$J3<=200),$G59,$G60)))","v":69.990740740740733},{"$f":"IF(AND($I3<=4,$J3<=200),$M56,IF(AND($I3<=4,$J3>200),$M57,IF(AND($I3>4,$J3<=200),$M59,$M60)))","v":70.194444444444429},{"$f":"IF(AND($I3<=4,$J3<=200),$T56,IF(AND($I3<=4,$J3>200),$T57,IF(AND($I3>4,$J3<=200),$T59,$T60)))","v":66.277777777777771},{"$f":"IF(AND($I3<=4,$J3<=200),$Z56,IF(AND($I3<=4,$J3>200),$Z57,IF(AND($I3>4,$J3<=200),$Z59,$Z60)))","v":64.101851851851848},{"$f":"IF(AND($I3<=4,$J3<=200),$AG56,IF(AND($I3<=4,$J3>200),$AG57,IF(AND($I3>4,$J3<=200),$AG59,$AG60)))","v":62.953703703703695},{"$f":"IF(AND($I3<=4,$J3<=200),$AM56,IF(AND($I3<=4,$J3>200),$AM57,IF(AND($I3>4,$J3<=200),$AM59,$AM60)))","v":59.80555555555555},{"$f":"IF(AND($I3<=4,$J3<=200),$AT56,IF(AND($I3<=4,$J3>200),$AT57,IF(AND($I3>4,$J3<=200),$AT59,$AT60)))","v":53.185185185185183},{"$f":"IF(AND($I3<=4,$J3<=200),$BA56,IF(AND($I3<=4,$J3>200),$BA57,IF(AND($I3>4,$J3<=200),$BA59,$BA60)))","v":49.509259259259252},{"$f":"(10*LOG10((10^(0.1*(K3-26.2)))+10^(0.1*(L3-16.1))+10^(0.1*(M3-8.6))+10^(0.1*(N3-3.2))+10^(0.1*(O3-0))+10^(0.1*(P3+1.2))+10^(0.1*(Q3+1))+10^(0.1*(R3-1.1))))","v":67.530760313240393},{"$f":"IF(AND($I3<=4,$J3<=200),$BG56,IF(AND($I3<=4,$J3>200),$BG57,IF(AND($I3>4,$J3<=200),$BG59,$BG60)))","v":67.953703703703695},{"$f":"10*LOG10(10^(0.1*AZ3)+10^(0.1*SDFInfo!R6))","v":67.992951198419135},{"$f":"10*LOG10(10^(0.1*BA3)+10^(0.1*SDFInfo!S6))","v":66.207735443955556},{"$f":"10*LOG10(10^(0.1*BB3)+10^(0.1*SDFInfo!T6))","v":58.530810092021348},{"$f":"10*LOG10(10^(0.1*BC3)+10^(0.1*SDFInfo!U6))","v":51.199947094273824},{"$f":"10*LOG10(10^(0.1*BD3)+10^(0.1*SDFInfo!V6))","v":51.092367335051776},{"$f":"10*LOG10(10^(0.1*BE3)+10^(0.1*SDFInfo!W6))","v":47.110098236316858},{"$f":"10*LOG10(10^(0.1*BF3)+10^(0.1*SDFInfo!X6))","v":42.870197455829057},{"$f":"10*LOG10(10^(0.1*BG3)+10^(0.1*SDFInfo!Y6))","v":37.854613796774849},{"$f":"(10*LOG10((10^(0.1*(U3-26.2)))+10^(0.1*(V3-16.1))+10^(0.1*(W3-8.6))+10^(0.1*(X3-3.2))+10^(0.1*(Y3-0))+10^(0.1*(Z3+1.2))+10^(0.1*(AA3+1))+10^(0.1*(AB3-1.1))))","v":57.029622329227635},{"$f":"10*LOG10(10^(0.1*BH3)+10^(0.1*SDFInfo!Q6))","v":58.272667129122013},720,{"$f":"'VRF-WAbstrOhneDS'!K3","v":79.990740740740733},{"$f":"'VRF-WAbstrOhneDS'!L3","v":77.194444444444429},{"$f":"'VRF-WAbstrOhneDS'!M3","v":65.277777777777771},{"$f":"'VRF-WAbstrOhneDS'!N3","v":55.101851851851848},{"$f":"'VRF-WAbstrOhneDS'!O3","v":54.277777777777771},{"$f":"'VRF-WAbstrOhneDS'!P3","v":50.129629629629626},{"$f":"'VRF-WAbstrOhneDS'!Q3","v":43.185185185185183},{"$f":"'VRF-WAbstrOhneDS'!R3","v":42.185185185185183},{"$f":"(10*LOG10((10^(0.1*(AF3-26.2)))+10^(0.1*(AG3-16.1))+10^(0.1*(AH3-8.6))+10^(0.1*(AI3-3.2))+10^(0.1*(AJ3-0))+10^(0.1*(AK3+1.2))+10^(0.1*(AL3+1))+10^(0.1*(AM3-1.1))))","v":64.131189610824805},{"$f":"'VRF-WAbstrOhneDS'!S3","v":63.101851851851848},{"$f":"'VRF-WAbstrMitDS'!K3","v":72.81481481481481},{"$f":"'VRF-WAbstrMitDS'!L3","v":70.194444444444429},{"$f":"'VRF-WAbstrMitDS'!M3","v":58.277777777777771},{"$f":"'VRF-WAbstrMitDS'!N3","v":46.101851851851848},{"$f":"'VRF-WAbstrMitDS'!O3","v":42.277777777777771},{"$f":"'VRF-WAbstrMitDS'!P3","v":35.481481481481481},{"$f":"'VRF-WAbstrMitDS'!Q3","v":28.185185185185183},{"$f":"'VRF-WAbstrMitDS'!R3","v":24.009259259259256},{"$f":"(10*LOG10((10^(0.1*(AP3-26.2)))+10^(0.1*(AQ3-16.1))+10^(0.1*(AR3-8.6))+10^(0.1*(AS3-3.2))+10^(0.1*(AT3-0))+10^(0.1*(AU3+1.2))+10^(0.1*(AV3+1))+10^(0.1*(AW3-1.1))))","v":56.409873990817857},{"$f":"'VRF-WAbstrMitDS'!S3","v":55.249999999999993},{"$f":"K3-SDFInfo!H6","v":67.990740740740733},{"$f":"L3-SDFInfo!I6","v":66.194444444444429},{"$f":"M3-SDFInfo!J6","v":58.277777777777771},{"$f":"N3-SDFInfo!K6","v":47.101851851851848},{"$f":"O3-SDFInfo!L6","v":29.953703703703695},{"$f":"P3-SDFInfo!M6","v":27.80555555555555},{"$f":"Q3-SDFInfo!N6","v":35.185185185185183},{"$f":"R3-SDFInfo!O6","v":35.509259259259252},{"$f":"T3-(10*LOG10((10^(0.1*(K3-26.2)))+10^(0.1*(L3-16.1))+10^(0.1*(M3-8.6))+10^(0.1*(N3-3.2))+10^(0.1*(O3-0))+10^(0.1*(P3+1.2))+10^(0.1*(Q3+1))+10^(0.1*(R3-1.1)))-10*LOG10((10^(0.1*(AZ3-26.2)))+10^(0.1*(BA3-16.1))+10^(0.1*(BB3-8.6))+10^(0.1*(BC3-3.2))+10^(0.1*(BD3-0))+10^(0.1*(BE3+1.2))+10^(0.1*(BF3+1))+10^(0.1*(BG3-1.1))))","v":54.286289742721323},{"$f":"K3-5-10-IF(VMax<540,0,ROUND(10*LOG(VMax/540),0))","v":51.990740740740733},{"$f":"L3-5-5-IF(VMax<540,0,ROUND(10*LOG(VMax/540),0))","v":57.194444444444429},{"$f":"M3-1-5-2-IF(VMax<540,0,ROUND(10*LOG(VMax/540),0))","v":55.277777777777771},{"$f":"N3-2-5-IF(VMax<540,0,ROUND(10*LOG(VMax/540),0))","v":54.101851851851848},{"$f":"O3-3-5-IF(VMax<540,0,ROUND(10*LOG(VMax/540),0))","v":51.953703703703695},{"$f":"P3-3-5-IF(VMax<540,0,ROUND(10*LOG(VMax/540),0))","v":48.80555555555555},{"$f":"Q3-3-5-IF(VMax<540,0,ROUND(10*LOG(VMax/540),0))","v":42.185185185185183},{"$f":"R3-3-5-IF(VMax<540,0,ROUND(10*LOG(VMax/540),0))","v":38.509259259259252},{"$f":"(10*LOG10((10^(0.1*(BI3-26.2)))+10^(0.1*(BJ3-16.1))+10^(0.1*(BK3-8.6))+10^(0.1*(BL3-3.2))+10^(0.1*(BM3-0))+10^(0.1*(BN3+1.2))+10^(0.1*(BO3+1))+10^(0.1*(BP3-1.1))))","v":56.685026540311952},{"$f":"T3-S3+BQ3","v":57.107969930775255},{"$f":"U3-5-10-IF(VMax<540,0,ROUND(10*LOG(VMax/540),0))","v":49.992951198419135},{"$f":"V3-5-5-IF(VMax<540,0,ROUND(10*LOG(VMax/540),0))","v":53.207735443955556},{"$f":"W3-1-5-2-IF(VMax<540,0,ROUND(10*LOG(VMax/540),0))","v":47.530810092021348},{"$f":"X3-2-5-IF(VMax<540,0,ROUND(10*LOG(VMax/540),0))","v":41.199947094273824},{"$f":"Y3-3-5-IF(VMax<540,0,ROUND(10*LOG(VMax/540),0))","v":40.092367335051776},{"$f":"Z3-3-5-IF(VMax<540,0,ROUND(10*LOG(VMax/540),0))","v":36.110098236316858},{"$f":"AA3-3-5-IF(VMax<540,0,ROUND(10*LOG(VMax/540),0))","v":31.870197455829057},{"$f":"AB3-3-5-IF(VMax<540,0,ROUND(10*LOG(VMax/540),0))","v":26.854613796774849},{"$f":"(10*LOG10((10^(0.1*(BS3-26.2)))+10^(0.1*(BT3-16.1))+10^(0.1*(BU3-8.6))+10^(0.1*(BV3-3.2))+10^(0.1*(BW3-0))+10^(0.1*(BX3+1.2))+10^(0.1*(BY3+1))+10^(0.1*(BZ3-1.1))))","v":45.730458864370405},{"$f":"AD3-AC3+CA3","v":46.973503664264783}]
[75,"300x100",0.3,0.1,135,{"$f":"C4*D4","v":0.03},{"$f":"2*C4*E4+2*D4*E4","v":108},1000,{"$f":"H4/(F4*3600)","v":9.2592592592592595},{"$f":"IF(SD=TRUE,IF(dp-SDFInfo!Z7<1,1,dp-SDFInfo!Z7),dp)","v":150},{"$f":"IF(AND($I4<=4,$J4<=200),$G66,IF(AND($I4<=4,$J4>200),$G67,IF(AND($I4>4,$J4<=200),$G69,$G70)))","v":57.716049382716051},{"$f":"IF(AND($I4<=4,$J4<=200),$M66,IF(AND($I4<=4,$J4>200),$M67,IF(AND($I4>4,$J4<=200),$M69,$M70)))","v":59.462962962962962},{"$f":"IF(AND($I4<=4,$J4<=200),$T66,IF(AND($I4<=4,$J4>200),$T67,IF(AND($I4>4,$J4<=200),$T69,$T70)))","v":59.018518518518519},{"$f":"IF(AND($I4<=4,$J4<=200),$Z66,IF(AND($I4<=4,$J4>200),$Z67,IF(AND($I4>4,$J4<=200),$Z69,$Z70)))","v":56.456790123456791},{"$f":"IF(AND($I4<=4,$J4<=200),$AG66,IF(AND($I4<=4,$J4>200),$AG67,IF(AND($I4>4,$J4<=200),$AG69,$AG70)))","v":56.080246913580247},{"$f":"IF(AND($I4<=4,$J4<=200),$AM66,IF(AND($I4<=4,$J4>200),$AM67,IF(AND($I4>4,$J4<=200),$AM69,$AM70)))","v":53.703703703703702},{"$f":"IF(AND($I4<=4,$J4<=200),$AT66,IF(AND($I4<=4,$J4>200),$AT67,IF(AND($I4>4,$J4<=200),$AT69,$AT70)))","v":49.012345679012348},{"$f":"IF(AND($I4<=4,$J4<=200),$BA66,IF(AND($I4<=4,$J4>200),$BA67,IF(AND($I4>4,$J4<=200),$BA69,$BA70)))","v":44.950617283950621},{"$f":"(10*LOG10((10^(0.1*(K4-26.2)))+10^(0.1*(L4-16.1))+10^(0.1*(M4-8.6))+10^(0.1*(N4-3.2))+10^(0.1*(O4-0))+10^(0.1*(P4+1.2))+10^(0.1*(Q4+1))+10^(0.1*(R4-1.1))))","v":60.734560749201336},{"$f":"IF(AND($I4<=4,$J4<=200),$BG66,IF(AND($I4<=4,$J4>200),$BG67,IF(AND($I4>4,$J4<=200),$BG69,$BG70)))","v":61.080246913580247},{"$f":"10*LOG10(10^(0.1*AZ4)+10^(0.1*SDFInfo!R7))","v":55.719325432558179},{"$f":"10*LOG10(10^(0.1*BA4)+10^(0.1*SDFInfo!S7))","v":55.476771013562562},{"$f":"10*LOG10(10^(0.1*BB4)+10^(0.1*SDFInfo!T7))","v":51.138538234303461},{"$f":"10*LOG10(10^(0.1*BC4)+10^(0.1*SDFInfo!U7))","v":42.012031378162462},{"$f":"10*LOG10(10^(0.1*BD4)+10^(0.1*SDFInfo!V7))","v":40.571433752192945},{"$f":"10*LOG10(10^(0.1*BE4)+10^(0.1*SDFInfo!W7))","v":36.635160395861007},{"$f":"10*LOG10(10^(0.1*BF4)+10^(0.1*SDFInfo!X7))","v":34.269803304775067},{"$f":"10*LOG10(10^(0.1*BG4)+10^(0.1*SDFInfo!Y7))","v":31.667914496864846},{"$f":"(10*LOG10((10^(0.1*(U4-26.2)))+10^(0.1*(V4-16.1))+10^(0.1*(W4-8.6))+10^(0.1*(X4-3.2))+10^(0.1*(Y4-0))+10^(0.1*(Z4+1.2))+10^(0.1*(AA4+1))+10^(0.1*(AB4-1.1))))","v":47.565754314795242},{"$f":"10*LOG10(10^(0.1*BH4)+10^(0.1*SDFInfo!Q7))","v":48.598422101574059},1080,{"$f":"'VRF-WAbstrOhneDS'!K4","v":67.716049382716051},{"$f":"'VRF-WAbstrOhneDS'!L4","v":66.462962962962962},{"$f":"'VRF-WAbstrOhneDS'!M4","v":58.018518518518519},{"$f":"'VRF-WAbstrOhneDS'!N4","v":47.456790123456791},{"$f":"'VRF-WAbstrOhneDS'!O4","v":47.018518518518519},{"$f":"'VRF-WAbstrOhneDS'!P4","v":43.641975308641975},{"$f":"'VRF-WAbstrOhneDS'!Q4","v":39.012345679012348},{"$f":"'VRF-WAbstrOhneDS'!R4","v":38.012345679012348},{"$f":"(10*LOG10((10^(0.1*(AF4-26.2)))+10^(0.1*(AG4-16.1))+10^(0.1*(AH4-8.6))+10^(0.1*(AI4-3.2))+10^(0.1*(AJ4-0))+10^(0.1*(AK4+1.2))+10^(0.1*(AL4+1))+10^(0.1*(AM4-1.1))))","v":55.221542178464318},{"$f":"'VRF-WAbstrOhneDS'!S4","v":55.456790123456791},{"$f":"'VRF-WAbstrMitDS'!K4","v":60.154320987654316},{"$f":"'VRF-WAbstrMitDS'!L4","v":59.462962962962962},{"$f":"'VRF-WAbstrMitDS'!M4","v":51.018518518518519},{"$f":"'VRF-WAbstrMitDS'!N4","v":38.456790123456791},{"$f":"'VRF-WAbstrMitDS'!O4","v":35.018518518518519},{"$f":"'VRF-WAbstrMitDS'!P4","v":29.76543209876543},{"$f":"'VRF-WAbstrMitDS'!Q4","v":24.012345679012345},{"$f":"'VRF-WAbstrMitDS'!R4","v":19.450617283950617},{"$f":"(10*LOG10((10^(0.1*(AP4-26.2)))+10^(0.1*(AQ4-16.1))+10^(0.1*(AR4-8.6))+10^(0.1*(AS4-3.2))+10^(0.1*(AT4-0))+10^(0.1*(AU4+1.2))+10^(0.1*(AV4+1))+10^(0.1*(AW4-1.1))))","v":46.971845765833606},{"$f":"'VRF-WAbstrMitDS'!S4","v":46.833333333333336},{"$f":"K4-SDFInfo!H7","v":55.716049382716051},{"$f":"L4-SDFInfo!I7","v":55.462962962962962},{"$f":"M4-SDFInfo!J7","v":51.018518518518519},{"$f":"N4-SDFInfo!K7","v":39.456790123456791},{"$f":"O4-SDFInfo!L7","v":23.080246913580247},{"$f":"P4-SDFInfo!M7","v":21.703703703703702},{"$f":"Q4-SDFInfo!N7","v":31.012345679012348},{"$f":"R4-SDFInfo!O7","v":30.950617283950621},45.680870825252448,{"$f":"K4-5-10-IF(VMax<540,0,ROUND(10*LOG(VMax/540),0))","v":39.716049382716051},46.462962962962962,48.018518518518519,46.456790123456791,45.080246913580247,42.703703703703702,38.012345679012348,33.950617283950621,{"$f":"(10*LOG10((10^(0.1*(BI4-26.2)))+10^(0.1*(BJ4-16.1))+10^(0.1*(BK4-8.6))+10^(0.1*(BL4-3.2))+10^(0.1*(BM4-0))+10^(0.1*(BN4+1.2))+10^(0.1*(BO4+1))+10^(0.1*(BP4-1.1))))","v":49.898887673092567},{"$f":"T4-S4+BQ4","v":50.244573837471478},37.719325432558179,42.476771013562562,40.138538234303461,32.012031378162462,29.571433752192945,25.635160395861007,23.269803304775067,20.667914496864846,{"$f":"(10*LOG10((10^(0.1*(BS4-26.2)))+10^(0.1*(BT4-16.1))+10^(0.1*(BU4-8.6))+10^(0.1*(BV4-3.2))+10^(0.1*(BW4-0))+10^(0.1*(BX4+1.2))+10^(0.1*(BY4+1))+10^(0.1*(BZ4-1.1))))","v":36.41529262999115},{"$f":"AD4-AC4+CA4","v":37.447960416769966}]
[75,"400x100",0.4,0.1,135,{"$f":"C5*D5","v":4.0000000000000008E-2},135,1000,{"$f":"H5/(F5*3600)","v":6.9444444444444429},{"$f":"IF(SD=TRUE,IF(dp-SDFInfo!Z8<1,1,dp-SDFInfo!Z8),dp)","v":150},{"$f":"IF(AND($I5<=4,$J5<=200),$G76,IF(AND($I5<=4,$J5>200),$G77,IF(AND($I5>4,$J5<=200),$G79,$G80)))","v":51.578703703703695},{"$f":"IF(AND($I5<=4,$J5<=200),$M76,IF(AND($I5<=4,$J5>200),$M77,IF(AND($I5>4,$J5<=200),$M79,$M80)))","v":54.097222222222214},{"$f":"IF(AND($I5<=4,$J5<=200),T76,IF(AND($I5<=4,$J5>200),T77,IF(AND($I5>4,$J5<=200),T79,T80)))","v":55.388888888888886},{"$f":"IF(AND($I5<=4,$J5<=200),Z76,IF(AND($I5<=4,$J5>200),Z77,IF(AND($I5>4,$J5<=200),Z79,Z80)))","v":52.634259259259252},{"$f":"IF(AND($I5<=4,$J5<=200),AG76,IF(AND($I5<=4,$J5>200),AG77,IF(AND($I5>4,$J5<=200),AG79,AG80)))","v":52.643518518518519},{"$f":"IF(AND($I5<=4,$J5<=200),AM76,IF(AND($I5<=4,$J5>200),AM77,IF(AND($I5>4,$J5<=200),AM79,AM80)))","v":50.652777777777771},{"$f":"IF(AND($I5<=4,$J5<=200),AT76,IF(AND($I5<=4,$J5>200),AT77,IF(AND($I5>4,$J5<=200),AT79,AT80)))","v":46.925925925925924},{"$f":"IF(AND($I5<=4,$J5<=200),BA76,IF(AND($I5<=4,$J5>200),BA77,IF(AND($I5>4,$J5<=200),BA79,BA80)))","v":42.671296296296291},57.447424490221167,{"$f":"IF(AND($I5<=4,$J5<=200),BG76,IF(AND($I5<=4,$J5>200),BG77,IF(AND($I5>4,$J5<=200),BG79,BG80)))","v":57.643518518518519},{"$f":"10*LOG10(10^(0.1*AZ5)+10^(0.1*SDFInfo!R8))","v":49.581099757989534},{"$f":"10*LOG10(10^(0.1*BA5)+10^(0.1*SDFInfo!S8))","v":50.105681661338828},{"$f":"10*LOG10(10^(0.1*BB5)+10^(0.1*SDFInfo!T8))","v":47.438560926310494},{"$f":"10*LOG10(10^(0.1*BC5)+10^(0.1*SDFInfo!U8))","v":36.917530724300846},{"$f":"10*LOG10(10^(0.1*BD5)+10^(0.1*SDFInfo!V8))","v":33.193175611633301},{"$f":"10*LOG10(10^(0.1*BE5)+10^(0.1*SDFInfo!W8))","v":29.380760324433844},{"$f":"10*LOG10(10^(0.1*BF5)+10^(0.1*SDFInfo!X8))","v":30.136424759843269},{"$f":"10*LOG10(10^(0.1*BG5)+10^(0.1*SDFInfo!Y8))","v":28.899794198015336},42.521455972039995,{"$f":"10*LOG10(10^(0.1*BH5)+10^(0.1*SDFInfo!Q8))","v":43.166331758867344},1440,{"$f":"'VRF-WAbstrOhneDS'!K5","v":61.578703703703695},{"$f":"'VRF-WAbstrOhneDS'!L5","v":61.097222222222214},{"$f":"'VRF-WAbstrOhneDS'!M5","v":54.388888888888886},{"$f":"'VRF-WAbstrOhneDS'!N5","v":43.634259259259252},{"$f":"'VRF-WAbstrOhneDS'!O5","v":43.388888888888886},{"$f":"'VRF-WAbstrOhneDS'!P5","v":40.398148148148145},{"$f":"'VRF-WAbstrOhneDS'!Q5","v":36.925925925925924},{"$f":"'VRF-WAbstrOhneDS'!R5","v":35.925925925925924},{"$f":"(10*LOG10((10^(0.1*(AF5-26.2)))+10^(0.1*(AG5-16.1))+10^(0.1*(AH5-8.6))+10^(0.1*(AI5-3.2))+10^(0.1*(AJ5-0))+10^(0.1*(AK5+1.2))+10^(0.1*(AL5+1))+10^(0.1*(AM5-1.1))))","v":51.123946147718542},{"$f":"'VRF-WAbstrOhneDS'!S5","v":51.634259259259252},{"$f":"'VRF-WAbstrMitDS'!K5","v":53.824074074074069},{"$f":"'VRF-WAbstrMitDS'!L5","v":54.097222222222214},{"$f":"'VRF-WAbstrMitDS'!M5","v":47.388888888888886},{"$f":"'VRF-WAbstrMitDS'!N5","v":34.634259259259252},{"$f":"'VRF-WAbstrMitDS'!O5","v":31.388888888888886},{"$f":"'VRF-WAbstrMitDS'!P5","v":26.907407407407405},{"$f":"'VRF-WAbstrMitDS'!Q5","v":21.925925925925924},{"$f":"'VRF-WAbstrMitDS'!R5","v":17.171296296296294},42.577294931309638,{"$f":"'VRF-WAbstrMitDS'!S5","v":42.625},{"$f":"K5-SDFInfo!H8","v":49.578703703703695},{"$f":"L5-SDFInfo!I8","v":50.097222222222214},{"$f":"M5-SDFInfo!J8","v":47.388888888888886},{"$f":"N5-SDFInfo!K8","v":35.634259259259252},{"$f":"O5-SDFInfo!L8","v":19.643518518518519},{"$f":"P5-SDFInfo!M8","v":18.652777777777771},{"$f":"Q5-SDFInfo!N8","v":28.925925925925924},{"$f":"R5-SDFInfo!O8","v":28.671296296296291},41.591568829314099,33.578703703703695,41.097222222222214,44.388888888888886,42.634259259259252,41.643518518518519,39.652777777777771,35.925925925925924,31.671296296296291,{"$f":"(10*LOG10((10^(0.1*(BI5-26.2)))+10^(0.1*(BJ5-16.1))+10^(0.1*(BK5-8.6))+10^(0.1*(BL5-3.2))+10^(0.1*(BM5-0))+10^(0.1*(BN5+1.2))+10^(0.1*(BO5+1))+10^(0.1*(BP5-1.1))))","v":46.601973892922821},46.798067921220174,31.581099757989534,37.105681661338828,36.438560926310494,26.917530724300846,22.193175611633301,18.380760324433844,19.136424759843269,17.899794198015336,31.399930596207358,32.044806383034711]
[75,"500x100",0.5,0.1,135,{"$f":"C6*D6","v":0.05},162,1000,5.5555555555555554,{"$f":"IF(SD=TRUE,IF(dp-SDFInfo!Z9<1,1,dp-SDFInfo!Z9),dp)","v":150},{"$f":"IF(AND($I6<=4,$J6<=200),$G86,IF(AND($I6<=4,$J6>200),$G87,IF(AND($I6>4,$J6<=200),$G89,$G90)))","v":48.296296296296298},{"$f":"IF(AND($I6<=4,$J6<=200),$M86,IF(AND($I6<=4,$J6>200),$M87,IF(AND($I6>4,$J6<=200),$M89,$M90)))","v":51.277777777777779},{"$f":"IF(AND($I6<=4,$J6<=200),T86,IF(AND($I6<=4,$J6>200),T87,IF(AND($I6>4,$J6<=200),T89,T90)))","v":53.611111111111114},{"$f":"IF(AND($I6<=4,$J6<=200),Z86,IF(AND($I6<=4,$J6>200),Z87,IF(AND($I6>4,$J6<=200),Z89,Z90)))","v":50.74074074074074},{"$f":"IF(AND($I6<=4,$J6<=200),AG86,IF(AND($I6<=4,$J6>200),AG87,IF(AND($I6>4,$J6<=200),AG89,AG90)))","v":50.981481481481481},{"$f":"IF(AND($I6<=4,$J6<=200),AM86,IF(AND($I6<=4,$J6>200),AM87,IF(AND($I6>4,$J6<=200),AM89,AM90)))","v":49.222222222222221},{"$f":"IF(AND($I6<=4,$J6<=200),AT86,IF(AND($I6<=4,$J6>200),AT87,IF(AND($I6>4,$J6<=200),AT89,AT90)))","v":46.074074074074076},{"$f":"IF(AND($I6<=4,$J6<=200),BA86,IF(AND($I6<=4,$J6>200),BA87,IF(AND($I6>4,$J6<=200),BA89,BA90)))","v":41.703703703703702},55.910242751233199,{"$f":"IF(AND($I6<=4,$J6<=200),BG86,IF(AND($I6<=4,$J6>200),BG87,IF(AND($I6>4,$J6<=200),BG89,BG90)))","v":55.981481481481481},{"$f":"10*LOG10(10^(0.1*AZ6)+10^(0.1*SDFInfo!R9))","v":46.297633908560186},{"$f":"10*LOG10(10^(0.1*BA6)+10^(0.1*SDFInfo!S9))","v":47.282024331583195},{"$f":"10*LOG10(10^(0.1*BB6)+10^(0.1*SDFInfo!T9))","v":45.630786869613118},{"$f":"10*LOG10(10^(0.1*BC6)+10^(0.1*SDFInfo!U9))","v":34.307387402785707},{"$f":"10*LOG10(10^(0.1*BD6)+10^(0.1*SDFInfo!V9))","v":27.675381437574856},{"$f":"10*LOG10(10^(0.1*BE6)+10^(0.1*SDFInfo!W9))","v":24.163671481392154},{"$f":"10*LOG10(10^(0.1*BF6)+10^(0.1*SDFInfo!X9))","v":28.497963422612756},{"$f":"10*LOG10(10^(0.1*BG6)+10^(0.1*SDFInfo!Y9))","v":27.779883851047664},40.016829190007442,{"$f":"10*LOG10(10^(0.1*BH6)+10^(0.1*SDFInfo!Q9))","v":40.322209068818935},1800,{"$f":"'VRF-WAbstrOhneDS'!K6","v":58.296296296296298},{"$f":"'VRF-WAbstrOhneDS'!L6","v":58.277777777777779},{"$f":"'VRF-WAbstrOhneDS'!M6","v":52.611111111111114},{"$f":"'VRF-WAbstrOhneDS'!N6","v":41.74074074074074},{"$f":"'VRF-WAbstrOhneDS'!O6","v":41.611111111111114},{"$f":"'VRF-WAbstrOhneDS'!P6","v":38.851851851851855},{"$f":"'VRF-WAbstrOhneDS'!Q6","v":36.074074074074076},{"$f":"'VRF-WAbstrOhneDS'!R6","v":35.074074074074076},49.173350546102299,{"$f":"'VRF-WAbstrOhneDS'!S6","v":49.74074074074074},{"$f":"'VRF-WAbstrMitDS'!K6","v":50.425925925925924},{"$f":"'VRF-WAbstrMitDS'!L6","v":51.277777777777779},{"$f":"'VRF-WAbstrMitDS'!M6","v":45.611111111111114},{"$f":"'VRF-WAbstrMitDS'!N6","v":32.74074074074074},{"$f":"'VRF-WAbstrMitDS'!O6","v":29.611111111111111},{"$f":"'VRF-WAbstrMitDS'!P6","v":25.592592592592592},{"$f":"'VRF-WAbstrMitDS'!Q6","v":21.074074074074073},{"$f":"'VRF-WAbstrMitDS'!R6","v":16.203703703703702},40.441138495904461,{"$f":"'VRF-WAbstrMitDS'!S6","v":40.5},{"$f":"K6-SDFInfo!H9","v":46.296296296296298},{"$f":"L6-SDFInfo!I9","v":47.277777777777779},{"$f":"M6-SDFInfo!J9","v":45.611111111111114},{"$f":"N6-SDFInfo!K9","v":33.74074074074074},{"$f":"O6-SDFInfo!L9","v":17.981481481481481},{"$f":"P6-SDFInfo!M9","v":17.222222222222221},{"$f":"Q6-SDFInfo!N9","v":28.074074074074076},{"$f":"R6-SDFInfo!O9","v":27.703703703703702},39.598636153336038,30.296296296296298,38.277777777777779,42.611111111111114,40.74074074074074,39.981481481481481,38.222222222222221,35.074074074074076,30.703703703703702,45.056454220774818,45.1276929510231,28.297633908560186,34.282024331583195,34.630786869613118,24.307387402785707,16.675381437574856,13.163671481392154,17.497963422612756,16.779883851047664,28.915186129046596,29.220566007858089]
[75,"600x100",0.6,0.1,135,0.06,189,1000,4.6296296296296298,{"$f":"IF(SD=TRUE,IF(dp-SDFInfo!Z10<1,1,dp-SDFInfo!Z10),dp)","v":150},{"$f":"IF(AND($I7<=4,$J7<=200),$G96,IF(AND($I7<=4,$J7>200),$G97,IF(AND($I7>4,$J7<=200),$G99,$G100)))","v":46.441358024691361},{"$f":"IF(AND($I7<=4,$J7<=200),$M96,IF(AND($I7<=4,$J7>200),$M97,IF(AND($I7>4,$J7<=200),$M99,$M100)))","v":49.731481481481481},{"$f":"IF(AND($I7<=4,$J7<=200),T96,IF(AND($I7<=4,$J7>200),T97,IF(AND($I7>4,$J7<=200),T99,T100)))","v":52.75925925925926},{"$f":"IF(AND($I7<=4,$J7<=200),Z96,IF(AND($I7<=4,$J7>200),Z97,IF(AND($I7>4,$J7<=200),Z99,Z100)))","v":49.811728395061728},{"$f":"IF(AND($I7<=4,$J7<=200),AG96,IF(AND($I7<=4,$J7>200),AG97,IF(AND($I7>4,$J7<=200),AG99,AG100)))","v":50.206790123456791},{"$f":"IF(AND($I7<=4,$J7<=200),AM96,IF(AND($I7<=4,$J7>200),AM97,IF(AND($I7>4,$J7<=200),AM99,AM100)))","v":48.601851851851855},{"$f":"IF(AND($I7<=4,$J7<=200),AT96,IF(AND($I7<=4,$J7>200),AT97,IF(AND($I7>4,$J7<=200),AT99,AT100)))","v":45.839506172839506},{"$f":"IF(AND($I7<=4,$J7<=200),BA96,IF(AND($I7<=4,$J7>200),BA97,IF(AND($I7>4,$J7<=200),BA99,BA100)))","v":41.391975308641975},55.233760578652308,{"$f":"IF(AND($I7<=4,$J7<=200),BG96,IF(AND($I7<=4,$J7>200),BG97,IF(AND($I7>4,$J7<=200),BG99,BG100)))","v":55.206790123456791},{"$f":"10*LOG10(10^(0.1*AZ7)+10^(0.1*SDFInfo!R10))","v":44.442044727999424},{"$f":"10*LOG10(10^(0.1*BA7)+10^(0.1*SDFInfo!S10))","v":45.733512386347989},{"$f":"10*LOG10(10^(0.1*BB7)+10^(0.1*SDFInfo!T10))","v":44.767287342846913},{"$f":"10*LOG10(10^(0.1*BC7)+10^(0.1*SDFInfo!U10))","v":33.055793687745293},{"$f":"10*LOG10(10^(0.1*BD7)+10^(0.1*SDFInfo!V10))","v":23.571913036226924},{"$f":"10*LOG10(10^(0.1*BE7)+10^(0.1*SDFInfo!W10))","v":20.622653665348636},{"$f":"10*LOG10(10^(0.1*BF7)+10^(0.1*SDFInfo!X10))","v":27.994115349697601},{"$f":"10*LOG10(10^(0.1*BG7)+10^(0.1*SDFInfo!Y10))","v":27.41954061050011},38.860422883731196,{"$f":"10*LOG10(10^(0.1*BH7)+10^(0.1*SDFInfo!Q10))","v":38.944205319432037},2160,{"$f":"'VRF-WAbstrOhneDS'!K7","v":56.441358024691361},{"$f":"'VRF-WAbstrOhneDS'!L7","v":56.731481481481481},{"$f":"'VRF-WAbstrOhneDS'!M7","v":51.75925925925926},{"$f":"'VRF-WAbstrOhneDS'!N7","v":40.811728395061728},{"$f":"'VRF-WAbstrOhneDS'!O7","v":40.75925925925926},{"$f":"'VRF-WAbstrOhneDS'!P7","v":38.154320987654323},{"$f":"'VRF-WAbstrOhneDS'!Q7","v":35.839506172839506},{"$f":"'VRF-WAbstrOhneDS'!R7","v":34.839506172839506},48.248716614027735,{"$f":"'VRF-WAbstrOhneDS'!S7","v":48.811728395061728},{"$f":"'VRF-WAbstrMitDS'!K7","v":48.493827160493829},{"$f":"'VRF-WAbstrMitDS'!L7","v":49.731481481481481},{"$f":"'VRF-WAbstrMitDS'!M7","v":44.75925925925926},{"$f":"'VRF-WAbstrMitDS'!N7","v":31.811728395061728},{"$f":"'VRF-WAbstrMitDS'!O7","v":28.75925925925926},{"$f":"'VRF-WAbstrMitDS'!P7","v":25.049382716049383},{"$f":"'VRF-WAbstrMitDS'!Q7","v":20.839506172839506},{"$f":"'VRF-WAbstrMitDS'!R7","v":15.891975308641975},39.389846523918436,{"$f":"'VRF-WAbstrMitDS'!S7","v":39.416666666666664},{"$f":"K7-SDFInfo!H10","v":44.441358024691361},{"$f":"L7-SDFInfo!I10","v":45.731481481481481},{"$f":"M7-SDFInfo!J10","v":44.75925925925926},{"$f":"N7-SDFInfo!K10","v":32.811728395061728},{"$f":"O7-SDFInfo!L10","v":17.206790123456791},{"$f":"P7-SDFInfo!M10","v":16.601851851851855},{"$f":"Q7-SDFInfo!N10","v":27.839506172839506},{"$f":"R7-SDFInfo!O10","v":27.391975308641975},38.626285372886706,28.441358024691361,36.731481481481481,41.75925925925926,39.811728395061728,39.206790123456791,37.601851851851855,34.839506172839506,30.391975308641975,44.373735354895736,44.346764899700219,26.442044727999424,32.733512386347989,33.767287342846913,23.055793687745293,12.571913036226924,9.6226536653486363,16.994115349697601,16.41954061050011,27.779436743768958,27.863219179469798]
[75,"300x150",0.3,0.15,160,{"$f":"C8*D8","v":4.4999999999999998E-2},144,1000,6.1728395061728394,{"$f":"IF(SD=TRUE,IF(dp-SDFInfo!Z11<1,1,dp-SDFInfo!Z11),dp)","v":150},{"$f":"IF(AND($I8<=4,$J8<=200),$G106,IF(AND($I8<=4,$J8>200),$G107,IF(AND($I8>4,$J8<=200),$G109,$G110)))","v":59.207818930041149},{"$f":"IF(AND($I8<=4,$J8<=200),$M106,IF(AND($I8<=4,$J8>200),$M107,IF(AND($I8>4,$J8<=200),$M109,$M110)))","v":60.578189300411523},{"$f":"IF(AND($I8<=4,$J8<=200),T106,IF(AND($I8<=4,$J8>200),T107,IF(AND($I8>4,$J8<=200),T109,T110)))","v":60.034979423868315},{"$f":"IF(AND($I8<=4,$J8<=200),Z106,IF(AND($I8<=4,$J8>200),Z107,IF(AND($I8>4,$J8<=200),Z109,Z110)))","v":55.853909465020578},{"$f":"IF(AND($I8<=4,$J8<=200),AG106,IF(AND($I8<=4,$J8>200),AG107,IF(AND($I8>4,$J8<=200),AG109,AG110)))","v":53.216049382716051},{"$f":"IF(AND($I8<=4,$J8<=200),AM106,IF(AND($I8<=4,$J8>200),AM107,IF(AND($I8>4,$J8<=200),AM109,AM110)))","v":51.44855967078189},{"$f":"IF(AND($I8<=4,$J8<=200),AT106,IF(AND($I8<=4,$J8>200),AT107,IF(AND($I8>4,$J8<=200),AT109,AT110)))","v":50.362139917695472},{"$f":"IF(AND($I8<=4,$J8<=200),BA106,IF(AND($I8<=4,$J8>200),BA107,IF(AND($I8>4,$J8<=200),BA109,BA110)))","v":46.267489711934154},59.623053731354325,{"$f":"IF(AND($I8<=4,$J8<=200),BG106,IF(AND($I8<=4,$J8>200),BG107,IF(AND($I8>4,$J8<=200),BG109,BG110)))","v":59.810699588477362},{"$f":"10*LOG10(10^(0.1*AZ8)+10^(0.1*SDFInfo!R11))","v":57.208023000246143},{"$f":"10*LOG10(10^(0.1*BA8)+10^(0.1*SDFInfo!S11))","v":56.579128387375796},{"$f":"10*LOG10(10^(0.1*BB8)+10^(0.1*SDFInfo!T11))","v":52.043425429878532},{"$f":"10*LOG10(10^(0.1*BC8)+10^(0.1*SDFInfo!U11))","v":39.191351670245851},{"$f":"10*LOG10(10^(0.1*BD8)+10^(0.1*SDFInfo!V11))","v":30.368803090531166},{"$f":"10*LOG10(10^(0.1*BE8)+10^(0.1*SDFInfo!W11))","v":26.809025496991804},{"$f":"10*LOG10(10^(0.1*BF8)+10^(0.1*SDFInfo!X11))","v":32.663578341916676},{"$f":"10*LOG10(10^(0.1*BG8)+10^(0.1*SDFInfo!Y11))","v":32.317759472139883},46.421426440757152,{"$f":"10*LOG10(10^(0.1*BH8)+10^(0.1*SDFInfo!Q11))","v":46.703615734802845},1620,{"$f":"'VRF-WAbstrOhneDS'!K8","v":64.207818930041157},{"$f":"'VRF-WAbstrOhneDS'!L8","v":64.39711934156378},{"$f":"'VRF-WAbstrOhneDS'!M8","v":56.034979423868315},{"$f":"'VRF-WAbstrOhneDS'!N8","v":45.853909465020578},{"$f":"'VRF-WAbstrOhneDS'!O8","v":43.534979423868315},{"$f":"'VRF-WAbstrOhneDS'!P8","v":41.129629629629626},{"$f":"'VRF-WAbstrOhneDS'!Q8","v":40.362139917695472},{"$f":"'VRF-WAbstrOhneDS'!R8","v":39.267489711934154},53.172604836089292,{"$f":"'VRF-WAbstrOhneDS'!S8","v":53.534979423868315},{"$f":"'VRF-WAbstrMitDS'!K8","v":56.707818930041149},{"$f":"'VRF-WAbstrMitDS'!L8","v":56.897119341563787},{"$f":"'VRF-WAbstrMitDS'!M8","v":49.034979423868315},{"$f":"'VRF-WAbstrMitDS'!N8","v":36.172839506172842},{"$f":"'VRF-WAbstrMitDS'!O8","v":31.216049382716051},{"$f":"'VRF-WAbstrMitDS'!P8","v":27.448559670781894},{"$f":"'VRF-WAbstrMitDS'!Q8","v":25.362139917695472},{"$f":"'VRF-WAbstrMitDS'!R8","v":20.267489711934157},44.585772709757443,{"$f":"'VRF-WAbstrMitDS'!S8","v":44.897119341563787},{"$f":"K8-SDFInfo!H11","v":57.207818930041149},{"$f":"L8-SDFInfo!I11","v":56.578189300411523},{"$f":"M8-SDFInfo!J11","v":52.034979423868315},{"$f":"N8-SDFInfo!K11","v":38.853909465020578},{"$f":"O8-SDFInfo!L11","v":20.216049382716051},{"$f":"P8-SDFInfo!M11","v":19.44855967078189},{"$f":"Q8-SDFInfo!N11","v":32.362139917695472},{"$f":"R8-SDFInfo!O11","v":32.267489711934154},46.405040800575726,41.207818930041149,47.578189300411523,49.034979423868315,45.853909465020578,42.216049382716051,40.44855967078189,39.362139917695472,35.267489711934154,48.789202330056298,48.976848187179336,39.208023000246143,43.579128387375796,41.043425429878532,29.191351670245851,19.368803090531166,15.809025496991804,21.663578341916676,21.317759472139883,34.995091873462911,35.277281167508605]
[75,"400x150",0.4,0.15,160,0.06,176,1000,4.6296296296296298,{"$f":"IF(SD=TRUE,IF(dp-SDFInfo!Z12<1,1,dp-SDFInfo!Z12),dp)","v":150},{"$f":"IF(AND($I9<=4,$J9<=200),$G116,IF(AND($I9<=4,$J9>200),$G117,IF(AND($I9>4,$J9<=200),$G119,$G120)))","v":56.864197530864196},{"$f":"IF(AND($I9<=4,$J9<=200),$M116,IF(AND($I9<=4,$J9>200),$M117,IF(AND($I9>4,$J9<=200),$M119,$M120)))","v":59.391975308641975},{"$f":"IF(AND($I9<=4,$J9<=200),$T116,IF(AND($I9<=4,$J9>200),$T117,IF(AND($I9>4,$J9<=200),$T119,$T120)))","v":59.23456790123457},{"$f":"IF(AND($I9<=4,$J9<=200),$Z116,IF(AND($I9<=4,$J9>200),$Z117,IF(AND($I9>4,$J9<=200),$Z119,$Z120)))","v":55.182098765432102},{"$f":"IF(AND($I9<=4,$J9<=200),$AG116,IF(AND($I9<=4,$J9>200),$AG117,IF(AND($I9>4,$J9<=200),$AG119,$AG120)))","v":52.287037037037038},{"$f":"IF(AND($I9<=4,$J9<=200),$AM116,IF(AND($I9<=4,$J9>200),$AM117,IF(AND($I9>4,$J9<=200),$AM119,$AM120)))","v":51.419753086419753},{"$f":"IF(AND($I9<=4,$J9<=200),$AT116,IF(AND($I9<=4,$J9>200),$AT117,IF(AND($I9>4,$J9<=200),$AT119,$AT120)))","v":51.104938271604937},{"$f":"IF(AND($I9<=4,$J9<=200),$BA116,IF(AND($I9<=4,$J9>200),$BA117,IF(AND($I9>4,$J9<=200),$BA119,$BA120)))","v":46.367283950617285},59.264397790161837,{"$f":"IF(AND($I9<=4,$J9<=200),$BG116,IF(AND($I9<=4,$J9>200),$BG117,IF(AND($I9>4,$J9<=200),$BG119,$BG120)))","v":59.52469135802469},{"$f":"10*LOG10(10^(0.1*AZ9)+10^(0.1*SDFInfo!R12))","v":54.864259834932987},{"$f":"10*LOG10(10^(0.1*BA9)+10^(0.1*SDFInfo!S12))","v":55.392194958417733},{"$f":"10*LOG10(10^(0.1*BB9)+10^(0.1*SDFInfo!T12))","v":51.23637670745989},{"$f":"10*LOG10(10^(0.1*BC9)+10^(0.1*SDFInfo!U12))","v":38.254393992361329},{"$f":"10*LOG10(10^(0.1*BD9)+10^(0.1*SDFInfo!V12))","v":24.148183953304816},{"$f":"10*LOG10(10^(0.1*BE9)+10^(0.1*SDFInfo!W12))","v":21.963998157230186},{"$f":"10*LOG10(10^(0.1*BF9)+10^(0.1*SDFInfo!X12))","v":33.15150919226727},{"$f":"10*LOG10(10^(0.1*BG9)+10^(0.1*SDFInfo!Y12))","v":32.376069552681265},45.464594844175885,{"$f":"10*LOG10(10^(0.1*BH9)+10^(0.1*SDFInfo!Q12))","v":45.744960719723039},2160,{"$f":"'VRF-WAbstrOhneDS'!K9","v":61.864197530864196},{"$f":"'VRF-WAbstrOhneDS'!L9","v":63.339506172839506},{"$f":"'VRF-WAbstrOhneDS'!M9","v":55.23456790123457},{"$f":"'VRF-WAbstrOhneDS'!N9","v":45.182098765432102},{"$f":"'VRF-WAbstrOhneDS'!O9","v":42.73456790123457},{"$f":"'VRF-WAbstrOhneDS'!P9","v":40.972222222222221},{"$f":"'VRF-WAbstrOhneDS'!Q9","v":41.104938271604937},{"$f":"'VRF-WAbstrOhneDS'!R9","v":39.367283950617285},52.472596083425103,{"$f":"'VRF-WAbstrOhneDS'!S9","v":52.73456790123457},{"$f":"'VRF-WAbstrMitDS'!K9","v":54.364197530864196},{"$f":"'VRF-WAbstrMitDS'!L9","v":55.839506172839506},{"$f":"'VRF-WAbstrMitDS'!M9","v":48.23456790123457},{"$f":"'VRF-WAbstrMitDS'!N9","v":35.629629629629633},{"$f":"'VRF-WAbstrMitDS'!O9","v":30.287037037037038},{"$f":"'VRF-WAbstrMitDS'!P9","v":27.419753086419753},{"$f":"'VRF-WAbstrMitDS'!Q9","v":26.104938271604937},{"$f":"'VRF-WAbstrMitDS'!R9","v":20.367283950617285},43.693970698405806,{"$f":"'VRF-WAbstrMitDS'!S9","v":43.839506172839506},{"$f":"K9-SDFInfo!H12","v":54.864197530864196},{"$f":"L9-SDFInfo!I12","v":55.391975308641975},{"$f":"M9-SDFInfo!J12","v":51.23456790123457},{"$f":"N9-SDFInfo!K12","v":38.182098765432102},{"$f":"O9-SDFInfo!L12","v":19.287037037037038},{"$f":"P9-SDFInfo!M12","v":19.419753086419753},{"$f":"Q9-SDFInfo!N12","v":33.104938271604937},{"$f":"R9-SDFInfo!O12","v":32.367283950617285},45.680445082049026,38.864197530864196,46.391975308641975,48.23456790123457,45.182098765432102,41.287037037037038,40.419753086419753,40.104938271604937,35.367283950617285,48.426275873125427,48.686569440988279,36.864259834932987,42.392194958417733,40.23637670745989,28.254393992361329,13.148183953304816,10.963998157230186,22.15150919226727,21.376069552681265,34.091811977070392,34.372177852617547]
[75,"500x150",0.5,0.15,160,7.4999999999999997E-2,208,1000,3.7037037037037037,{"$f":"IF(SD=TRUE,IF(dp-SDFInfo!Z13<1,1,dp-SDFInfo!Z13),dp)","v":150},{"$f":"IF(AND($I10<=4,$J10<=200),$G126,IF(AND($I10<=4,$J10>200),$G127,IF(AND($I10>4,$J10<=200),$G129,$G130)))","v":55.413580246913583},{"$f":"IF(AND($I10<=4,$J10<=200),$M126,IF(AND($I10<=4,$J10>200),$M127,IF(AND($I10>4,$J10<=200),$M129,$M130)))","v":58.117283950617285},{"$f":"IF(AND($I10<=4,$J10<=200),$T126,IF(AND($I10<=4,$J10>200),$T127,IF(AND($I10>4,$J10<=200),$T129,$T130)))","v":58.462962962962962},{"$f":"IF(AND($I10<=4,$J10<=200),$Z126,IF(AND($I10<=4,$J10>200),$Z127,IF(AND($I10>4,$J10<=200),$Z129,$Z130)))","v":55.055555555555557},{"$f":"IF(AND($I10<=4,$J10<=200),$AG126,IF(AND($I10<=4,$J10>200),$AG127,IF(AND($I10>4,$J10<=200),$AG129,$AG130)))","v":52.154320987654323},{"$f":"IF(AND($I10<=4,$J10<=200),$AM126,IF(AND($I10<=4,$J10>200),$AM127,IF(AND($I10>4,$J10<=200),$AM129,$AM130)))","v":51.555555555555557},{"$f":"IF(AND($I10<=4,$J10<=200),$AT126,IF(AND($I10<=4,$J10>200),$AT127,IF(AND($I10>4,$J10<=200),$AT129,$AT130)))","v":50.913580246913583},{"$f":"IF(AND($I10<=4,$J10<=200),$BA126,IF(AND($I10<=4,$J10>200),$BA127,IF(AND($I10>4,$J10<=200),$BA129,$BA130)))","v":46.407407407407405},59.079927537336246,{"$f":"IF(AND($I10<=4,$J10<=200),$BG126,IF(AND($I10<=4,$J10>200),$BG127,IF(AND($I10>4,$J10<=200),$BG129,$BG130)))","v":59.407407407407405},{"$f":"10*LOG10(10^(0.1*AZ10)+10^(0.1*SDFInfo!R13))","v":53.413603056637804},{"$f":"10*LOG10(10^(0.1*BA10)+10^(0.1*SDFInfo!S13))","v":54.117361173666019},{"$f":"10*LOG10(10^(0.1*BB10)+10^(0.1*SDFInfo!T13))","v":50.463529403832666},{"$f":"10*LOG10(10^(0.1*BC10)+10^(0.1*SDFInfo!U13))","v":38.075186524040532},{"$f":"10*LOG10(10^(0.1*BD10)+10^(0.1*SDFInfo!V13))","v":21.078665677679119},{"$f":"10*LOG10(10^(0.1*BE10)+10^(0.1*SDFInfo!W13))","v":20.355925429851194},{"$f":"10*LOG10(10^(0.1*BF10)+10^(0.1*SDFInfo!X13))","v":32.926388226257977},{"$f":"10*LOG10(10^(0.1*BG10)+10^(0.1*SDFInfo!Y13))","v":32.409901536097792},44.681349441291509,{"$f":"10*LOG10(10^(0.1*BH10)+10^(0.1*SDFInfo!Q13))","v":45.014821766356945},2700,{"$f":"'VRF-WAbstrOhneDS'!K10","v":60.413580246913583},{"$f":"'VRF-WAbstrOhneDS'!L10","v":62.018518518518519},{"$f":"'VRF-WAbstrOhneDS'!M10","v":54.462962962962962},{"$f":"'VRF-WAbstrOhneDS'!N10","v":45.055555555555557},{"$f":"'VRF-WAbstrOhneDS'!O10","v":42.604938271604937},{"$f":"'VRF-WAbstrOhneDS'!P10","v":41.055555555555557},{"$f":"'VRF-WAbstrOhneDS'!Q10","v":40.913580246913583},{"$f":"'VRF-WAbstrOhneDS'!R10","v":39.407407407407405},51.845499557535021,{"$f":"'VRF-WAbstrOhneDS'!S10","v":52.209876543209873},{"$f":"'VRF-WAbstrMitDS'!K10","v":52.962962962962962},{"$f":"'VRF-WAbstrMitDS'!L10","v":54.567901234567898},{"$f":"'VRF-WAbstrMitDS'!M10","v":47.462962962962962},{"$f":"'VRF-WAbstrMitDS'!N10","v":35.604938271604937},{"$f":"'VRF-WAbstrMitDS'!O10","v":30.154320987654323},{"$f":"'VRF-WAbstrMitDS'!P10","v":27.555555555555557},{"$f":"'VRF-WAbstrMitDS'!Q10","v":25.913580246913583},{"$f":"'VRF-WAbstrMitDS'!R10","v":20.407407407407408},42.855983078042819,{"$f":"'VRF-WAbstrMitDS'!S10","v":43.061728395061728},{"$f":"K10-SDFInfo!H13","v":53.413580246913583},{"$f":"L10-SDFInfo!I13","v":54.117283950617285},{"$f":"M10-SDFInfo!J13","v":50.462962962962962},{"$f":"N10-SDFInfo!K13","v":38.055555555555557},{"$f":"O10-SDFInfo!L13","v":19.154320987654323},{"$f":"P10-SDFInfo!M13","v":19.555555555555557},{"$f":"Q10-SDFInfo!N13","v":32.913580246913583},{"$f":"R10-SDFInfo!O13","v":32.407407407407405},44.994915401447159,37.413580246913583,45.117283950617285,47.462962962962962,45.055555555555557,41.154320987654323,40.555555555555557,39.913580246913583,35.407407407407405,48.254341842259258,48.581821712330417,35.413603056637804,41.117361173666019,39.463529403832666,28.075186524040532,10.078665677679119,9.3559254298511938,21.926388226257977,21.409901536097792,33.380988410522669,33.714460735588105]
[75,"600x150",0.6,0.15,160,0.09,240,1000,3.0864197530864197,{"$f":"IF(SD=TRUE,IF(dp-SDFInfo!Z14<1,1,dp-SDFInfo!Z14),dp)","v":150},{"$f":"IF(AND($I11<=4,$J11<=200),$G136,IF(AND($I11<=4,$J11>200),$G137,IF(AND($I11>4,$J11<=200),$G139,$G140)))","v":54.150205761316869},{"$f":"IF(AND($I11<=4,$J11<=200),$M136,IF(AND($I11<=4,$J11>200),$M137,IF(AND($I11>4,$J11<=200),$M139,$M140)))","v":56.236625514403293},{"$f":"IF(AND($I11<=4,$J11<=200),$T136,IF(AND($I11<=4,$J11>200),$T137,IF(AND($I11>4,$J11<=200),$T139,$T140)))","v":57.302469135802468},{"$f":"IF(AND($I11<=4,$J11<=200),$Z136,IF(AND($I11<=4,$J11>200),$Z137,IF(AND($I11>4,$J11<=200),$Z139,$Z140)))","v":55.129629629629626},{"$f":"IF(AND($I11<=4,$J11<=200),$AG136,IF(AND($I11<=4,$J11>200),$AG137,IF(AND($I11>4,$J11<=200),$AG139,$AG140)))","v":52.434156378600825},{"$f":"IF(AND($I11<=4,$J11<=200),$AM136,IF(AND($I11<=4,$J11>200),$AM137,IF(AND($I11>4,$J11<=200),$AM139,$AM140)))","v":51.629629629629626},{"$f":"IF(AND($I11<=4,$J11<=200),$AT136,IF(AND($I11<=4,$J11>200),$AT137,IF(AND($I11>4,$J11<=200),$AT139,$AT140)))","v":49.650205761316869},{"$f":"IF(AND($I11<=4,$J11<=200),$BA136,IF(AND($I11<=4,$J11>200),$BA137,IF(AND($I11>4,$J11<=200),$BA139,$BA140)))","v":46.172839506172842},58.78733839838781,{"$f":"IF(AND($I11<=4,$J11<=200),$BG136,IF(AND($I11<=4,$J11>200),$BG137,IF(AND($I11>4,$J11<=200),$BG139,$BG140)))","v":59.172839506172842},{"$f":"10*LOG10(10^(0.1*AZ11)+10^(0.1*SDFInfo!R14))","v":52.150232231833144},{"$f":"10*LOG10(10^(0.1*BA11)+10^(0.1*SDFInfo!S14))","v":52.236665391834826},{"$f":"10*LOG10(10^(0.1*BB11)+10^(0.1*SDFInfo!T14))","v":49.302716953557706},{"$f":"10*LOG10(10^(0.1*BC11)+10^(0.1*SDFInfo!U14))","v":38.136102621633263},{"$f":"10*LOG10(10^(0.1*BD11)+10^(0.1*SDFInfo!V14))","v":20.134764031935873},{"$f":"10*LOG10(10^(0.1*BE11)+10^(0.1*SDFInfo!W14))","v":19.909751730287176},{"$f":"10*LOG10(10^(0.1*BF11)+10^(0.1*SDFInfo!X14))","v":31.655948036509173},{"$f":"10*LOG10(10^(0.1*BG11)+10^(0.1*SDFInfo!Y14))","v":32.175472008288764},43.566164019469824,{"$f":"10*LOG10(10^(0.1*BH11)+10^(0.1*SDFInfo!Q14))","v":43.954047465829632},3240,{"$f":"'VRF-WAbstrOhneDS'!K11","v":59.150205761316869},{"$f":"'VRF-WAbstrOhneDS'!L11","v":59.932098765432102},{"$f":"'VRF-WAbstrOhneDS'!M11","v":53.302469135802468},{"$f":"'VRF-WAbstrOhneDS'!N11","v":45.129629629629626},{"$f":"'VRF-WAbstrOhneDS'!O11","v":42.781893004115226},{"$f":"'VRF-WAbstrOhneDS'!P11","v":41.129629629629626},{"$f":"'VRF-WAbstrOhneDS'!Q11","v":39.650205761316869},{"$f":"'VRF-WAbstrOhneDS'!R11","v":39.172839506172842},50.981839968978441,{"$f":"'VRF-WAbstrOhneDS'!S11","v":51.563786008230451},{"$f":"'VRF-WAbstrMitDS'!K11","v":51.802469135802468},{"$f":"'VRF-WAbstrMitDS'!L11","v":52.584362139917694},{"$f":"'VRF-WAbstrMitDS'!M11","v":46.302469135802468},{"$f":"'VRF-WAbstrMitDS'!N11","v":35.781893004115226},{"$f":"'VRF-WAbstrMitDS'!O11","v":30.434156378600822},{"$f":"'VRF-WAbstrMitDS'!P11","v":27.62962962962963},{"$f":"'VRF-WAbstrMitDS'!Q11","v":24.650205761316872},{"$f":"'VRF-WAbstrMitDS'!R11","v":20.172839506172838},41.712864659773587,{"$f":"'VRF-WAbstrMitDS'!S11","v":42.10699588477366},{"$f":"K11-SDFInfo!H14","v":52.150205761316869},{"$f":"L11-SDFInfo!I14","v":52.236625514403293},{"$f":"M11-SDFInfo!J14","v":49.302469135802468},{"$f":"N11-SDFInfo!K14","v":38.129629629629626},{"$f":"O11-SDFInfo!L14","v":19.434156378600825},{"$f":"P11-SDFInfo!M14","v":19.629629629629626},{"$f":"Q11-SDFInfo!N14","v":31.650205761316869},{"$f":"R11-SDFInfo!O14","v":32.172839506172842},43.945547603325728,36.150205761316869,43.236625514403293,46.302469135802468,45.129629629629626,41.434156378600825,40.629629629629626,38.650205761316869,35.172839506172842,47.989657668241847,48.375158776026879,34.150232231833144,39.236665391834826,38.302716953557706,28.136102621633263,9.1347640319358732,8.9097517302871765,20.655948036509173,21.175472008288764,32.365903378684976,32.753786825044784]
[75,"200x200",0.2,0.2,220,4.0000000000000008E-2,176,1000,6.9444444444444429,{"$f":"IF(SD=TRUE,IF(dp-SDFInfo!Z15<1,1,dp-SDFInfo!Z15),dp)","v":150},{"$f":"IF(AND($I12<=4,$J12<=200),$G146,IF(AND($I12<=4,$J12>200),$G147,IF(AND($I12>4,$J12<=200),$G149,$G150)))","v":58.839506172839506},{"$f":"IF(AND($I12<=4,$J12<=200),$M146,IF(AND($I12<=4,$J12>200),$M147,IF(AND($I12>4,$J12<=200),$M149,$M150)))","v":54.425925925925924},{"$f":"IF(AND($I12<=4,$J12<=200),$T146,IF(AND($I12<=4,$J12>200),$T147,IF(AND($I12>4,$J12<=200),$T149,$T150)))","v":53.953703703703702},{"$f":"IF(AND($I12<=4,$J12<=200),$Z146,IF(AND($I12<=4,$J12>200),$Z147,IF(AND($I12>4,$J12<=200),$Z149,$Z150)))","v":54.962962962962962},{"$f":"IF(AND($I12<=4,$J12<=200),$AG146,IF(AND($I12<=4,$J12>200),$AG147,IF(AND($I12>4,$J12<=200),$AG149,$AG150)))","v":52.99074074074074},{"$f":"IF(AND($I12<=4,$J12<=200),$AM146,IF(AND($I12<=4,$J12>200),$AM147,IF(AND($I12>4,$J12<=200),$AM149,$AM150)))","v":53.00925925925926},{"$f":"IF(AND($I12<=4,$J12<=200),$AT146,IF(AND($I12<=4,$J12>200),$AT147,IF(AND($I12>4,$J12<=200),$AT149,$AT150)))","v":48.49074074074074},{"$f":"IF(AND($I12<=4,$J12<=200),$BA146,IF(AND($I12<=4,$J12>200),$BA147,IF(AND($I12>4,$J12<=200),$BA149,$BA150)))","v":43.962962962962962},58.830775050069605,{"$f":"IF(AND($I12<=4,$J12<=200),$BG146,IF(AND($I12<=4,$J12>200),$BG147,IF(AND($I12>4,$J12<=200),$BG149,$BG150)))","v":58.981481481481481},{"$f":"10*LOG10(10^(0.1*AZ12)+10^(0.1*SDFInfo!R15))","v":56.839956485024686},{"$f":"10*LOG10(10^(0.1*BA12)+10^(0.1*SDFInfo!S15))","v":50.433769283459604},{"$f":"10*LOG10(10^(0.1*BB12)+10^(0.1*SDFInfo!T15))","v":46.022674203440388},{"$f":"10*LOG10(10^(0.1*BC12)+10^(0.1*SDFInfo!U15))","v":38.758744844354631},{"$f":"10*LOG10(10^(0.1*BD12)+10^(0.1*SDFInfo!V15))","v":33.209109495216481},{"$f":"10*LOG10(10^(0.1*BE12)+10^(0.1*SDFInfo!W15))","v":29.637621286869372},{"$f":"10*LOG10(10^(0.1*BF12)+10^(0.1*SDFInfo!X15))","v":31.369251376544796},{"$f":"10*LOG10(10^(0.1*BG12)+10^(0.1*SDFInfo!Y15))","v":30.133814910266778},42.747217057574709,{"$f":"10*LOG10(10^(0.1*BH12)+10^(0.1*SDFInfo!Q15))","v":43.33827251453468},1440,{"$f":"'VRF-WAbstrOhneDS'!K12","v":65.671296296296291},{"$f":"'VRF-WAbstrOhneDS'!L12","v":56.916666666666664},{"$f":"'VRF-WAbstrOhneDS'!M12","v":49.708333333333329},{"$f":"'VRF-WAbstrOhneDS'!N12","v":44.462962962962962},{"$f":"'VRF-WAbstrOhneDS'!O12","v":43.236111111111114},{"$f":"'VRF-WAbstrOhneDS'!P12","v":42.50925925925926},{"$f":"'VRF-WAbstrOhneDS'!Q12","v":38.245370370370367},{"$f":"'VRF-WAbstrOhneDS'!R12","v":36.962962962962962},50.171465587126988,{"$f":"'VRF-WAbstrOhneDS'!S12","v":50.717592592592595},{"$f":"'VRF-WAbstrMitDS'!K12","v":58.180555555555557},{"$f":"'VRF-WAbstrMitDS'!L12","v":49.916666666666664},{"$f":"'VRF-WAbstrMitDS'!M12","v":42.708333333333329},{"$f":"'VRF-WAbstrMitDS'!N12","v":35.217592592592595},{"$f":"'VRF-WAbstrMitDS'!O12","v":30.99074074074074},{"$f":"'VRF-WAbstrMitDS'!P12","v":29.00925925925926},{"$f":"'VRF-WAbstrMitDS'!Q12","v":23.24537037037037},{"$f":"'VRF-WAbstrMitDS'!R12","v":18.208333333333332},40.3242976874023,{"$f":"'VRF-WAbstrMitDS'!S12","v":40.699074074074076},{"$f":"K12-SDFInfo!H15","v":56.839506172839506},{"$f":"L12-SDFInfo!I15","v":50.425925925925924},{"$f":"M12-SDFInfo!J15","v":45.953703703703702},{"$f":"N12-SDFInfo!K15","v":37.962962962962962},{"$f":"O12-SDFInfo!L15","v":19.99074074074074},{"$f":"P12-SDFInfo!M15","v":21.00925925925926},{"$f":"Q12-SDFInfo!N15","v":30.49074074074074},{"$f":"R12-SDFInfo!O15","v":29.962962962962962},41.836572588688895,40.839506172839506,41.425925925925924,42.953703703703702,44.962962962962962,41.99074074074074,42.00925925925926,37.49074074074074,32.962962962962962,48.02464889728148,48.175355328693357,38.839956485024686,37.433769283459604,35.022674203440388,28.758744844354631,22.209109495216481,18.637621286869372,20.369251376544796,19.133814910266778,31.510790281964368,32.101845738924339]
[75,"300x200",0.3,0.2,220,0.06,220,1000,4.6296296296296298,{"$f":"IF(SD=TRUE,IF(dp-SDFInfo!Z16<1,1,dp-SDFInfo!Z16),dp)","v":150},{"$f":"IF(AND($I13<=4,$J13<=200),$G156,IF(AND($I13<=4,$J13>200),$G157,IF(AND($I13>4,$J13<=200),$G159,$G160)))","v":59.839506172839506},{"$f":"IF(AND($I13<=4,$J13<=200),$M156,IF(AND($I13<=4,$J13>200),$M157,IF(AND($I13>4,$J13<=200),$M159,$M160)))","v":52.339506172839506},{"$f":"IF(AND($I13<=4,$J13<=200),$T156,IF(AND($I13<=4,$J13>200),$T157,IF(AND($I13>4,$J13<=200),$T159,$T160)))","v":53.02469135802469},{"$f":"IF(AND($I13<=4,$J13<=200),$Z156,IF(AND($I13<=4,$J13>200),$Z157,IF(AND($I13>4,$J13<=200),$Z159,$Z160)))","v":54.419753086419753},{"$f":"IF(AND($I13<=4,$J13<=200),$AG156,IF(AND($I13<=4,$J13>200),$AG157,IF(AND($I13>4,$J13<=200),$AG159,$AG160)))","v":53.604938271604937},{"$f":"IF(AND($I13<=4,$J13<=200),$AM156,IF(AND($I13<=4,$J13>200),$AM157,IF(AND($I13>4,$J13<=200),$AM159,$AM160)))","v":54.395061728395063},{"$f":"IF(AND($I13<=4,$J13<=200),$AT156,IF(AND($I13<=4,$J13>200),$AT157,IF(AND($I13>4,$J13<=200),$AT159,$AT160)))","v":49.104938271604937},{"$f":"IF(AND($I13<=4,$J13<=200),$BA156,IF(AND($I13<=4,$J13>200),$BA157,IF(AND($I13>4,$J13<=200),$BA159,$BA160)))","v":43.419753086419753},59.435751130588812,{"$f":"IF(AND($I13<=4,$J13<=200),$BG156,IF(AND($I13<=4,$J13>200),$BG157,IF(AND($I13>4,$J13<=200),$BG159,$BG160)))","v":59.209876543209873},{"$f":"10*LOG10(10^(0.1*AZ13)+10^(0.1*SDFInfo!R16))","v":57.839537576992925},{"$f":"10*LOG10(10^(0.1*BA13)+10^(0.1*SDFInfo!S16))","v":48.340620295360033},{"$f":"10*LOG10(10^(0.1*BB13)+10^(0.1*SDFInfo!T16))","v":45.03224388805144},{"$f":"10*LOG10(10^(0.1*BC13)+10^(0.1*SDFInfo!U16))","v":37.505784154487898},{"$f":"10*LOG10(10^(0.1*BD13)+10^(0.1*SDFInfo!V16))","v":24.623876782289077},{"$f":"10*LOG10(10^(0.1*BE13)+10^(0.1*SDFInfo!W16))","v":23.860887453989548},{"$f":"10*LOG10(10^(0.1*BF13)+10^(0.1*SDFInfo!X16))","v":31.178518519015359},{"$f":"10*LOG10(10^(0.1*BG13)+10^(0.1*SDFInfo!Y16))","v":29.437055176837575},41.196059172641846,{"$f":"10*LOG10(10^(0.1*BH13)+10^(0.1*SDFInfo!Q16))","v":41.04368159363684},2160,{"$f":"'VRF-WAbstrOhneDS'!K13","v":63.391975308641975},{"$f":"'VRF-WAbstrOhneDS'!L13","v":54.444444444444443},{"$f":"'VRF-WAbstrOhneDS'!M13","v":48.972222222222221},{"$f":"'VRF-WAbstrOhneDS'!N13","v":43.919753086419753},{"$f":"'VRF-WAbstrOhneDS'!O13","v":43.657407407407405},{"$f":"'VRF-WAbstrOhneDS'!P13","v":43.895061728395063},{"$f":"'VRF-WAbstrOhneDS'!Q13","v":39.052469135802468},{"$f":"'VRF-WAbstrOhneDS'!R13","v":36.419753086419753},50.163132449572537,{"$f":"'VRF-WAbstrOhneDS'!S13","v":50.367283950617285},{"$f":"'VRF-WAbstrMitDS'!K13","v":56.287037037037038},{"$f":"'VRF-WAbstrMitDS'!L13","v":47.444444444444443},{"$f":"'VRF-WAbstrMitDS'!M13","v":41.972222222222221},{"$f":"'VRF-WAbstrMitDS'!N13","v":34.867283950617285},{"$f":"'VRF-WAbstrMitDS'!O13","v":31.604938271604937},{"$f":"'VRF-WAbstrMitDS'!P13","v":30.395061728395063},{"$f":"'VRF-WAbstrMitDS'!Q13","v":24.052469135802468},{"$f":"'VRF-WAbstrMitDS'!R13","v":17.472222222222221},39.675118962862328,{"$f":"'VRF-WAbstrMitDS'!S13","v":39.577160493827158},{"$f":"K13-SDFInfo!H16","v":57.839506172839506},{"$f":"L13-SDFInfo!I16","v":48.339506172839506},{"$f":"M13-SDFInfo!J16","v":45.02469135802469},{"$f":"N13-SDFInfo!K16","v":37.419753086419753},{"$f":"O13-SDFInfo!L16","v":20.604938271604937},{"$f":"P13-SDFInfo!M16","v":22.395061728395063},{"$f":"Q13-SDFInfo!N16","v":31.104938271604937},{"$f":"R13-SDFInfo!O16","v":29.419753086419753},40.850395968096123,41.839506172839506,39.339506172839506,42.02469135802469,44.419753086419753,42.604938271604937,43.395061728395063,38.104938271604937,32.419753086419753,48.58587079954701,48.35999621216807,39.839537576992925,35.340620295360033,34.03224388805144,27.505784154487898,13.623876782289077,12.860887453989548,20.178518519015359,18.437055176837575,29.821609195908426,29.669231616903421]
[75,"400x200",0.4,0.2,220,8.0000000000000016E-2,264,1000,3.4722222222222214,{"$f":"IF(SD=TRUE,IF(dp-SDFInfo!Z17<1,1,dp-SDFInfo!Z17),dp)","v":150},{"$f":"IF(AND($I14<=4,$J14<=200),$G166,IF(AND($I14<=4,$J14>200),$G167,IF(AND($I14>4,$J14<=200),$G169,$G170)))","v":57.888888888888886},{"$f":"IF(AND($I14<=4,$J14<=200),$M166,IF(AND($I14<=4,$J14>200),$M167,IF(AND($I14>4,$J14<=200),$M169,$M170)))","v":51.268518518518519},{"$f":"IF(AND($I14<=4,$J14<=200),$T166,IF(AND($I14<=4,$J14>200),$T167,IF(AND($I14>4,$J14<=200),$T169,$T170)))","v":53.236111111111114},{"$f":"IF(AND($I14<=4,$J14<=200),$Z166,IF(AND($I14<=4,$J14>200),$Z167,IF(AND($I14>4,$J14<=200),$Z169,$Z170)))","v":54.120370370370367},{"$f":"IF(AND($I14<=4,$J14<=200),$AG166,IF(AND($I14<=4,$J14>200),$AG167,IF(AND($I14>4,$J14<=200),$AG169,$AG170)))","v":53.972222222222221},{"$f":"IF(AND($I14<=4,$J14<=200),$AM166,IF(AND($I14<=4,$J14>200),$AM167,IF(AND($I14>4,$J14<=200),$AM169,$AM170)))","v":55.763888888888886},{"$f":"IF(AND($I14<=4,$J14<=200),$AT166,IF(AND($I14<=4,$J14>200),$AT167,IF(AND($I14>4,$J14<=200),$AT169,$AT170)))","v":48.592592592592588},{"$f":"IF(AND($I14<=4,$J14<=200),$BA166,IF(AND($I14<=4,$J14>200),$BA167,IF(AND($I14>4,$J14<=200),$BA169,$BA170)))","v":43.208333333333329},60.049093730357292,{"$f":"IF(AND($I14<=4,$J14<=200),$BG166,IF(AND($I14<=4,$J14>200),$BG167,IF(AND($I14>4,$J14<=200),$BG169,$BG170)))","v":60},{"$f":"10*LOG10(10^(0.1*AZ14)+10^(0.1*SDFInfo!R17))","v":55.888900080558045},{"$f":"10*LOG10(10^(0.1*BA14)+10^(0.1*SDFInfo!S17))","v":47.268772289709275},{"$f":"10*LOG10(10^(0.1*BB14)+10^(0.1*SDFInfo!T17))","v":45.237392354634586},{"$f":"10*LOG10(10^(0.1*BC14)+10^(0.1*SDFInfo!U17))","v":37.13690683762438},{"$f":"10*LOG10(10^(0.1*BD14)+10^(0.1*SDFInfo!V17))","v":21.938047932615895},{"$f":"10*LOG10(10^(0.1*BE14)+10^(0.1*SDFInfo!W17))","v":23.984605689140707},{"$f":"10*LOG10(10^(0.1*BF14)+10^(0.1*SDFInfo!X17))","v":30.607428209379258},{"$f":"10*LOG10(10^(0.1*BG14)+10^(0.1*SDFInfo!Y17))","v":29.213541567955236},40.758219597746333,{"$f":"10*LOG10(10^(0.1*BH14)+10^(0.1*SDFInfo!Q17))","v":40.722080970865171},2880,{"$f":"'VRF-WAbstrOhneDS'!K14","v":61.388888888888886},{"$f":"'VRF-WAbstrOhneDS'!L14","v":53.356481481481481},{"$f":"'VRF-WAbstrOhneDS'!M14","v":49.060185185185183},{"$f":"'VRF-WAbstrOhneDS'!N14","v":43.620370370370367},{"$f":"'VRF-WAbstrOhneDS'!O14","v":44.060185185185183},{"$f":"'VRF-WAbstrOhneDS'!P14","v":45.351851851851855},{"$f":"'VRF-WAbstrOhneDS'!Q14","v":38.592592592592588},{"$f":"'VRF-WAbstrOhneDS'!R14","v":36.208333333333329},50.560457749408215,{"$f":"'VRF-WAbstrOhneDS'!S14","v":50.912037037037038},{"$f":"'VRF-WAbstrMitDS'!K14","v":54.300925925925924},{"$f":"'VRF-WAbstrMitDS'!L14","v":46.356481481481481},{"$f":"'VRF-WAbstrMitDS'!M14","v":42.060185185185183},{"$f":"'VRF-WAbstrMitDS'!N14","v":34.620370370370367},{"$f":"'VRF-WAbstrMitDS'!O14","v":32.060185185185183},{"$f":"'VRF-WAbstrMitDS'!P14","v":31.763888888888889},{"$f":"'VRF-WAbstrMitDS'!Q14","v":23.592592592592592},{"$f":"'VRF-WAbstrMitDS'!R14","v":17.208333333333332},39.650262151603883,{"$f":"'VRF-WAbstrMitDS'!S14","v":39.736111111111114},{"$f":"K14-SDFInfo!H17","v":55.888888888888886},{"$f":"L14-SDFInfo!I17","v":47.268518518518519},{"$f":"M14-SDFInfo!J17","v":45.236111111111114},{"$f":"N14-SDFInfo!K17","v":37.120370370370367},{"$f":"O14-SDFInfo!L17","v":20.972222222222221},{"$f":"P14-SDFInfo!M17","v":23.763888888888886},{"$f":"Q14-SDFInfo!N17","v":30.592592592592588},{"$f":"R14-SDFInfo!O17","v":29.208333333333329},40.685696445238698,39.888888888888886,38.268518518518519,42.236111111111114,44.120370370370367,42.972222222222221,44.763888888888886,37.592592592592588,32.208333333333329,49.174418773399786,49.125325043042494,37.888900080558045,34.268772289709275,34.237392354634586,27.13690683762438,10.938047932615895,12.984605689140707,19.607428209379258,18.213541567955236,29.538618597581454,29.502479970700293]
[75,"500x200",0.5,0.2,220,0.1,308,1000,2.7777777777777777,{"$f":"IF(SD=TRUE,IF(dp-SDFInfo!Z18<1,1,dp-SDFInfo!Z18),dp)","v":150},{"$f":"IF(AND($I15<=4,$J15<=200),$G176,IF(AND($I15<=4,$J15>200),$G177,IF(AND($I15>4,$J15<=200),$G179,$G180)))","v":56.111111111111114},{"$f":"IF(AND($I15<=4,$J15<=200),$M176,IF(AND($I15<=4,$J15>200),$M177,IF(AND($I15>4,$J15<=200),$M179,$M180)))","v":50.648148148148145},{"$f":"IF(AND($I15<=4,$J15<=200),$T176,IF(AND($I15<=4,$J15>200),$T177,IF(AND($I15>4,$J15<=200),$T179,$T180)))","v":53.888888888888886},{"$f":"IF(AND($I15<=4,$J15<=200),$Z176,IF(AND($I15<=4,$J15>200),$Z177,IF(AND($I15>4,$J15<=200),$Z179,$Z180)))","v":53.962962962962962},{"$f":"IF(AND($I15<=4,$J15<=200),$AG176,IF(AND($I15<=4,$J15>200),$AG177,IF(AND($I15>4,$J15<=200),$AG179,$AG180)))","v":54.277777777777779},{"$f":"IF(AND($I15<=4,$J15<=200),$AM176,IF(AND($I15<=4,$J15>200),$AM177,IF(AND($I15>4,$J15<=200),$AM179,$AM180)))","v":57.111111111111114},{"$f":"IF(AND($I15<=4,$J15<=200),$AT176,IF(AND($I15<=4,$J15>200),$AT177,IF(AND($I15>4,$J15<=200),$AT179,$AT180)))","v":47.74074074074074},{"$f":"IF(AND($I15<=4,$J15<=200),$BA176,IF(AND($I15<=4,$J15>200),$BA177,IF(AND($I15>4,$J15<=200),$BA179,$BA180)))","v":43.166666666666664},60.767683355166248,{"$f":"IF(AND($I15<=4,$J15<=200),$BG176,IF(AND($I15<=4,$J15>200),$BG177,IF(AND($I15>4,$J15<=200),$BG179,$BG180)))","v":61},{"$f":"10*LOG10(10^(0.1*AZ15)+10^(0.1*SDFInfo!R18))","v":54.111127963922399},{"$f":"10*LOG10(10^(0.1*BA15)+10^(0.1*SDFInfo!S18))","v":46.648242112862583},{"$f":"10*LOG10(10^(0.1*BB15)+10^(0.1*SDFInfo!T18))","v":45.889177919232651},{"$f":"10*LOG10(10^(0.1*BC15)+10^(0.1*SDFInfo!U18))","v":36.967464132859533},{"$f":"10*LOG10(10^(0.1*BD15)+10^(0.1*SDFInfo!V18))","v":21.53433141374077},{"$f":"10*LOG10(10^(0.1*BE15)+10^(0.1*SDFInfo!W18))","v":25.154419144970884},{"$f":"10*LOG10(10^(0.1*BF15)+10^(0.1*SDFInfo!X18))","v":29.745478094499806},{"$f":"10*LOG10(10^(0.1*BG15)+10^(0.1*SDFInfo!Y18))","v":29.171925079721195},40.753170589549242,{"$f":"10*LOG10(10^(0.1*BH15)+10^(0.1*SDFInfo!Q18))","v":40.988081746477853},3600,{"$f":"'VRF-WAbstrOhneDS'!K15","v":59.611111111111114},{"$f":"'VRF-WAbstrOhneDS'!L15","v":52.851851851851855},{"$f":"'VRF-WAbstrOhneDS'!M15","v":49.481481481481481},{"$f":"'VRF-WAbstrOhneDS'!N15","v":43.462962962962962},{"$f":"'VRF-WAbstrOhneDS'!O15","v":44.481481481481481},{"$f":"'VRF-WAbstrOhneDS'!P15","v":46.814814814814817},{"$f":"'VRF-WAbstrOhneDS'!Q15","v":37.74074074074074},{"$f":"'VRF-WAbstrOhneDS'!R15","v":36.166666666666664},51.201488015451787,{"$f":"'VRF-WAbstrOhneDS'!S15","v":51.796296296296298},{"$f":"'VRF-WAbstrMitDS'!K15","v":52.407407407407405},{"$f":"'VRF-WAbstrMitDS'!L15","v":45.851851851851855},{"$f":"'VRF-WAbstrMitDS'!M15","v":42.481481481481481},{"$f":"'VRF-WAbstrMitDS'!N15","v":34.462962962962962},{"$f":"'VRF-WAbstrMitDS'!O15","v":32.481481481481481},{"$f":"'VRF-WAbstrMitDS'!P15","v":33.111111111111114},{"$f":"'VRF-WAbstrMitDS'!Q15","v":22.74074074074074},{"$f":"'VRF-WAbstrMitDS'!R15","v":17.166666666666668},39.951970788961034,{"$f":"'VRF-WAbstrMitDS'!S15","v":40.388888888888886},{"$f":"K15-SDFInfo!H18","v":54.111111111111114},{"$f":"L15-SDFInfo!I18","v":46.648148148148145},{"$f":"M15-SDFInfo!J18","v":45.888888888888886},{"$f":"N15-SDFInfo!K18","v":36.962962962962962},{"$f":"O15-SDFInfo!L18","v":21.277777777777779},{"$f":"P15-SDFInfo!M18","v":25.111111111111114},{"$f":"Q15-SDFInfo!N18","v":29.74074074074074},{"$f":"R15-SDFInfo!O18","v":29.166666666666664},40.979138696020989,38.111111111111114,37.648148148148145,42.888888888888886,43.962962962962962,43.277777777777779,46.111111111111114,36.74074074074074,32.166666666666664,49.872065007849429,50.10438165268318,36.111127963922399,33.648242112862583,34.889177919232651,26.967464132859533,10.53433141374077,14.154419144970884,18.745478094499806,18.171925079721195,29.643326557106025,29.878237714034636]
[75,"600x200",0.6,0.2,220,0.12,352,1000,2.3148148148148149,{"$f":"IF(SD=TRUE,IF(dp-SDFInfo!Z19<1,1,dp-SDFInfo!Z19),dp)","v":150},{"$f":"IF(AND($I16<=4,$J16<=200),$G186,IF(AND($I16<=4,$J16>200),$G187,IF(AND($I16>4,$J16<=200),$G189,$G190)))","v":55.25925925925926},{"$f":"IF(AND($I16<=4,$J16<=200),$M186,IF(AND($I16<=4,$J16>200),$M187,IF(AND($I16>4,$J16<=200),$M189,$M190)))","v":50.567901234567898},{"$f":"IF(AND($I16<=4,$J16<=200),$T186,IF(AND($I16<=4,$J16>200),$T187,IF(AND($I16>4,$J16<=200),$T189,$T190)))","v":54.657407407407405},{"$f":"IF(AND($I16<=4,$J16<=200),$Z186,IF(AND($I16<=4,$J16>200),$Z187,IF(AND($I16>4,$J16<=200),$Z189,$Z190)))","v":54.191358024691361},{"$f":"IF(AND($I16<=4,$J16<=200),$AG186,IF(AND($I16<=4,$J16>200),$AG187,IF(AND($I16>4,$J16<=200),$AG189,$AG190)))","v":54.814814814814817},{"$f":"IF(AND($I16<=4,$J16<=200),$AM186,IF(AND($I16<=4,$J16>200),$AM187,IF(AND($I16>4,$J16<=200),$AM189,$AM190)))","v":58.342592592592595},{"$f":"IF(AND($I16<=4,$J16<=200),$AT186,IF(AND($I16<=4,$J16>200),$AT187,IF(AND($I16>4,$J16<=200),$AT189,$AT190)))","v":47.506172839506171},{"$f":"IF(AND($I16<=4,$J16<=200),$BA186,IF(AND($I16<=4,$J16>200),$BA187,IF(AND($I16>4,$J16<=200),$BA189,$BA190)))","v":43.472222222222221},61.645937047309914,{"$f":"IF(AND($I16<=4,$J16<=200),$BG186,IF(AND($I16<=4,$J16>200),$BG187,IF(AND($I16>4,$J16<=200),$BG189,$BG190)))","v":62},{"$f":"10*LOG10(10^(0.1*AZ16)+10^(0.1*SDFInfo!R19))","v":53.259279764145319},{"$f":"10*LOG10(10^(0.1*BA16)+10^(0.1*SDFInfo!S19))","v":46.567996951639245},{"$f":"10*LOG10(10^(0.1*BB16)+10^(0.1*SDFInfo!T19))","v":46.657501172002455},{"$f":"10*LOG10(10^(0.1*BC16)+10^(0.1*SDFInfo!U19))","v":37.192788735847529},{"$f":"10*LOG10(10^(0.1*BD16)+10^(0.1*SDFInfo!V19))","v":21.892331682227177},{"$f":"10*LOG10(10^(0.1*BE16)+10^(0.1*SDFInfo!W19))","v":26.353556156458939},{"$f":"10*LOG10(10^(0.1*BF16)+10^(0.1*SDFInfo!X19))","v":29.511036058691893},{"$f":"10*LOG10(10^(0.1*BG16)+10^(0.1*SDFInfo!Y19))","v":29.477123586687188},41.159511718758708,{"$f":"10*LOG10(10^(0.1*BH16)+10^(0.1*SDFInfo!Q19))","v":41.513832495812402},4320,{"$f":"'VRF-WAbstrOhneDS'!K16","v":58.75925925925926},{"$f":"'VRF-WAbstrOhneDS'!L16","v":52.848765432098766},{"$f":"'VRF-WAbstrOhneDS'!M16","v":50.095679012345677},{"$f":"'VRF-WAbstrOhneDS'!N16","v":43.691358024691361},{"$f":"'VRF-WAbstrOhneDS'!O16","v":45.095679012345677},{"$f":"'VRF-WAbstrOhneDS'!P16","v":48.123456790123456},{"$f":"'VRF-WAbstrOhneDS'!Q16","v":37.506172839506171},{"$f":"'VRF-WAbstrOhneDS'!R16","v":36.472222222222221},52.048761343603175,{"$f":"'VRF-WAbstrOhneDS'!S16","v":52.719135802469133},{"$f":"'VRF-WAbstrMitDS'!K16","v":51.478395061728392},{"$f":"'VRF-WAbstrMitDS'!L16","v":45.848765432098766},{"$f":"'VRF-WAbstrMitDS'!M16","v":43.095679012345677},{"$f":"'VRF-WAbstrMitDS'!N16","v":34.691358024691361},{"$f":"'VRF-WAbstrMitDS'!O16","v":33.095679012345677},{"$f":"'VRF-WAbstrMitDS'!P16","v":34.342592592592595},{"$f":"'VRF-WAbstrMitDS'!Q16","v":22.506172839506174},{"$f":"'VRF-WAbstrMitDS'!R16","v":17.472222222222221},40.567767938197306,{"$f":"'VRF-WAbstrMitDS'!S16","v":41.157407407407405},{"$f":"K16-SDFInfo!H19","v":53.25925925925926},{"$f":"L16-SDFInfo!I19","v":46.567901234567898},{"$f":"M16-SDFInfo!J19","v":46.657407407407405},{"$f":"N16-SDFInfo!K19","v":37.191358024691361},{"$f":"O16-SDFInfo!L19","v":21.814814814814817},{"$f":"P16-SDFInfo!M19","v":26.342592592592595},{"$f":"Q16-SDFInfo!N19","v":29.506172839506171},{"$f":"R16-SDFInfo!O19","v":29.472222222222221},41.511180892044393,37.25925925925926,37.567901234567898,43.657407407407405,44.191358024691361,43.814814814814817,47.342592592592595,36.506172839506171,32.472222222222221,50.736712601321713,51.090775554011799,35.259279764145319,33.567996951639245,35.657501172002455,27.192788735847529,10.892331682227177,15.353556156458939,18.511036058691893,18.477123586687188,30.103142047686053,30.457462824739746]
[75,"800x200",0.8,0.2,220,0.16000000000000003,440,1000,1.7361111111111107,{"$f":"IF(SD=TRUE,IF(dp-SDFInfo!Z20<1,1,dp-SDFInfo!Z20),dp)","v":150},{"$f":"IF(AND($I17<=4,$J17<=200),$G196,IF(AND($I17<=4,$J17>200),$G197,IF(AND($I17>4,$J17<=200),$G199,$G200)))","v":53.944444444444443},{"$f":"IF(AND($I17<=4,$J17<=200),$M196,IF(AND($I17<=4,$J17>200),$M197,IF(AND($I17>4,$J17<=200),$M199,$M200)))","v":50.217592592592595},{"$f":"IF(AND($I17<=4,$J17<=200),$T196,IF(AND($I17<=4,$J17>200),$T197,IF(AND($I17>4,$J17<=200),$T199,$T200)))","v":55.368055555555557},{"$f":"IF(AND($I17<=4,$J17<=200),$Z196,IF(AND($I17<=4,$J17>200),$Z197,IF(AND($I17>4,$J17<=200),$Z199,$Z200)))","v":54.226851851851848},{"$f":"IF(AND($I17<=4,$J17<=200),$AG196,IF(AND($I17<=4,$J17>200),$AG197,IF(AND($I17>4,$J17<=200),$AG199,$AG200)))","v":55.236111111111114},{"$f":"IF(AND($I17<=4,$J17<=200),$AM196,IF(AND($I17<=4,$J17>200),$AM197,IF(AND($I17>4,$J17<=200),$AM199,$AM200)))","v":59.631944444444443},{"$f":"IF(AND($I17<=4,$J17<=200),$AT196,IF(AND($I17<=4,$J17>200),$AT197,IF(AND($I17>4,$J17<=200),$AT199,$AT200)))","v":46.962962962962962},{"$f":"IF(AND($I17<=4,$J17<=200),$BA196,IF(AND($I17<=4,$J17>200),$BA197,IF(AND($I17>4,$J17<=200),$BA199,$BA200)))","v":43.604166666666664},62.559372611251653,{"$f":"IF(AND($I17<=4,$J17<=200),$BG196,IF(AND($I17<=4,$J17>200),$BG197,IF(AND($I17>4,$J17<=200),$BG199,$BG200)))","v":63},{"$f":"10*LOG10(10^(0.1*AZ17)+10^(0.1*SDFInfo!R20))","v":51.944472199268539},{"$f":"10*LOG10(10^(0.1*BA17)+10^(0.1*SDFInfo!S20))","v":46.217696350179828},{"$f":"10*LOG10(10^(0.1*BB17)+10^(0.1*SDFInfo!T20))","v":47.368135166866459},{"$f":"10*LOG10(10^(0.1*BC17)+10^(0.1*SDFInfo!U20))","v":37.227674204334434},{"$f":"10*LOG10(10^(0.1*BD17)+10^(0.1*SDFInfo!V20))","v":22.26198601900121},{"$f":"10*LOG10(10^(0.1*BE17)+10^(0.1*SDFInfo!W20))","v":27.639429853575848},{"$f":"10*LOG10(10^(0.1*BF17)+10^(0.1*SDFInfo!X20))","v":28.968473735015717},{"$f":"10*LOG10(10^(0.1*BG17)+10^(0.1*SDFInfo!Y20))","v":29.608921440721456},41.491299321703494,{"$f":"10*LOG10(10^(0.1*BH17)+10^(0.1*SDFInfo!Q20))","v":41.930815595062391},5760,{"$f":"'VRF-WAbstrOhneDS'!K17","v":57.444444444444443},{"$f":"'VRF-WAbstrOhneDS'!L17","v":52.594907407407405},{"$f":"'VRF-WAbstrOhneDS'!M17","v":50.613425925925924},{"$f":"'VRF-WAbstrOhneDS'!N17","v":43.726851851851848},{"$f":"'VRF-WAbstrOhneDS'!O17","v":45.613425925925924},{"$f":"'VRF-WAbstrOhneDS'!P17","v":49.50925925925926},{"$f":"'VRF-WAbstrOhneDS'!Q17","v":36.962962962962962},{"$f":"'VRF-WAbstrOhneDS'!R17","v":36.604166666666664},52.943548009585626,{"$f":"'VRF-WAbstrOhneDS'!S17","v":53.622685185185183},{"$f":"'VRF-WAbstrMitDS'!K17","v":50.067129629629626},{"$f":"'VRF-WAbstrMitDS'!L17","v":45.594907407407405},{"$f":"'VRF-WAbstrMitDS'!M17","v":43.613425925925924},{"$f":"'VRF-WAbstrMitDS'!N17","v":34.726851851851848},{"$f":"'VRF-WAbstrMitDS'!O17","v":33.613425925925924},{"$f":"'VRF-WAbstrMitDS'!P17","v":35.631944444444443},{"$f":"'VRF-WAbstrMitDS'!Q17","v":21.962962962962962},{"$f":"'VRF-WAbstrMitDS'!R17","v":17.604166666666664},41.169175305225387,{"$f":"'VRF-WAbstrMitDS'!S17","v":41.868055555555557},{"$f":"K17-SDFInfo!H20","v":51.944444444444443},{"$f":"L17-SDFInfo!I20","v":46.217592592592595},{"$f":"M17-SDFInfo!J20","v":47.368055555555557},{"$f":"N17-SDFInfo!K20","v":37.226851851851848},{"$f":"O17-SDFInfo!L20","v":22.236111111111114},{"$f":"P17-SDFInfo!M20","v":27.631944444444443},{"$f":"Q17-SDFInfo!N20","v":28.962962962962962},{"$f":"R17-SDFInfo!O20","v":29.604166666666664},41.930386980665112,35.944444444444443,37.217592592592595,44.368055555555557,44.226851851851848,44.236111111111114,48.631944444444443,35.962962962962962,32.604166666666664,51.634295458103885,52.074922846852232,33.944472199268539,33.217696350179828,36.368135166866459,27.227674204334434,11.26198601900121,16.639429853575848,17.968473735015717,18.608921440721456,30.483560684211678,30.923076957570576]
[75,"300x250",0.3,0.25,270,7.4999999999999997E-2,297,1000,3.7037037037037037,{"$f":"IF(SD=TRUE,IF(dp-SDFInfo!Z21<1,1,dp-SDFInfo!Z21),dp)","v":150},{"$f":"IF(AND($I18<=4,$J18<=200),$G206,IF(AND($I18<=4,$J18>200),$G207,IF(AND($I18>4,$J18<=200),$G209,$G210)))","v":57.413580246913583},{"$f":"IF(AND($I18<=4,$J18<=200),$M206,IF(AND($I18<=4,$J18>200),$M207,IF(AND($I18>4,$J18<=200),$M209,$M210)))","v":51.858024691358025},{"$f":"IF(AND($I18<=4,$J18<=200),$T206,IF(AND($I18<=4,$J18>200),$T207,IF(AND($I18>4,$J18<=200),$T209,$T210)))","v":54.154320987654323},{"$f":"IF(AND($I18<=4,$J18<=200),$Z206,IF(AND($I18<=4,$J18>200),$Z207,IF(AND($I18>4,$J18<=200),$Z209,$Z210)))","v":55.407407407407405},{"$f":"IF(AND($I18<=4,$J18<=200),$AG206,IF(AND($I18<=4,$J18>200),$AG207,IF(AND($I18>4,$J18<=200),$AG209,$AG210)))","v":54.753086419753089},{"$f":"IF(AND($I18<=4,$J18<=200),$AM206,IF(AND($I18<=4,$J18>200),$AM207,IF(AND($I18>4,$J18<=200),$AM209,$AM210)))","v":54.648148148148145},{"$f":"IF(AND($I18<=4,$J18<=200),$AT206,IF(AND($I18<=4,$J18>200),$AT207,IF(AND($I18>4,$J18<=200),$AT209,$AT210)))","v":48.25925925925926},{"$f":"IF(AND($I18<=4,$J18<=200),$BA206,IF(AND($I18<=4,$J18>200),$BA207,IF(AND($I18>4,$J18<=200),$BA209,$BA210)))","v":44.407407407407405},59.983339658323757,{"$f":"IF(AND($I18<=4,$J18<=200),$BG206,IF(AND($I18<=4,$J18>200),$BG207,IF(AND($I18>4,$J18<=200),$BG209,$BG210)))","v":59.950617283950621},{"$f":"10*LOG10(10^(0.1*AZ18)+10^(0.1*SDFInfo!R21))","v":55.413594638890558},{"$f":"10*LOG10(10^(0.1*BA18)+10^(0.1*SDFInfo!S21))","v":47.858351023922381},{"$f":"10*LOG10(10^(0.1*BB18)+10^(0.1*SDFInfo!T21))","v":46.155848450747008},{"$f":"10*LOG10(10^(0.1*BC18)+10^(0.1*SDFInfo!U21))","v":38.425513837107871},{"$f":"10*LOG10(10^(0.1*BD18)+10^(0.1*SDFInfo!V21))","v":22.914076796487713},{"$f":"10*LOG10(10^(0.1*BE18)+10^(0.1*SDFInfo!W21))","v":23.059247946403922},{"$f":"10*LOG10(10^(0.1*BF18)+10^(0.1*SDFInfo!X21))","v":30.282830052642083},{"$f":"10*LOG10(10^(0.1*BG18)+10^(0.1*SDFInfo!Y21))","v":30.411359671369681},41.467408377186985,{"$f":"10*LOG10(10^(0.1*BH18)+10^(0.1*SDFInfo!Q21))","v":41.450829746297828},2700,{"$f":"'VRF-WAbstrOhneDS'!K18","v":60.413580246913583},{"$f":"'VRF-WAbstrOhneDS'!L18","v":53.75925925925926},{"$f":"'VRF-WAbstrOhneDS'!M18","v":49.604938271604937},{"$f":"'VRF-WAbstrOhneDS'!N18","v":44.907407407407405},{"$f":"'VRF-WAbstrOhneDS'!O18","v":44.851851851851855},{"$f":"'VRF-WAbstrOhneDS'!P18","v":44.648148148148145},{"$f":"'VRF-WAbstrOhneDS'!Q18","v":38.25925925925926},{"$f":"'VRF-WAbstrOhneDS'!R18","v":37.407407407407405},50.704142699715632,{"$f":"'VRF-WAbstrOhneDS'!S18","v":50.901234567901234},{"$f":"'VRF-WAbstrMitDS'!K18","v":53.413580246913583},{"$f":"'VRF-WAbstrMitDS'!L18","v":46.75925925925926},{"$f":"'VRF-WAbstrMitDS'!M18","v":42.604938271604937},{"$f":"'VRF-WAbstrMitDS'!N18","v":35.456790123456791},{"$f":"'VRF-WAbstrMitDS'!O18","v":32.802469135802468},{"$f":"'VRF-WAbstrMitDS'!P18","v":30.648148148148149},{"$f":"'VRF-WAbstrMitDS'!Q18","v":23.25925925925926},{"$f":"'VRF-WAbstrMitDS'!R18","v":18.456790123456791},39.842834644773284,{"$f":"'VRF-WAbstrMitDS'!S18","v":39.753086419753089},{"$f":"K18-SDFInfo!H21","v":55.413580246913583},{"$f":"L18-SDFInfo!I21","v":47.858024691358025},{"$f":"M18-SDFInfo!J21","v":46.154320987654323},{"$f":"N18-SDFInfo!K21","v":38.407407407407405},{"$f":"O18-SDFInfo!L21","v":21.753086419753089},{"$f":"P18-SDFInfo!M21","v":22.648148148148145},{"$f":"Q18-SDFInfo!N21","v":30.25925925925926},{"$f":"R18-SDFInfo!O21","v":30.407407407407405},41.405470879675072,39.413580246913583,38.858024691358025,43.154320987654323,45.407407407407405,43.753086419753089,43.648148148148145,37.25925925925926,33.407407407407405,49.156813076541759,49.124090702168623,37.413594638890558,34.858351023922381,35.155848450747008,28.425513837107871,11.914076796487713,12.059247946403922,19.282830052642083,19.411359671369681,30.354848008169416,30.338269377280259]
[75,"400x250",0.4,0.25,270,0.1,351,1000,2.7777777777777777,{"$f":"IF(SD=TRUE,IF(dp-SDFInfo!Z22<1,1,dp-SDFInfo!Z22),dp)","v":150},{"$f":"IF(AND($I19<=4,$J19<=200),$G216,IF(AND($I19<=4,$J19>200),$G217,IF(AND($I19>4,$J19<=200),$G219,$G220)))","v":55.018518518518519},{"$f":"IF(AND($I19<=4,$J19<=200),$M216,IF(AND($I19<=4,$J19>200),$M217,IF(AND($I19>4,$J19<=200),$M219,$M220)))","v":50.851851851851855},{"$f":"IF(AND($I19<=4,$J19<=200),$T216,IF(AND($I19<=4,$J19>200),$T217,IF(AND($I19>4,$J19<=200),$T219,$T220)))","v":54.074074074074076},{"$f":"IF(AND($I19<=4,$J19<=200),$Z216,IF(AND($I19<=4,$J19>200),$Z217,IF(AND($I19>4,$J19<=200),$Z219,$Z220)))","v":54.555555555555557},{"$f":"IF(AND($I19<=4,$J19<=200),$AG216,IF(AND($I19<=4,$J19>200),$AG217,IF(AND($I19>4,$J19<=200),$AG219,$AG220)))","v":54.981481481481481},{"$f":"IF(AND($I19<=4,$J19<=200),$AM216,IF(AND($I19<=4,$J19>200),$AM217,IF(AND($I19>4,$J19<=200),$AM219,$AM220)))","v":56.111111111111114},{"$f":"IF(AND($I19<=4,$J19<=200),$AT216,IF(AND($I19<=4,$J19>200),$AT217,IF(AND($I19>4,$J19<=200),$AT219,$AT220)))","v":46.944444444444443},{"$f":"IF(AND($I19<=4,$J19<=200),$BA216,IF(AND($I19<=4,$J19>200),$BA217,IF(AND($I19>4,$J19<=200),$BA219,$BA220)))","v":43.555555555555557},60.448676469019631,{"$f":"IF(AND($I19<=4,$J19<=200),$BG216,IF(AND($I19<=4,$J19>200),$BG217,IF(AND($I19>4,$J19<=200),$BG219,$BG220)))","v":60.796296296296298},{"$f":"10*LOG10(10^(0.1*AZ19)+10^(0.1*SDFInfo!R22))","v":53.018540192134587},{"$f":"10*LOG10(10^(0.1*BA19)+10^(0.1*SDFInfo!S22))","v":46.851941511007205},{"$f":"10*LOG10(10^(0.1*BB19)+10^(0.1*SDFInfo!T22))","v":46.074351039477968},{"$f":"10*LOG10(10^(0.1*BC19)+10^(0.1*SDFInfo!U22))","v":37.559482862488188},{"$f":"10*LOG10(10^(0.1*BD19)+10^(0.1*SDFInfo!V22))","v":22.200608639964571},{"$f":"10*LOG10(10^(0.1*BE19)+10^(0.1*SDFInfo!W22))","v":24.1655626611023},{"$f":"10*LOG10(10^(0.1*BF19)+10^(0.1*SDFInfo!X22))","v":28.950134516954819},{"$f":"10*LOG10(10^(0.1*BG19)+10^(0.1*SDFInfo!Y22))","v":29.560363819727865},40.859588890291683,{"$f":"10*LOG10(10^(0.1*BH19)+10^(0.1*SDFInfo!Q22))","v":41.209512033288206},3600,{"$f":"'VRF-WAbstrOhneDS'!K19","v":58.018518518518519},{"$f":"'VRF-WAbstrOhneDS'!L19","v":52.444444444444443},{"$f":"'VRF-WAbstrOhneDS'!M19","v":49.370370370370367},{"$f":"'VRF-WAbstrOhneDS'!N19","v":44.055555555555557},{"$f":"'VRF-WAbstrOhneDS'!O19","v":45.388888888888886},{"$f":"'VRF-WAbstrOhneDS'!P19","v":46.111111111111114},{"$f":"'VRF-WAbstrOhneDS'!Q19","v":36.944444444444443},{"$f":"'VRF-WAbstrOhneDS'!R19","v":36.555555555555557},51.076008374643713,{"$f":"'VRF-WAbstrOhneDS'!S19","v":51.592592592592595},{"$f":"'VRF-WAbstrMitDS'!K19","v":51.018518518518519},{"$f":"'VRF-WAbstrMitDS'!L19","v":45.444444444444443},{"$f":"'VRF-WAbstrMitDS'!M19","v":42.370370370370367},{"$f":"'VRF-WAbstrMitDS'!N19","v":34.75925925925926},{"$f":"'VRF-WAbstrMitDS'!O19","v":33.185185185185183},{"$f":"'VRF-WAbstrMitDS'!P19","v":32.111111111111114},{"$f":"'VRF-WAbstrMitDS'!Q19","v":21.944444444444443},{"$f":"'VRF-WAbstrMitDS'!R19","v":17.75925925925926},39.752751586256785,{"$f":"'VRF-WAbstrMitDS'!S19","v":39.981481481481481},{"$f":"K19-SDFInfo!H22","v":53.018518518518519},{"$f":"L19-SDFInfo!I22","v":46.851851851851855},{"$f":"M19-SDFInfo!J22","v":46.074074074074076},{"$f":"N19-SDFInfo!K22","v":37.555555555555557},{"$f":"O19-SDFInfo!L22","v":21.981481481481481},{"$f":"P19-SDFInfo!M22","v":24.111111111111114},{"$f":"Q19-SDFInfo!N22","v":28.944444444444443},{"$f":"R19-SDFInfo!O22","v":29.555555555555557},41.201013961198782,37.018518518518519,37.851851851851855,43.074074074074076,44.555555555555557,43.981481481481481,45.111111111111114,35.944444444444443,32.555555555555557,49.578571868923838,49.926191696200505,35.018540192134587,33.851941511007205,35.074351039477968,27.559482862488188,11.200608639964571,13.1655626611023,17.950134516954819,18.560363819727865,29.817679167342508,30.167602310339031]
[75,"500x250",0.5,0.25,270,0.125,405,1000,{"$f":"H20/(F20*3600)","v":2.2222222222222223},{"$f":"IF(SD=TRUE,IF(dp-SDFInfo!Z23<1,1,dp-SDFInfo!Z23),dp)","v":150},{"$f":"IF(AND($I20<=4,$J20<=200),$G226,IF(AND($I20<=4,$J20>200),$G227,IF(AND($I20>4,$J20<=200),$G229,$G230)))","v":53.981481481481481},{"$f":"IF(AND($I20<=4,$J20<=200),$M226,IF(AND($I20<=4,$J20>200),$M227,IF(AND($I20>4,$J20<=200),$M229,$M230)))","v":50.648148148148145},{"$f":"IF(AND($I20<=4,$J20<=200),$T226,IF(AND($I20<=4,$J20>200),$T227,IF(AND($I20>4,$J20<=200),$T229,$T230)))","v":54.425925925925924},{"$f":"IF(AND($I20<=4,$J20<=200),$Z226,IF(AND($I20<=4,$J20>200),$Z227,IF(AND($I20>4,$J20<=200),$Z229,$Z230)))","v":54.444444444444443},{"$f":"IF(AND($I20<=4,$J20<=200),$AG226,IF(AND($I20<=4,$J20>200),$AG227,IF(AND($I20>4,$J20<=200),$AG229,$AG230)))","v":55.518518518518519},{"$f":"IF(AND($I20<=4,$J20<=200),$AM226,IF(AND($I20<=4,$J20>200),$AM227,IF(AND($I20>4,$J20<=200),$AM229,$AM230)))","v":57.388888888888886},{"$f":"IF(AND($I20<=4,$J20<=200),$AT226,IF(AND($I20<=4,$J20>200),$AT227,IF(AND($I20>4,$J20<=200),$AT229,$AT230)))","v":46.555555555555557},{"$f":"IF(AND($I20<=4,$J20<=200),$BA226,IF(AND($I20<=4,$J20>200),$BA227,IF(AND($I20>4,$J20<=200),$BA229,$BA230)))","v":43.444444444444443},61.231679042567784,{"$f":"IF(AND($I20<=4,$J20<=200),$BG226,IF(AND($I20<=4,$J20>200),$BG227,IF(AND($I20>4,$J20<=200),$BG229,$BG230)))","v":61.703703703703702},{"$f":"10*LOG10(10^(0.1*AZ20)+10^(0.1*SDFInfo!R23))","v":51.981509000617024},{"$f":"10*LOG10(10^(0.1*BA20)+10^(0.1*SDFInfo!S23))","v":46.648242112862583},{"$f":"10*LOG10(10^(0.1*BB20)+10^(0.1*SDFInfo!T23))","v":46.426024823758503},{"$f":"10*LOG10(10^(0.1*BC20)+10^(0.1*SDFInfo!U23))","v":37.445500992922909},{"$f":"10*LOG10(10^(0.1*BD20)+10^(0.1*SDFInfo!V23))","v":22.570272596557039},{"$f":"10*LOG10(10^(0.1*BE20)+10^(0.1*SDFInfo!W23))","v":25.401428045127595},{"$f":"10*LOG10(10^(0.1*BF20)+10^(0.1*SDFInfo!X23))","v":28.561607934359557},{"$f":"10*LOG10(10^(0.1*BG20)+10^(0.1*SDFInfo!Y23))","v":29.449377240994981},40.954717860968685,{"$f":"10*LOG10(10^(0.1*BH20)+10^(0.1*SDFInfo!Q23))","v":41.426661321036711},4500,{"$f":"'VRF-WAbstrOhneDS'!K20","v":56.981481481481481},{"$f":"'VRF-WAbstrOhneDS'!L20","v":52.055555555555557},{"$f":"'VRF-WAbstrOhneDS'!M20","v":49.629629629629633},{"$f":"'VRF-WAbstrOhneDS'!N20","v":43.944444444444443},{"$f":"'VRF-WAbstrOhneDS'!O20","v":46.111111111111114},{"$f":"'VRF-WAbstrOhneDS'!P20","v":47.388888888888886},{"$f":"'VRF-WAbstrOhneDS'!Q20","v":36.555555555555557},{"$f":"'VRF-WAbstrOhneDS'!R20","v":36.444444444444443},51.815661730849612,{"$f":"'VRF-WAbstrOhneDS'!S20","v":52.407407407407405},{"$f":"'VRF-WAbstrMitDS'!K20","v":49.981481481481481},{"$f":"'VRF-WAbstrMitDS'!L20","v":45.055555555555557},{"$f":"'VRF-WAbstrMitDS'!M20","v":42.629629629629633},{"$f":"'VRF-WAbstrMitDS'!N20","v":34.74074074074074},{"$f":"'VRF-WAbstrMitDS'!O20","v":33.814814814814817},{"$f":"'VRF-WAbstrMitDS'!P20","v":33.388888888888886},{"$f":"'VRF-WAbstrMitDS'!Q20","v":21.555555555555557},{"$f":"'VRF-WAbstrMitDS'!R20","v":17.74074074074074},40.207748935838012,{"$f":"'VRF-WAbstrMitDS'!S20","v":40.518518518518519},{"$f":"K20-SDFInfo!H23","v":51.981481481481481},{"$f":"L20-SDFInfo!I23","v":46.648148148148145},{"$f":"M20-SDFInfo!J23","v":46.425925925925924},{"$f":"N20-SDFInfo!K23","v":37.444444444444443},{"$f":"O20-SDFInfo!L23","v":22.518518518518519},{"$f":"P20-SDFInfo!M23","v":25.388888888888886},{"$f":"Q20-SDFInfo!N23","v":28.555555555555557},{"$f":"R20-SDFInfo!O23","v":29.444444444444443},41.424543806301273,35.981481481481481,37.648148148148145,43.425925925925924,44.444444444444443,44.518518518518519,46.388888888888886,35.555555555555557,32.444444444444443,50.338134120069512,50.810158781205431,33.981509000617024,33.648242112862583,35.426024823758503,27.445500992922909,11.570272596557039,14.401428045127595,17.561607934359557,18.449377240994981,29.943017260828757,30.414960720896783]
[75,"600x250",0.6,0.25,270,0.15,459,1000,1.8518518518518519,{"$f":"IF(SD=TRUE,IF(dp-SDFInfo!Z24<1,1,dp-SDFInfo!Z24),dp)","v":150},{"$f":"IF(AND($I21<=4,$J21<=200),$G236,IF(AND($I21<=4,$J21>200),$G237,IF(AND($I21>4,$J21<=200),$G239,$G240)))","v":53.623456790123456},{"$f":"IF(AND($I21<=4,$J21<=200),$M236,IF(AND($I21<=4,$J21>200),$M237,IF(AND($I21>4,$J21<=200),$M239,$M240)))","v":50.845679012345677},{"$f":"IF(AND($I21<=4,$J21<=200),$T236,IF(AND($I21<=4,$J21>200),$T237,IF(AND($I21>4,$J21<=200),$T239,$T240)))","v":54.993827160493829},{"$f":"IF(AND($I21<=4,$J21<=200),$Z236,IF(AND($I21<=4,$J21>200),$Z237,IF(AND($I21>4,$J21<=200),$Z239,$Z240)))","v":54.703703703703702},{"$f":"IF(AND($I21<=4,$J21<=200),$AG236,IF(AND($I21<=4,$J21>200),$AG237,IF(AND($I21>4,$J21<=200),$AG239,$AG240)))","v":56.209876543209873},{"$f":"IF(AND($I21<=4,$J21<=200),$AM236,IF(AND($I21<=4,$J21>200),$AM237,IF(AND($I21>4,$J21<=200),$AM239,$AM240)))","v":58.574074074074076},{"$f":"IF(AND($I21<=4,$J21<=200),$AT236,IF(AND($I21<=4,$J21>200),$AT237,IF(AND($I21>4,$J21<=200),$AT239,$AT240)))","v":46.629629629629626},{"$f":"IF(AND($I21<=4,$J21<=200),$BA236,IF(AND($I21<=4,$J21>200),$BA237,IF(AND($I21>4,$J21<=200),$BA239,$BA240)))","v":43.703703703703702},62.126606255382121,{"$f":"IF(AND($I21<=4,$J21<=200),$BG236,IF(AND($I21<=4,$J21>200),$BG237,IF(AND($I21>4,$J21<=200),$BG239,$BG240)))","v":62.641975308641975},{"$f":"10*LOG10(10^(0.1*AZ21)+10^(0.1*SDFInfo!R24))","v":51.623486674014075},{"$f":"10*LOG10(10^(0.1*BA21)+10^(0.1*SDFInfo!S24))","v":46.845768799027255},{"$f":"10*LOG10(10^(0.1*BB21)+10^(0.1*SDFInfo!T24))","v":46.993913936020149},{"$f":"10*LOG10(10^(0.1*BC21)+10^(0.1*SDFInfo!U24))","v":37.704440550327746},{"$f":"10*LOG10(10^(0.1*BD21)+10^(0.1*SDFInfo!V24))","v":23.23056660288572},{"$f":"10*LOG10(10^(0.1*BE21)+10^(0.1*SDFInfo!W24))","v":26.583621788720052},{"$f":"10*LOG10(10^(0.1*BF21)+10^(0.1*SDFInfo!X24))","v":28.635579723395146},{"$f":"10*LOG10(10^(0.1*BG21)+10^(0.1*SDFInfo!Y24))","v":29.708350798860511},41.374139253885367,{"$f":"10*LOG10(10^(0.1*BH21)+10^(0.1*SDFInfo!Q24))","v":41.88856395883753},5400,{"$f":"'VRF-WAbstrOhneDS'!K21","v":56.623456790123456},{"$f":"'VRF-WAbstrOhneDS'!L21","v":52.129629629629626},{"$f":"'VRF-WAbstrOhneDS'!M21","v":50.135802469135804},{"$f":"'VRF-WAbstrOhneDS'!N21","v":44.203703703703702},{"$f":"'VRF-WAbstrOhneDS'!O21","v":46.925925925925924},{"$f":"'VRF-WAbstrOhneDS'!P21","v":48.574074074074076},{"$f":"'VRF-WAbstrOhneDS'!Q21","v":36.629629629629626},{"$f":"'VRF-WAbstrOhneDS'!R21","v":36.703703703703702},52.68537507223116,{"$f":"'VRF-WAbstrOhneDS'!S21","v":53.283950617283949},{"$f":"'VRF-WAbstrMitDS'!K21","v":49.623456790123456},{"$f":"'VRF-WAbstrMitDS'!L21","v":45.129629629629626},{"$f":"'VRF-WAbstrMitDS'!M21","v":43.135802469135804},{"$f":"'VRF-WAbstrMitDS'!N21","v":35.061728395061728},{"$f":"'VRF-WAbstrMitDS'!O21","v":34.567901234567898},{"$f":"'VRF-WAbstrMitDS'!P21","v":34.574074074074076},{"$f":"'VRF-WAbstrMitDS'!Q21","v":21.62962962962963},{"$f":"'VRF-WAbstrMitDS'!R21","v":18.061728395061728},40.889019915400922,{"$f":"'VRF-WAbstrMitDS'!S21","v":41.209876543209873},{"$f":"K21-SDFInfo!H24","v":51.623456790123456},{"$f":"L21-SDFInfo!I24","v":46.845679012345677},{"$f":"M21-SDFInfo!J24","v":46.993827160493829},{"$f":"N21-SDFInfo!K24","v":37.703703703703702},{"$f":"O21-SDFInfo!L24","v":23.209876543209873},{"$f":"P21-SDFInfo!M24","v":26.574074074074076},{"$f":"Q21-SDFInfo!N24","v":28.629629629629626},{"$f":"R21-SDFInfo!O24","v":29.703703703703702},41.887926466889191,35.623456790123456,37.845679012345677,43.993827160493829,44.703703703703702,45.209876543209873,47.574074074074076,35.629629629629626,32.703703703703702,51.218935996511973,51.734305049771827,33.623486674014075,33.845768799027255,35.993913936020149,27.704440550327746,12.23056660288572,15.583621788720052,17.635579723395146,18.708350798860511,30.378333276666105,30.892757981618267]
[75,"800x250",0.8,0.25,270,0.2,567,1000,1.3888888888888888,{"$f":"IF(SD=TRUE,IF(dp-SDFInfo!Z25<1,1,dp-SDFInfo!Z25),dp)","v":150},{"$f":"IF(AND($I22<=4,$J22<=200),$G246,IF(AND($I22<=4,$J22>200),$G247,IF(AND($I22>4,$J22<=200),$G249,$G250)))","v":52.925925925925924},{"$f":"IF(AND($I22<=4,$J22<=200),$M246,IF(AND($I22<=4,$J22>200),$M247,IF(AND($I22>4,$J22<=200),$M249,$M250)))","v":50.842592592592595},{"$f":"IF(AND($I22<=4,$J22<=200),$T246,IF(AND($I22<=4,$J22>200),$T247,IF(AND($I22>4,$J22<=200),$T249,$T250)))","v":55.453703703703702},{"$f":"IF(AND($I22<=4,$J22<=200),$Z246,IF(AND($I22<=4,$J22>200),$Z247,IF(AND($I22>4,$J22<=200),$Z249,$Z250)))","v":54.777777777777779},{"$f":"IF(AND($I22<=4,$J22<=200),$AG246,IF(AND($I22<=4,$J22>200),$AG247,IF(AND($I22>4,$J22<=200),$AG249,$AG250)))","v":56.824074074074076},{"$f":"IF(AND($I22<=4,$J22<=200),$AM246,IF(AND($I22<=4,$J22>200),$AM247,IF(AND($I22>4,$J22<=200),$AM249,$AM250)))","v":59.805555555555557},{"$f":"IF(AND($I22<=4,$J22<=200),$AT246,IF(AND($I22<=4,$J22>200),$AT247,IF(AND($I22>4,$J22<=200),$AT249,$AT250)))","v":46.472222222222221},{"$f":"IF(AND($I22<=4,$J22<=200),$BA246,IF(AND($I22<=4,$J22>200),$BA247,IF(AND($I22>4,$J22<=200),$BA249,$BA250)))","v":43.777777777777779},63.036160129388684,{"$f":"IF(AND($I22<=4,$J22<=200),$BG246,IF(AND($I22<=4,$J22>200),$BG247,IF(AND($I22>4,$J22<=200),$BG249,$BG250)))","v":63.564814814814817},{"$f":"10*LOG10(10^(0.1*AZ22)+10^(0.1*SDFInfo!R25))","v":50.925961016458878},{"$f":"10*LOG10(10^(0.1*BA22)+10^(0.1*SDFInfo!S25))","v":46.842682443105275},{"$f":"10*LOG10(10^(0.1*BB22)+10^(0.1*SDFInfo!T25))","v":47.453781760376998},{"$f":"10*LOG10(10^(0.1*BC22)+10^(0.1*SDFInfo!U25))","v":37.778502164220555},{"$f":"10*LOG10(10^(0.1*BD22)+10^(0.1*SDFInfo!V25))","v":23.842041184568963},{"$f":"10*LOG10(10^(0.1*BE22)+10^(0.1*SDFInfo!W25))","v":27.81274787701788},{"$f":"10*LOG10(10^(0.1*BF22)+10^(0.1*SDFInfo!X25))","v":28.478391773454707},{"$f":"10*LOG10(10^(0.1*BG22)+10^(0.1*SDFInfo!Y25))","v":29.782346324661827},41.672432551282768,{"$f":"10*LOG10(10^(0.1*BH22)+10^(0.1*SDFInfo!Q25))","v":42.199872118977069},7200,{"$f":"'VRF-WAbstrOhneDS'!K22","v":55.925925925925924},{"$f":"'VRF-WAbstrOhneDS'!L22","v":51.972222222222221},{"$f":"'VRF-WAbstrOhneDS'!M22","v":50.518518518518519},{"$f":"'VRF-WAbstrOhneDS'!N22","v":44.277777777777779},{"$f":"'VRF-WAbstrOhneDS'!O22","v":47.694444444444443},{"$f":"'VRF-WAbstrOhneDS'!P22","v":49.805555555555557},{"$f":"'VRF-WAbstrOhneDS'!Q22","v":36.472222222222221},{"$f":"'VRF-WAbstrOhneDS'!R22","v":36.777777777777779},53.566420621787209,{"$f":"'VRF-WAbstrOhneDS'!S22","v":54.129629629629626},{"$f":"'VRF-WAbstrMitDS'!K22","v":48.925925925925924},{"$f":"'VRF-WAbstrMitDS'!L22","v":44.972222222222221},{"$f":"'VRF-WAbstrMitDS'!M22","v":43.518518518518519},{"$f":"'VRF-WAbstrMitDS'!N22","v":35.212962962962962},{"$f":"'VRF-WAbstrMitDS'!O22","v":35.25925925925926},{"$f":"'VRF-WAbstrMitDS'!P22","v":35.805555555555557},{"$f":"'VRF-WAbstrMitDS'!Q22","v":21.472222222222221},{"$f":"'VRF-WAbstrMitDS'!R22","v":18.212962962962962},41.539665564863014,{"$f":"'VRF-WAbstrMitDS'!S22","v":41.824074074074076},{"$f":"K22-SDFInfo!H25","v":50.925925925925924},{"$f":"L22-SDFInfo!I25","v":46.842592592592595},{"$f":"M22-SDFInfo!J25","v":47.453703703703702},{"$f":"N22-SDFInfo!K25","v":37.777777777777779},{"$f":"O22-SDFInfo!L25","v":23.824074074074076},{"$f":"P22-SDFInfo!M25","v":27.805555555555557},{"$f":"Q22-SDFInfo!N25","v":28.472222222222221},{"$f":"R22-SDFInfo!O25","v":29.777777777777779},42.199610415083193,34.925925925925924,37.842592592592595,44.453703703703702,44.777777777777779,45.824074074074076,48.805555555555557,35.472222222222221,32.777777777777779,52.112670011059919,52.641324696486052,32.925961016458878,33.842682443105275,36.453781760376998,27.778502164220555,12.842041184568963,16.81274787701788,17.478391773454707,18.782346324661827,30.692343904222451,31.219783471916752]
[75,"1000x250",{"$f":"(MID(B23,1,4)/1000)-0","v":1},{"$f":"(MID(B23,6,3)/1000)-0","v":0.25},270,0.25,675,1000,1.1111111111111112,{"$f":"IF(SD=TRUE,IF(dp-SDFInfo!Z26<1,1,dp-SDFInfo!Z26),dp)","v":150},{"$f":"IF(AND($I23<=4,$J23<=200),$G256,IF(AND($I23<=4,$J23>200),$G257,IF(AND($I23>4,$J23<=200),$G259,$G260)))","v":52.907407407407405},{"$f":"IF(AND($I23<=4,$J23<=200),$M256,IF(AND($I23<=4,$J23>200),$M257,IF(AND($I23>4,$J23<=200),$M259,$M260)))","v":51.24074074074074},{"$f":"IF(AND($I23<=4,$J23<=200),$T256,IF(AND($I23<=4,$J23>200),$T257,IF(AND($I23>4,$J23<=200),$T259,$T260)))","v":56.129629629629626},{"$f":"IF(AND($I23<=4,$J23<=200),$Z256,IF(AND($I23<=4,$J23>200),$Z257,IF(AND($I23>4,$J23<=200),$Z259,$Z260)))","v":55.222222222222221},{"$f":"IF(AND($I23<=4,$J23<=200),$AG256,IF(AND($I23<=4,$J23>200),$AG257,IF(AND($I23>4,$J23<=200),$AG259,$AG260)))","v":57.592592592592595},{"$f":"IF(AND($I23<=4,$J23<=200),$AM256,IF(AND($I23<=4,$J23>200),$AM257,IF(AND($I23>4,$J23<=200),$AM259,$AM260)))","v":60.944444444444443},{"$f":"IF(AND($I23<=4,$J23<=200),$AT256,IF(AND($I23<=4,$J23>200),$AT257,IF(AND($I23>4,$J23<=200),$AT259,$AT260)))","v":46.777777777777779},{"$f":"IF(AND($I23<=4,$J23<=200),$BA256,IF(AND($I23<=4,$J23>200),$BA257,IF(AND($I23>4,$J23<=200),$BA259,$BA260)))","v":44.222222222222221},64.002060929123843,{"$f":"IF(AND($I23<=4,$J23<=200),$BG256,IF(AND($I23<=4,$J23>200),$BG257,IF(AND($I23>4,$J23<=200),$BG259,$BG260)))","v":64.518518518518519},{"$f":"10*LOG10(10^(0.1*AZ23)+10^(0.1*SDFInfo!R26))","v":50.907442647886867},{"$f":"10*LOG10(10^(0.1*BA23)+10^(0.1*SDFInfo!S26))","v":47.240822720405539},{"$f":"10*LOG10(10^(0.1*BB23)+10^(0.1*SDFInfo!T26))","v":48.129696436020176},{"$f":"10*LOG10(10^(0.1*BC23)+10^(0.1*SDFInfo!U26))","v":38.222876149407405},{"$f":"10*LOG10(10^(0.1*BD23)+10^(0.1*SDFInfo!V26))","v":24.607650753253196},{"$f":"10*LOG10(10^(0.1*BE23)+10^(0.1*SDFInfo!W26))","v":28.94997874985755},{"$f":"10*LOG10(10^(0.1*BF23)+10^(0.1*SDFInfo!X26))","v":28.783528454682646},{"$f":"10*LOG10(10^(0.1*BG23)+10^(0.1*SDFInfo!Y26))","v":30.226346575468988},42.263907010013959,{"$f":"10*LOG10(10^(0.1*BH23)+10^(0.1*SDFInfo!Q26))","v":42.779304857651923},9000,{"$f":"'VRF-WAbstrOhneDS'!K23","v":55.907407407407405},{"$f":"'VRF-WAbstrOhneDS'!L23","v":52.277777777777779},{"$f":"'VRF-WAbstrOhneDS'!M23","v":51.148148148148145},{"$f":"'VRF-WAbstrOhneDS'!N23","v":44.722222222222221},{"$f":"'VRF-WAbstrOhneDS'!O23","v":48.555555555555557},{"$f":"'VRF-WAbstrOhneDS'!P23","v":50.944444444444443},{"$f":"'VRF-WAbstrOhneDS'!Q23","v":36.777777777777779},{"$f":"'VRF-WAbstrOhneDS'!R23","v":37.222222222222221},54.516420693589609,{"$f":"'VRF-WAbstrOhneDS'!S23","v":55.037037037037038},{"$f":"'VRF-WAbstrMitDS'!K23","v":48.907407407407405},{"$f":"'VRF-WAbstrMitDS'!L23","v":45.277777777777779},{"$f":"'VRF-WAbstrMitDS'!M23","v":44.148148148148145},{"$f":"'VRF-WAbstrMitDS'!N23","v":35.703703703703702},{"$f":"'VRF-WAbstrMitDS'!O23","v":36.074074074074076},{"$f":"'VRF-WAbstrMitDS'!P23","v":36.944444444444443},{"$f":"'VRF-WAbstrMitDS'!Q23","v":21.777777777777779},{"$f":"'VRF-WAbstrMitDS'!R23","v":18.703703703703702},42.355589874477715,{"$f":"'VRF-WAbstrMitDS'!S23","v":42.592592592592595},{"$f":"K23-SDFInfo!H26","v":50.907407407407405},{"$f":"L23-SDFInfo!I26","v":47.24074074074074},{"$f":"M23-SDFInfo!J26","v":48.129629629629626},{"$f":"N23-SDFInfo!K26","v":38.222222222222221},{"$f":"O23-SDFInfo!L26","v":24.592592592592595},{"$f":"P23-SDFInfo!M26","v":28.944444444444443},{"$f":"Q23-SDFInfo!N26","v":28.777777777777779},{"$f":"R23-SDFInfo!O26","v":30.222222222222221},42.779075841941278,34.907407407407405,38.24074074074074,45.129629629629626,45.222222222222221,46.592592592592595,49.944444444444443,35.777777777777779,33.222222222222221,53.070075445878793,53.586533035273469,32.907442647886867,34.240822720405539,37.129696436020176,28.222876149407405,13.607650753253196,17.94997874985755,17.783528454682646,19.226346575468988,31.291300584117781,31.806698431755745]
[75,"300x300",{"$f":"(MID(B24,1,3)/1000)-0","v":0.3},{"$f":"(MID(B24,5,3)/1000)-0","v":0.3},320,0.09,384,1000,3.0864197530864197,{"$f":"IF(SD=TRUE,IF(dp-SDFInfo!Z27<1,1,dp-SDFInfo!Z27),dp)","v":150},{"$f":"IF(AND($I24<=4,$J24<=200),$G266,IF(AND($I24<=4,$J24>200),$G267,IF(AND($I24>4,$J24<=200),$G269,$G270)))","v":55.60699588477366},{"$f":"IF(AND($I24<=4,$J24<=200),$M266,IF(AND($I24<=4,$J24>200),$M267,IF(AND($I24>4,$J24<=200),$M269,$M270)))","v":51.368312757201643},{"$f":"IF(AND($I24<=4,$J24<=200),$T266,IF(AND($I24<=4,$J24>200),$T267,IF(AND($I24>4,$J24<=200),$T269,$T270)))","v":55.129629629629626},{"$f":"IF(AND($I24<=4,$J24<=200),$Z266,IF(AND($I24<=4,$J24>200),$Z267,IF(AND($I24>4,$J24<=200),$Z269,$Z270)))","v":55.672839506172842},{"$f":"IF(AND($I24<=4,$J24<=200),$AG266,IF(AND($I24<=4,$J24>200),$AG267,IF(AND($I24>4,$J24<=200),$AG269,$AG270)))","v":55.695473251028808},{"$f":"IF(AND($I24<=4,$J24<=200),$AM266,IF(AND($I24<=4,$J24>200),$AM267,IF(AND($I24>4,$J24<=200),$AM269,$AM270)))","v":55.304526748971192},{"$f":"IF(AND($I24<=4,$J24<=200),$AT266,IF(AND($I24<=4,$J24>200),$AT267,IF(AND($I24>4,$J24<=200),$AT269,$AT270)))","v":46.520576131687243},{"$f":"IF(AND($I24<=4,$J24<=200),$BA266,IF(AND($I24<=4,$J24>200),$BA267,IF(AND($I24>4,$J24<=200),$BA269,$BA270)))","v":43.868312757201643},60.490801456225313,{"$f":"IF(AND($I24<=4,$J24<=200),$BG266,IF(AND($I24<=4,$J24>200),$BG267,IF(AND($I24>4,$J24<=200),$BG269,$BG270)))","v":60.695473251028808},{"$f":"10*LOG10(10^(0.1*AZ24)+10^(0.1*SDFInfo!R27))","v":53.607014811860587},{"$f":"10*LOG10(10^(0.1*BA24)+10^(0.1*SDFInfo!S27))","v":47.368435093216974},{"$f":"10*LOG10(10^(0.1*BB24)+10^(0.1*SDFInfo!T27))","v":47.130038333099613},{"$f":"10*LOG10(10^(0.1*BC24)+10^(0.1*SDFInfo!U27))","v":38.678551952322174},{"$f":"10*LOG10(10^(0.1*BD24)+10^(0.1*SDFInfo!V27))","v":23.040214552197391},{"$f":"10*LOG10(10^(0.1*BE24)+10^(0.1*SDFInfo!W27))","v":23.426933212305833},{"$f":"10*LOG10(10^(0.1*BF24)+10^(0.1*SDFInfo!X27))","v":28.532372387005076},{"$f":"10*LOG10(10^(0.1*BG24)+10^(0.1*SDFInfo!Y27))","v":29.872787100463974},41.670870908290112,{"$f":"10*LOG10(10^(0.1*BH24)+10^(0.1*SDFInfo!Q27))","v":41.879786320374343},3240,{"$f":"'VRF-WAbstrOhneDS'!K24","v":57.60699588477366},{"$f":"'VRF-WAbstrOhneDS'!L24","v":52.716049382716051},{"$f":"'VRF-WAbstrOhneDS'!M24","v":49.281893004115226},{"$f":"'VRF-WAbstrOhneDS'!N24","v":45.020576131687243},{"$f":"'VRF-WAbstrOhneDS'!O24","v":46.043209876543209},{"$f":"'VRF-WAbstrOhneDS'!P24","v":44.652263374485599},{"$f":"'VRF-WAbstrOhneDS'!Q24","v":36.520576131687243},{"$f":"'VRF-WAbstrOhneDS'!R24","v":37.216049382716051},50.838787727911019,{"$f":"'VRF-WAbstrOhneDS'!S24","v":51.543209876543209},{"$f":"'VRF-WAbstrMitDS'!K24","v":50.454732510288068},{"$f":"'VRF-WAbstrMitDS'!L24","v":45.368312757201643},{"$f":"'VRF-WAbstrMitDS'!M24","v":42.281893004115226},{"$f":"'VRF-WAbstrMitDS'!N24","v":36.020576131687243},{"$f":"'VRF-WAbstrMitDS'!O24","v":34.043209876543209},{"$f":"'VRF-WAbstrMitDS'!P24","v":31.304526748971192},{"$f":"'VRF-WAbstrMitDS'!Q24","v":21.520576131687243},{"$f":"'VRF-WAbstrMitDS'!R24","v":18.716049382716051},39.962429943331514,{"$f":"'VRF-WAbstrMitDS'!S24","v":40.238683127572017},{"$f":"K24-SDFInfo!H27","v":53.60699588477366},{"$f":"L24-SDFInfo!I27","v":47.368312757201643},{"$f":"M24-SDFInfo!J27","v":47.129629629629626},{"$f":"N24-SDFInfo!K27","v":38.672839506172842},{"$f":"O24-SDFInfo!L27","v":22.695473251028808},{"$f":"P24-SDFInfo!M27","v":23.304526748971192},{"$f":"Q24-SDFInfo!N27","v":28.520576131687243},{"$f":"R24-SDFInfo!O27","v":29.868312757201643},41.866074392908523,37.60699588477366,38.368312757201643,44.129629629629626,45.672839506172842,44.695473251028808,44.304526748971192,35.520576131687243,32.868312757201643,49.657521673854752,49.862193468658248,35.607014811860587,34.368435093216974,36.130038333099613,28.678551952322174,12.040214552197391,12.426933212305833,17.532372387005076,18.872787100463974,30.664763238303472,30.873678650387703]
[75,"400x300",{"$f":"(MID(B25,1,3)/1000)-0","v":0.4},{"$f":"(MID(B25,5,3)/1000)-0","v":0.3},320,0.12,448,1000,2.3148148148148149,{"$f":"IF(SD=TRUE,IF(dp-SDFInfo!Z28<1,1,dp-SDFInfo!Z28),dp)","v":150},{"$f":"IF(AND($I25<=4,$J25<=200),$G276,IF(AND($I25<=4,$J25>200),$G277,IF(AND($I25>4,$J25<=200),$G279,$G280)))","v":54.163580246913583},{"$f":"IF(AND($I25<=4,$J25<=200),$M276,IF(AND($I25<=4,$J25>200),$M277,IF(AND($I25>4,$J25<=200),$M279,$M280)))","v":50.567901234567898},{"$f":"IF(AND($I25<=4,$J25<=200),$T276,IF(AND($I25<=4,$J25>200),$T277,IF(AND($I25>4,$J25<=200),$T279,$T280)))","v":54.972222222222221},{"$f":"IF(AND($I25<=4,$J25<=200),$Z276,IF(AND($I25<=4,$J25>200),$Z277,IF(AND($I25>4,$J25<=200),$Z279,$Z280)))","v":55.129629629629633},{"$f":"IF(AND($I25<=4,$J25<=200),$AG276,IF(AND($I25<=4,$J25>200),$AG277,IF(AND($I25>4,$J25<=200),$AG279,$AG280)))","v":56.438271604938272},{"$f":"IF(AND($I25<=4,$J25<=200),$AM276,IF(AND($I25<=4,$J25>200),$AM277,IF(AND($I25>4,$J25<=200),$AM279,$AM280)))","v":56.561728395061728},{"$f":"IF(AND($I25<=4,$J25<=200),$AT276,IF(AND($I25<=4,$J25>200),$AT277,IF(AND($I25>4,$J25<=200),$AT279,$AT280)))","v":45.848765432098766},{"$f":"IF(AND($I25<=4,$J25<=200),$BA276,IF(AND($I25<=4,$J25>200),$BA277,IF(AND($I25>4,$J25<=200),$BA279,$BA280)))","v":43.067901234567898},61.154529892923826,{"$f":"IF(AND($I25<=4,$J25<=200),$BG276,IF(AND($I25<=4,$J25>200),$BG277,IF(AND($I25>4,$J25<=200),$BG279,$BG280)))","v":61.438271604938272},{"$f":"10*LOG10(10^(0.1*AZ25)+10^(0.1*SDFInfo!R28))","v":52.163606636037187},{"$f":"10*LOG10(10^(0.1*BA25)+10^(0.1*SDFInfo!S28))","v":46.567996951639245},{"$f":"10*LOG10(10^(0.1*BB25)+10^(0.1*SDFInfo!T28))","v":46.972309430503756},{"$f":"10*LOG10(10^(0.1*BC25)+10^(0.1*SDFInfo!U28))","v":38.13078238910694},{"$f":"10*LOG10(10^(0.1*BD25)+10^(0.1*SDFInfo!V28))","v":23.49175943835073},{"$f":"10*LOG10(10^(0.1*BE25)+10^(0.1*SDFInfo!W28))","v":24.578238912214935},{"$f":"10*LOG10(10^(0.1*BF25)+10^(0.1*SDFInfo!X28))","v":27.855886607134408},{"$f":"10*LOG10(10^(0.1*BG25)+10^(0.1*SDFInfo!Y28))","v":29.073280527509716},41.30089472982565,{"$f":"10*LOG10(10^(0.1*BH25)+10^(0.1*SDFInfo!Q28))","v":41.584927893307352},4320,{"$f":"'VRF-WAbstrOhneDS'!K25","v":56.163580246913583},{"$f":"'VRF-WAbstrOhneDS'!L25","v":51.787037037037038},{"$f":"'VRF-WAbstrOhneDS'!M25","v":49.253086419753089},{"$f":"'VRF-WAbstrOhneDS'!N25","v":44.348765432098766},{"$f":"'VRF-WAbstrOhneDS'!O25","v":46.657407407407405},{"$f":"'VRF-WAbstrOhneDS'!P25","v":45.780864197530867},{"$f":"'VRF-WAbstrOhneDS'!Q25","v":35.848765432098766},{"$f":"'VRF-WAbstrOhneDS'!R25","v":36.287037037037038},51.261438673231837,{"$f":"'VRF-WAbstrOhneDS'!S25","v":52.157407407407405},{"$f":"'VRF-WAbstrMitDS'!K25","v":48.882716049382715},{"$f":"'VRF-WAbstrMitDS'!L25","v":44.567901234567898},{"$f":"'VRF-WAbstrMitDS'!M25","v":42.253086419753089},{"$f":"'VRF-WAbstrMitDS'!N25","v":35.348765432098766},{"$f":"'VRF-WAbstrMitDS'!O25","v":34.657407407407405},{"$f":"'VRF-WAbstrMitDS'!P25","v":32.561728395061728},{"$f":"'VRF-WAbstrMitDS'!Q25","v":20.848765432098766},{"$f":"'VRF-WAbstrMitDS'!R25","v":17.787037037037038},40.1482537840511,{"$f":"'VRF-WAbstrMitDS'!S25","v":40.595679012345677},{"$f":"K25-SDFInfo!H28","v":52.163580246913583},{"$f":"L25-SDFInfo!I28","v":46.567901234567898},{"$f":"M25-SDFInfo!J28","v":46.972222222222221},{"$f":"N25-SDFInfo!K28","v":38.129629629629633},{"$f":"O25-SDFInfo!L28","v":23.438271604938272},{"$f":"P25-SDFInfo!M28","v":24.561728395061728},{"$f":"Q25-SDFInfo!N28","v":27.848765432098766},{"$f":"R25-SDFInfo!O28","v":29.067901234567898},41.582319356707501,36.163580246913583,37.567901234567898,43.972222222222221,45.129629629629633,45.438271604938272,45.561728395061728,34.848765432098766,32.067901234567898,50.281959019245129,50.565700731259575,34.163606636037187,33.567996951639245,35.972309430503756,28.13078238910694,12.49175943835073,13.578238912214935,16.855886607134408,18.073280527509716,30.32618512688202,30.610218290363722]
[75,"500x300",{"$f":"(MID(B26,1,3)/1000)-0","v":0.5},{"$f":"(MID(B26,5,3)/1000)-0","v":0.3},320,0.15,512,1000,1.8518518518518519,{"$f":"IF(SD=TRUE,IF(dp-SDFInfo!Z29<1,1,dp-SDFInfo!Z29),dp)","v":150},{"$f":"IF(AND($I26<=4,$J26<=200),$G286,IF(AND($I26<=4,$J26>200),$G287,IF(AND($I26>4,$J26<=200),$G289,$G290)))","v":53.697530864197532},{"$f":"IF(AND($I26<=4,$J26<=200),$M286,IF(AND($I26<=4,$J26>200),$M287,IF(AND($I26>4,$J26<=200),$M289,$M290)))","v":50.487654320987652},{"$f":"IF(AND($I26<=4,$J26<=200),$T286,IF(AND($I26<=4,$J26>200),$T287,IF(AND($I26>4,$J26<=200),$T289,$T290)))","v":55.277777777777779},{"$f":"IF(AND($I26<=4,$J26<=200),$Z286,IF(AND($I26<=4,$J26>200),$Z287,IF(AND($I26>4,$J26<=200),$Z289,$Z290)))","v":55.203703703703702},{"$f":"IF(AND($I26<=4,$J26<=200),$AG286,IF(AND($I26<=4,$J26>200),$AG287,IF(AND($I26>4,$J26<=200),$AG289,$AG290)))","v":57.283950617283949},{"$f":"IF(AND($I26<=4,$J26<=200),$AM286,IF(AND($I26<=4,$J26>200),$AM287,IF(AND($I26>4,$J26<=200),$AM289,$AM290)))","v":57.716049382716051},{"$f":"IF(AND($I26<=4,$J26<=200),$AT286,IF(AND($I26<=4,$J26>200),$AT287,IF(AND($I26>4,$J26<=200),$AT289,$AT290)))","v":45.845679012345677},{"$f":"IF(AND($I26<=4,$J26<=200),$BA286,IF(AND($I26<=4,$J26>200),$BA287,IF(AND($I26>4,$J26<=200),$BA289,$BA290)))","v":42.987654320987652},62.004271981062729,{"$f":"IF(AND($I26<=4,$J26<=200),$BG286,IF(AND($I26<=4,$J26>200),$BG287,IF(AND($I26>4,$J26<=200),$BG289,$BG290)))","v":62.283950617283949},{"$f":"10*LOG10(10^(0.1*AZ26)+10^(0.1*SDFInfo!R29))","v":51.697560242706871},{"$f":"10*LOG10(10^(0.1*BA26)+10^(0.1*SDFInfo!S29))","v":46.487751823095394},{"$f":"10*LOG10(10^(0.1*BB26)+10^(0.1*SDFInfo!T29))","v":47.277859061291565},{"$f":"10*LOG10(10^(0.1*BC26)+10^(0.1*SDFInfo!U29))","v":38.204360425006875},{"$f":"10*LOG10(10^(0.1*BD26)+10^(0.1*SDFInfo!V29))","v":24.300115804528801},{"$f":"10*LOG10(10^(0.1*BE26)+10^(0.1*SDFInfo!W29))","v":25.727679864867447},{"$f":"10*LOG10(10^(0.1*BF26)+10^(0.1*SDFInfo!X29))","v":27.852805245865618},{"$f":"10*LOG10(10^(0.1*BG26)+10^(0.1*SDFInfo!Y29))","v":28.993133870719625},41.502777914629391,{"$f":"10*LOG10(10^(0.1*BH26)+10^(0.1*SDFInfo!Q29))","v":41.781574278966517},5400,{"$f":"'VRF-WAbstrOhneDS'!K26","v":55.697530864197532},{"$f":"'VRF-WAbstrOhneDS'!L26","v":51.629629629629626},{"$f":"'VRF-WAbstrOhneDS'!M26","v":49.635802469135804},{"$f":"'VRF-WAbstrOhneDS'!N26","v":44.345679012345677},{"$f":"'VRF-WAbstrOhneDS'!O26","v":47.425925925925924},{"$f":"'VRF-WAbstrOhneDS'!P26","v":46.858024691358025},{"$f":"'VRF-WAbstrOhneDS'!Q26","v":35.845679012345677},{"$f":"'VRF-WAbstrOhneDS'!R26","v":36.129629629629626},51.970701074228543,{"$f":"'VRF-WAbstrOhneDS'!S26","v":52.925925925925924},{"$f":"'VRF-WAbstrMitDS'!K26","v":48.339506172839506},{"$f":"'VRF-WAbstrMitDS'!L26","v":44.487654320987652},{"$f":"'VRF-WAbstrMitDS'!M26","v":42.635802469135804},{"$f":"'VRF-WAbstrMitDS'!N26","v":35.345679012345677},{"$f":"'VRF-WAbstrMitDS'!O26","v":35.425925925925924},{"$f":"'VRF-WAbstrMitDS'!P26","v":33.716049382716051},{"$f":"'VRF-WAbstrMitDS'!Q26","v":20.845679012345681},{"$f":"'VRF-WAbstrMitDS'!R26","v":17.62962962962963},40.723589114141404,{"$f":"'VRF-WAbstrMitDS'!S26","v":41.209876543209873},{"$f":"K26-SDFInfo!H29","v":51.697530864197532},{"$f":"L26-SDFInfo!I29","v":46.487654320987652},{"$f":"M26-SDFInfo!J29","v":47.277777777777779},{"$f":"N26-SDFInfo!K29","v":38.203703703703702},{"$f":"O26-SDFInfo!L29","v":24.283950617283949},{"$f":"P26-SDFInfo!M29","v":25.716049382716051},{"$f":"Q26-SDFInfo!N29","v":27.845679012345677},{"$f":"R26-SDFInfo!O29","v":28.987654320987652},41.780920885982333,35.697530864197532,37.487654320987652,44.277777777777779,45.203703703703702,46.283950617283949,46.716049382716051,34.845679012345677,31.987654320987652,51.111369546950421,51.391048183171641,33.697560242706871,33.487751823095394,36.277859061291565,28.204360425006875,13.300115804528801,14.727679864867447,16.852805245865618,17.993133870719625,30.543224053911239,30.822020418248364]
[75,"600x300",{"$f":"(MID(B27,1,3)/1000)-0","v":0.6},{"$f":"(MID(B27,5,3)/1000)-0","v":0.3},320,0.18,576,1000,1.5432098765432098,{"$f":"IF(SD=TRUE,IF(dp-SDFInfo!Z30<1,1,dp-SDFInfo!Z30),dp)","v":150},{"$f":"IF(AND($I27<=4,$J27<=200),$G296,IF(AND($I27<=4,$J27>200),$G297,IF(AND($I27>4,$J27<=200),$G299,$G300)))","v":53.720164609053498},{"$f":"IF(AND($I27<=4,$J27<=200),$M296,IF(AND($I27<=4,$J27>200),$M297,IF(AND($I27>4,$J27<=200),$M299,$M300)))","v":50.767489711934154},{"$f":"IF(AND($I27<=4,$J27<=200),$T296,IF(AND($I27<=4,$J27>200),$T297,IF(AND($I27>4,$J27<=200),$T299,$T300)))","v":55.814814814814817},{"$f":"IF(AND($I27<=4,$J27<=200),$Z296,IF(AND($I27<=4,$J27>200),$Z297,IF(AND($I27>4,$J27<=200),$Z299,$Z300)))","v":55.586419753086417},{"$f":"IF(AND($I27<=4,$J27<=200),$AG296,IF(AND($I27<=4,$J27>200),$AG297,IF(AND($I27>4,$J27<=200),$AG299,$AG300)))","v":58.181069958847736},{"$f":"IF(AND($I27<=4,$J27<=200),$AM296,IF(AND($I27<=4,$J27>200),$AM297,IF(AND($I27>4,$J27<=200),$AM299,$AM300)))","v":58.818930041152264},{"$f":"IF(AND($I27<=4,$J27<=200),$AT296,IF(AND($I27<=4,$J27>200),$AT297,IF(AND($I27>4,$J27<=200),$AT299,$AT300)))","v":46.176954732510289},{"$f":"IF(AND($I27<=4,$J27<=200),$BA296,IF(AND($I27<=4,$J27>200),$BA297,IF(AND($I27>4,$J27<=200),$BA299,$BA300)))","v":43.267489711934154},62.923125838873034,{"$f":"IF(AND($I27<=4,$J27<=200),$BG296,IF(AND($I27<=4,$J27>200),$BG297,IF(AND($I27>4,$J27<=200),$BG299,$BG300)))","v":63.181069958847736},{"$f":"10*LOG10(10^(0.1*AZ27)+10^(0.1*SDFInfo!R30))","v":51.720193834852246},{"$f":"10*LOG10(10^(0.1*BA27)+10^(0.1*SDFInfo!S30))","v":46.767581129734907},{"$f":"10*LOG10(10^(0.1*BB27)+10^(0.1*SDFInfo!T30))","v":47.81488664371858},{"$f":"10*LOG10(10^(0.1*BC27)+10^(0.1*SDFInfo!U30))","v":38.587021082253031},{"$f":"10*LOG10(10^(0.1*BD27)+10^(0.1*SDFInfo!V30))","v":25.19422279795095},{"$f":"10*LOG10(10^(0.1*BE27)+10^(0.1*SDFInfo!W30))","v":26.827954891032206},{"$f":"10*LOG10(10^(0.1*BF27)+10^(0.1*SDFInfo!X30))","v":28.183557996087984},{"$f":"10*LOG10(10^(0.1*BG27)+10^(0.1*SDFInfo!Y30))","v":29.272627526481191},41.98017053006442,{"$f":"10*LOG10(10^(0.1*BH27)+10^(0.1*SDFInfo!Q30))","v":42.236998345552557},6480,{"$f":"'VRF-WAbstrOhneDS'!K27","v":55.720164609053498},{"$f":"'VRF-WAbstrOhneDS'!L27","v":51.858024691358025},{"$f":"'VRF-WAbstrOhneDS'!M27","v":50.224279835390945},{"$f":"'VRF-WAbstrOhneDS'!N27","v":44.676954732510289},{"$f":"'VRF-WAbstrOhneDS'!O27","v":48.271604938271608},{"$f":"'VRF-WAbstrOhneDS'!P27","v":47.909465020576128},{"$f":"'VRF-WAbstrOhneDS'!Q27","v":36.176954732510289},{"$f":"'VRF-WAbstrOhneDS'!R27","v":36.358024691358025},52.797833073430674,{"$f":"'VRF-WAbstrOhneDS'!S27","v":53.771604938271608},{"$f":"'VRF-WAbstrMitDS'!K27","v":48.310699588477362},{"$f":"'VRF-WAbstrMitDS'!L27","v":44.767489711934154},{"$f":"'VRF-WAbstrMitDS'!M27","v":43.224279835390945},{"$f":"'VRF-WAbstrMitDS'!N27","v":35.676954732510289},{"$f":"'VRF-WAbstrMitDS'!O27","v":36.271604938271608},{"$f":"'VRF-WAbstrMitDS'!P27","v":34.818930041152264},{"$f":"'VRF-WAbstrMitDS'!Q27","v":21.176954732510289},{"$f":"'VRF-WAbstrMitDS'!R27","v":17.858024691358025},41.466356155115982,{"$f":"'VRF-WAbstrMitDS'!S27","v":41.952674897119344},{"$f":"K27-SDFInfo!H30","v":51.720164609053498},{"$f":"L27-SDFInfo!I30","v":46.767489711934154},{"$f":"M27-SDFInfo!J30","v":47.814814814814817},{"$f":"N27-SDFInfo!K30","v":38.586419753086417},{"$f":"O27-SDFInfo!L30","v":25.181069958847736},{"$f":"P27-SDFInfo!M30","v":26.818930041152264},{"$f":"Q27-SDFInfo!N30","v":28.176954732510289},{"$f":"R27-SDFInfo!O30","v":29.267489711934154},42.236738869399531,35.720164609053498,37.767489711934154,44.814814814814817,45.586419753086417,47.181069958847736,47.818930041152264,35.176954732510289,32.267489711934154,52.01806129794204,52.276005417916743,33.720193834852246,33.767581129734907,36.81488664371858,28.587021082253031,14.19422279795095,15.827954891032206,17.183557996087984,18.272627526481191,31.029277748595181,31.286105564083318]
[75,"800x300",{"$f":"(MID(B28,1,3)/1000)-0","v":0.8},{"$f":"(MID(B28,5,3)/1000)-0","v":0.3},320,0.24,704,1000,1.1574074074074074,{"$f":"IF(SD=TRUE,IF(dp-SDFInfo!Z31<1,1,dp-SDFInfo!Z31),dp)","v":150},{"$f":"IF(AND($I28<=4,$J28<=200),$G306,IF(AND($I28<=4,$J28>200),$G307,IF(AND($I28>4,$J28<=200),$G309,$G310)))","v":53.498456790123456},{"$f":"IF(AND($I28<=4,$J28<=200),$M306,IF(AND($I28<=4,$J28>200),$M307,IF(AND($I28>4,$J28<=200),$M309,$M310)))","v":50.867283950617285},{"$f":"IF(AND($I28<=4,$J28<=200),$T306,IF(AND($I28<=4,$J28>200),$T307,IF(AND($I28>4,$J28<=200),$T309,$T310)))","v":56.236111111111114},{"$f":"IF(AND($I28<=4,$J28<=200),$Z306,IF(AND($I28<=4,$J28>200),$Z307,IF(AND($I28>4,$J28<=200),$Z309,$Z310)))","v":55.814814814814817},{"$f":"IF(AND($I28<=4,$J28<=200),$AG306,IF(AND($I28<=4,$J28>200),$AG307,IF(AND($I28>4,$J28<=200),$AG309,$AG310)))","v":59.052469135802468},{"$f":"IF(AND($I28<=4,$J28<=200),$AM306,IF(AND($I28<=4,$J28>200),$AM307,IF(AND($I28>4,$J28<=200),$AM309,$AM310)))","v":59.947530864197532},{"$f":"IF(AND($I28<=4,$J28<=200),$AT306,IF(AND($I28<=4,$J28>200),$AT307,IF(AND($I28>4,$J28<=200),$AT309,$AT310)))","v":46.341049382716051},{"$f":"IF(AND($I28<=4,$J28<=200),$BA306,IF(AND($I28<=4,$J28>200),$BA307,IF(AND($I28>4,$J28<=200),$BA309,$BA310)))","v":43.367283950617285},63.841073983669574,{"$f":"IF(AND($I28<=4,$J28<=200),$BG306,IF(AND($I28<=4,$J28>200),$BG307,IF(AND($I28>4,$J28<=200),$BG309,$BG310)))","v":64.052469135802468},{"$f":"10*LOG10(10^(0.1*AZ28)+10^(0.1*SDFInfo!R31))","v":51.498487546636355},{"$f":"10*LOG10(10^(0.1*BA28)+10^(0.1*SDFInfo!S31))","v":46.867373291748933},{"$f":"10*LOG10(10^(0.1*BB28)+10^(0.1*SDFInfo!T31))","v":48.236176299453945},{"$f":"10*LOG10(10^(0.1*BC28)+10^(0.1*SDFInfo!U31))","v":38.8153853393204},{"$f":"10*LOG10(10^(0.1*BD28)+10^(0.1*SDFInfo!V31))","v":26.063233764518273},{"$f":"10*LOG10(10^(0.1*BE28)+10^(0.1*SDFInfo!W31))","v":27.954492048291733},{"$f":"10*LOG10(10^(0.1*BF28)+10^(0.1*SDFInfo!X31))","v":28.347407981231459},{"$f":"10*LOG10(10^(0.1*BG28)+10^(0.1*SDFInfo!Y31))","v":29.372305119556195},42.337918006183855,{"$f":"10*LOG10(10^(0.1*BH28)+10^(0.1*SDFInfo!Q31))","v":42.548287708587289},8640,{"$f":"'VRF-WAbstrOhneDS'!K28","v":55.498456790123456},{"$f":"'VRF-WAbstrOhneDS'!L28","v":51.893518518518519},{"$f":"'VRF-WAbstrOhneDS'!M28","v":50.709876543209873},{"$f":"'VRF-WAbstrOhneDS'!N28","v":44.841049382716051},{"$f":"'VRF-WAbstrOhneDS'!O28","v":49.078703703703702},{"$f":"'VRF-WAbstrOhneDS'!P28","v":48.973765432098766},{"$f":"'VRF-WAbstrOhneDS'!Q28","v":36.341049382716051},{"$f":"'VRF-WAbstrOhneDS'!R28","v":36.393518518518519},53.603398865584062,{"$f":"'VRF-WAbstrOhneDS'!S28","v":54.578703703703702},{"$f":"'VRF-WAbstrMitDS'!K28","v":48.02469135802469},{"$f":"'VRF-WAbstrMitDS'!L28","v":44.867283950617285},{"$f":"'VRF-WAbstrMitDS'!M28","v":43.709876543209873},{"$f":"'VRF-WAbstrMitDS'!N28","v":35.841049382716051},{"$f":"'VRF-WAbstrMitDS'!O28","v":37.078703703703702},{"$f":"'VRF-WAbstrMitDS'!P28","v":35.947530864197532},{"$f":"'VRF-WAbstrMitDS'!Q28","v":21.341049382716051},{"$f":"'VRF-WAbstrMitDS'!R28","v":17.893518518518519},42.1730483783371,{"$f":"'VRF-WAbstrMitDS'!S28","v":42.631172839506171},{"$f":"K28-SDFInfo!H31","v":51.498456790123456},{"$f":"L28-SDFInfo!I31","v":46.867283950617285},{"$f":"M28-SDFInfo!J31","v":48.236111111111114},{"$f":"N28-SDFInfo!K31","v":38.814814814814817},{"$f":"O28-SDFInfo!L31","v":26.052469135802468},{"$f":"P28-SDFInfo!M31","v":27.947530864197532},{"$f":"Q28-SDFInfo!N31","v":28.341049382716051},{"$f":"R28-SDFInfo!O31","v":29.367283950617285},42.548046180514071,35.498456790123456,37.867283950617285,45.236111111111114,45.814814814814817,48.052469135802468,48.947530864197532,35.341049382716051,32.367283950617285,52.922342187944047,53.133737340076941,33.498487546636355,33.867373291748933,37.236176299453945,28.8153853393204,15.063233764518273,16.954492048291733,17.347407981231459,18.372305119556195,31.396319817760478,31.606689520163911]
[75,"1000x300",{"$f":"(MID(B29,1,4)/1000)-0","v":1},{"$f":"(MID(B29,6,3)/1000)-0","v":0.3},320,0.3,832,1000,0.92592592592592593,{"$f":"IF(SD=TRUE,IF(dp-SDFInfo!Z32<1,1,dp-SDFInfo!Z32),dp)","v":150},{"$f":"IF(AND($I29<=4,$J29<=200),$G316,IF(AND($I29<=4,$J29>200),$G317,IF(AND($I29>4,$J29<=200),$G319,$G320)))","v":53.76543209876543},{"$f":"IF(AND($I29<=4,$J29<=200),$M316,IF(AND($I29<=4,$J29>200),$M317,IF(AND($I29>4,$J29<=200),$M319,$M320)))","v":51.327160493827158},{"$f":"IF(AND($I29<=4,$J29<=200),$T316,IF(AND($I29<=4,$J29>200),$T317,IF(AND($I29>4,$J29<=200),$T319,$T320)))","v":56.888888888888886},{"$f":"IF(AND($I29<=4,$J29<=200),$Z316,IF(AND($I29<=4,$J29>200),$Z317,IF(AND($I29>4,$J29<=200),$Z319,$Z320)))","v":56.351851851851855},{"$f":"IF(AND($I29<=4,$J29<=200),$AG316,IF(AND($I29<=4,$J29>200),$AG317,IF(AND($I29>4,$J29<=200),$AG319,$AG320)))","v":59.97530864197531},{"$f":"IF(AND($I29<=4,$J29<=200),$AM316,IF(AND($I29<=4,$J29>200),$AM317,IF(AND($I29>4,$J29<=200),$AM319,$AM320)))","v":61.02469135802469},{"$f":"IF(AND($I29<=4,$J29<=200),$AT316,IF(AND($I29<=4,$J29>200),$AT317,IF(AND($I29>4,$J29<=200),$AT319,$AT320)))","v":46.839506172839506},{"$f":"IF(AND($I29<=4,$J29<=200),$BA316,IF(AND($I29<=4,$J29>200),$BA317,IF(AND($I29>4,$J29<=200),$BA319,$BA320)))","v":43.827160493827158},64.801347408944537,{"$f":"IF(AND($I29<=4,$J29<=200),$BG316,IF(AND($I29<=4,$J29>200),$BG317,IF(AND($I29>4,$J29<=200),$BG319,$BG320)))","v":64.975308641975303},{"$f":"10*LOG10(10^(0.1*AZ29)+10^(0.1*SDFInfo!R32))","v":51.76546102152021},{"$f":"10*LOG10(10^(0.1*BA29)+10^(0.1*SDFInfo!S32))","v":47.32724085832654},{"$f":"10*LOG10(10^(0.1*BB29)+10^(0.1*SDFInfo!T32))","v":48.888944979815946},{"$f":"10*LOG10(10^(0.1*BC29)+10^(0.1*SDFInfo!U32))","v":39.352356018273511},{"$f":"10*LOG10(10^(0.1*BD29)+10^(0.1*SDFInfo!V32))","v":26.984014630191165},{"$f":"10*LOG10(10^(0.1*BE29)+10^(0.1*SDFInfo!W32))","v":29.030124405434762},{"$f":"10*LOG10(10^(0.1*BF29)+10^(0.1*SDFInfo!X32))","v":28.845175743660718},{"$f":"10*LOG10(10^(0.1*BG29)+10^(0.1*SDFInfo!Y32))","v":29.831677413802037},42.958615579506443,{"$f":"10*LOG10(10^(0.1*BH29)+10^(0.1*SDFInfo!Q32))","v":43.131689755761812},10800,{"$f":"'VRF-WAbstrOhneDS'!K29","v":55.76543209876543},{"$f":"'VRF-WAbstrOhneDS'!L29","v":52.314814814814817},{"$f":"'VRF-WAbstrOhneDS'!M29","v":51.401234567901234},{"$f":"'VRF-WAbstrOhneDS'!N29","v":45.339506172839506},{"$f":"'VRF-WAbstrOhneDS'!O29","v":49.962962962962962},{"$f":"'VRF-WAbstrOhneDS'!P29","v":50.012345679012348},{"$f":"'VRF-WAbstrOhneDS'!Q29","v":36.839506172839506},{"$f":"'VRF-WAbstrOhneDS'!R29","v":36.814814814814817},54.497475605635714,{"$f":"'VRF-WAbstrOhneDS'!S29","v":55.462962962962962},{"$f":"'VRF-WAbstrMitDS'!K29","v":48.253086419753089},{"$f":"'VRF-WAbstrMitDS'!L29","v":45.327160493827158},{"$f":"'VRF-WAbstrMitDS'!M29","v":44.401234567901234},{"$f":"'VRF-WAbstrMitDS'!N29","v":36.339506172839506},{"$f":"'VRF-WAbstrMitDS'!O29","v":37.962962962962962},{"$f":"'VRF-WAbstrMitDS'!P29","v":37.02469135802469},{"$f":"'VRF-WAbstrMitDS'!Q29","v":21.839506172839506},{"$f":"'VRF-WAbstrMitDS'!R29","v":18.314814814814813},43.011675664093687,{"$f":"'VRF-WAbstrMitDS'!S29","v":43.438271604938272},{"$f":"K29-SDFInfo!H32","v":51.76543209876543},{"$f":"L29-SDFInfo!I32","v":47.327160493827158},{"$f":"M29-SDFInfo!J32","v":48.888888888888886},{"$f":"N29-SDFInfo!K32","v":39.351851851851855},{"$f":"O29-SDFInfo!L32","v":26.97530864197531},{"$f":"P29-SDFInfo!M32","v":29.02469135802469},{"$f":"Q29-SDFInfo!N32","v":28.839506172839506},{"$f":"R29-SDFInfo!O32","v":29.827160493827158},43.131478588837666,35.76543209876543,38.327160493827158,45.888888888888886,46.351851851851855,48.97530864197531,50.02469135802469,35.839506172839506,32.827160493827158,53.875205713766661,54.049166946797428,33.76546102152021,34.32724085832654,37.888944979815946,29.352356018273511,15.984014630191165,18.030124405434762,17.845175743660718,18.831677413802037,32.021818063225474,32.194892239480843]
[75,"1200x300",{"$f":"(MID(B30,1,4)/1000)-0","v":1.2},{"$f":"(MID(B30,6,3)/1000)-0","v":0.3},320,0.36,960,1000,0.77160493827160492,{"$f":"IF(SD=TRUE,IF(dp-SDFInfo!Z33<1,1,dp-SDFInfo!Z33),dp)","v":150},{"$f":"IF(AND($I30<=4,$J30<=200),$G326,IF(AND($I30<=4,$J30>200),$G327,IF(AND($I30>4,$J30<=200),$G329,$G330)))","v":54.276748971193413},{"$f":"IF(AND($I30<=4,$J30<=200),$M326,IF(AND($I30<=4,$J30>200),$M327,IF(AND($I30>4,$J30<=200),$M329,$M330)))","v":51.967078189300409},{"$f":"IF(AND($I30<=4,$J30<=200),$T326,IF(AND($I30<=4,$J30>200),$T327,IF(AND($I30>4,$J30<=200),$T329,$T330)))","v":57.657407407407405},{"$f":"IF(AND($I30<=4,$J30<=200),$Z326,IF(AND($I30<=4,$J30>200),$Z327,IF(AND($I30>4,$J30<=200),$Z329,$Z330)))","v":57.043209876543209},{"$f":"IF(AND($I30<=4,$J30<=200),$AG326,IF(AND($I30<=4,$J30>200),$AG327,IF(AND($I30>4,$J30<=200),$AG329,$AG330)))","v":60.9238683127572},{"$f":"IF(AND($I30<=4,$J30<=200),$AM326,IF(AND($I30<=4,$J30>200),$AM327,IF(AND($I30>4,$J30<=200),$AM329,$AM330)))","v":62.0761316872428},{"$f":"IF(AND($I30<=4,$J30<=200),$AT326,IF(AND($I30<=4,$J30>200),$AT327,IF(AND($I30>4,$J30<=200),$AT329,$AT330)))","v":47.505144032921812},{"$f":"IF(AND($I30<=4,$J30<=200),$BA326,IF(AND($I30<=4,$J30>200),$BA327,IF(AND($I30>4,$J30<=200),$BA329,$BA330)))","v":44.467078189300409},65.778545916446831,{"$f":"IF(AND($I30<=4,$J30<=200),$BG326,IF(AND($I30<=4,$J30>200),$BG327,IF(AND($I30>4,$J30<=200),$BG329,$BG330)))","v":65.923868312757207},{"$f":"10*LOG10(10^(0.1*AZ30)+10^(0.1*SDFInfo!R33))","v":52.276774681551707},{"$f":"10*LOG10(10^(0.1*BA30)+10^(0.1*SDFInfo!S33))","v":47.967147543541643},{"$f":"10*LOG10(10^(0.1*BB30)+10^(0.1*SDFInfo!T33))","v":49.657454401278471},{"$f":"10*LOG10(10^(0.1*BC30)+10^(0.1*SDFInfo!U33))","v":40.043639850176561},{"$f":"10*LOG10(10^(0.1*BD30)+10^(0.1*SDFInfo!V33))","v":27.93086749777315},{"$f":"10*LOG10(10^(0.1*BE30)+10^(0.1*SDFInfo!W33))","v":30.08039706849809},{"$f":"10*LOG10(10^(0.1*BF30)+10^(0.1*SDFInfo!X33))","v":29.510008403654119},{"$f":"10*LOG10(10^(0.1*BG30)+10^(0.1*SDFInfo!Y33))","v":30.470976545869149},43.708377053983199,{"$f":"10*LOG10(10^(0.1*BH30)+10^(0.1*SDFInfo!Q33))","v":43.85295423164294},12960,{"$f":"'VRF-WAbstrOhneDS'!K30","v":56.276748971193413},{"$f":"'VRF-WAbstrOhneDS'!L30","v":52.929012345679013},{"$f":"'VRF-WAbstrOhneDS'!M30","v":52.195473251028808},{"$f":"'VRF-WAbstrOhneDS'!N30","v":46.005144032921812},{"$f":"'VRF-WAbstrOhneDS'!O30","v":50.885802469135804},{"$f":"'VRF-WAbstrOhneDS'!P30","v":51.038065843621396},{"$f":"'VRF-WAbstrOhneDS'!Q30","v":37.505144032921812},{"$f":"'VRF-WAbstrOhneDS'!R30","v":37.429012345679013},55.431059522142775,{"$f":"'VRF-WAbstrOhneDS'!S30","v":56.385802469135804},{"$f":"'VRF-WAbstrMitDS'!K30","v":48.738683127572017},{"$f":"'VRF-WAbstrMitDS'!L30","v":45.967078189300409},{"$f":"'VRF-WAbstrMitDS'!M30","v":45.195473251028808},{"$f":"'VRF-WAbstrMitDS'!N30","v":37.005144032921812},{"$f":"'VRF-WAbstrMitDS'!O30","v":38.885802469135804},{"$f":"'VRF-WAbstrMitDS'!P30","v":38.0761316872428},{"$f":"'VRF-WAbstrMitDS'!Q30","v":22.505144032921812},{"$f":"'VRF-WAbstrMitDS'!R30","v":18.929012345679013},43.910010738365422,{"$f":"'VRF-WAbstrMitDS'!S30","v":44.309670781893004},{"$f":"K30-SDFInfo!H33","v":52.276748971193413},{"$f":"L30-SDFInfo!I33","v":47.967078189300409},{"$f":"M30-SDFInfo!J33","v":49.657407407407405},{"$f":"N30-SDFInfo!K33","v":40.043209876543209},{"$f":"O30-SDFInfo!L33","v":27.9238683127572},{"$f":"P30-SDFInfo!M33","v":30.0761316872428},{"$f":"Q30-SDFInfo!N33","v":29.505144032921812},{"$f":"R30-SDFInfo!O33","v":30.467078189300409},43.85277537798337,36.276748971193413,38.967078189300409,46.657407407407405,47.043209876543209,49.9238683127572,51.0761316872428,36.505144032921812,33.467078189300409,54.847780632376974,54.993103028687351,34.276774681551707,34.967147543541643,38.657454401278471,30.043639850176561,16.93086749777315,19.08039706849809,18.510008403654119,19.470976545869149,32.77447048001828,32.919047657678021]
[75,"400x400",{"$f":"(MID(B31,1,3)/1000)-0","v":0.4},{"$f":"(MID(B31,5,3)/1000)-0","v":0.4},420,0.16000000000000003,672,1000,1.7361111111111107,{"$f":"IF(SD=TRUE,IF(dp-SDFInfo!Z34<1,1,dp-SDFInfo!Z34),dp)","v":150},{"$f":"IF(AND($I31<=4,$J31<=200),$G336,IF(AND($I31<=4,$J31>200),$G337,IF(AND($I31>4,$J31<=200),$G339,$G340)))","v":53.340277777777779},{"$f":"IF(AND($I31<=4,$J31<=200),$M336,IF(AND($I31<=4,$J31>200),$M337,IF(AND($I31>4,$J31<=200),$M339,$M340)))","v":51.340277777777779},{"$f":"IF(AND($I31<=4,$J31<=200),$T336,IF(AND($I31<=4,$J31>200),$T337,IF(AND($I31>4,$J31<=200),$T339,$T340)))","v":55.217592592592595},{"$f":"IF(AND($I31<=4,$J31<=200),$Z336,IF(AND($I31<=4,$J31>200),$Z337,IF(AND($I31>4,$J31<=200),$Z339,$Z340)))","v":56.340277777777779},{"$f":"IF(AND($I31<=4,$J31<=200),$AG336,IF(AND($I31<=4,$J31>200),$AG337,IF(AND($I31>4,$J31<=200),$AG339,$AG340)))","v":59.877314814814817},{"$f":"IF(AND($I31<=4,$J31<=200),$AM336,IF(AND($I31<=4,$J31>200),$AM337,IF(AND($I31>4,$J31<=200),$AM339,$AM340)))","v":56},{"$f":"IF(AND($I31<=4,$J31<=200),$AT336,IF(AND($I31<=4,$J31>200),$AT337,IF(AND($I31>4,$J31<=200),$AT339,$AT340)))","v":45.104166666666664},{"$f":"IF(AND($I31<=4,$J31<=200),$BA336,IF(AND($I31<=4,$J31>200),$BA337,IF(AND($I31>4,$J31<=200),$BA339,$BA340)))","v":42.953703703703702},62.574109169191942,{"$f":"IF(AND($I31<=4,$J31<=200),$BG336,IF(AND($I31<=4,$J31>200),$BG337,IF(AND($I31>4,$J31<=200),$BG339,$BG340)))","v":62.99074074074074},{"$f":"10*LOG10(10^(0.1*AZ31)+10^(0.1*SDFInfo!R34))","v":51.340309675152376},{"$f":"10*LOG10(10^(0.1*BA31)+10^(0.1*SDFInfo!S34))","v":47.340357899915382},{"$f":"10*LOG10(10^(0.1*BB31)+10^(0.1*SDFInfo!T34))","v":47.217675010376198},{"$f":"10*LOG10(10^(0.1*BC31)+10^(0.1*SDFInfo!U34))","v":39.340783289531281},{"$f":"10*LOG10(10^(0.1*BD31)+10^(0.1*SDFInfo!V34))","v":26.886219273655598},{"$f":"10*LOG10(10^(0.1*BE31)+10^(0.1*SDFInfo!W34))","v":24.017255250287931},{"$f":"10*LOG10(10^(0.1*BF31)+10^(0.1*SDFInfo!X34))","v":27.112618384515962},{"$f":"10*LOG10(10^(0.1*BG31)+10^(0.1*SDFInfo!Y34))","v":28.959226229909159},41.796195596737022,{"$f":"10*LOG10(10^(0.1*BH31)+10^(0.1*SDFInfo!Q34))","v":42.211793606067765},5760,{"$f":"'VRF-WAbstrOhneDS'!K31","v":53.340277777777779},{"$f":"'VRF-WAbstrOhneDS'!L31","v":50.962962962962962},{"$f":"'VRF-WAbstrOhneDS'!M31","v":49.217592592592595},{"$f":"'VRF-WAbstrOhneDS'!N31","v":45.340277777777779},{"$f":"'VRF-WAbstrOhneDS'!O31","v":50.377314814814817},{"$f":"'VRF-WAbstrOhneDS'!P31","v":46},{"$f":"'VRF-WAbstrOhneDS'!Q31","v":35.104166666666664},{"$f":"'VRF-WAbstrOhneDS'!R31","v":35.953703703703702},53.014024704121582,{"$f":"'VRF-WAbstrOhneDS'!S31","v":53.49074074074074},{"$f":"'VRF-WAbstrMitDS'!K31","v":46.217592592592595},{"$f":"'VRF-WAbstrMitDS'!L31","v":43.962962962962962},{"$f":"'VRF-WAbstrMitDS'!M31","v":42.217592592592595},{"$f":"'VRF-WAbstrMitDS'!N31","v":36.340277777777779},{"$f":"'VRF-WAbstrMitDS'!O31","v":38},{"$f":"'VRF-WAbstrMitDS'!P31","v":32.122685185185183},{"$f":"'VRF-WAbstrMitDS'!Q31","v":19.726851851851851},{"$f":"'VRF-WAbstrMitDS'!R31","v":17.076388888888886},41.363792940410576,{"$f":"'VRF-WAbstrMitDS'!S31","v":41.736111111111114},{"$f":"K31-SDFInfo!H34","v":51.340277777777779},{"$f":"L31-SDFInfo!I34","v":47.340277777777779},{"$f":"M31-SDFInfo!J34","v":47.217592592592595},{"$f":"N31-SDFInfo!K34","v":39.340277777777779},{"$f":"O31-SDFInfo!L34","v":26.877314814814817},{"$f":"P31-SDFInfo!M34","v":24},{"$f":"Q31-SDFInfo!N34","v":27.104166666666664},{"$f":"R31-SDFInfo!O34","v":28.953703703703702},42.21139184522049,35.340277777777779,38.340277777777779,44.217592592592595,46.340277777777779,48.877314814814817,45,34.104166666666664,31.953703703703702,51.696519500325991,52.113151071874789,33.340309675152376,34.340357899915382,36.217675010376198,29.340783289531281,15.886219273655598,13.017255250287931,16.112618384515962,17.959226229909159,30.884966211894451,31.300564221225194]
[75,"500x400",{"$f":"(MID(B32,1,3)/1000)-0","v":0.5},{"$f":"(MID(B32,5,3)/1000)-0","v":0.4},420,0.2,756,1000,1.3888888888888888,{"$f":"IF(SD=TRUE,IF(dp-SDFInfo!Z35<1,1,dp-SDFInfo!Z35),dp)","v":150},{"$f":"IF(AND($I32<=4,$J32<=200),$G346,IF(AND($I32<=4,$J32>200),$G347,IF(AND($I32>4,$J32<=200),$G349,$G350)))","v":53.472222222222221},{"$f":"IF(AND($I32<=4,$J32<=200),$M346,IF(AND($I32<=4,$J32>200),$M347,IF(AND($I32>4,$J32<=200),$M349,$M350)))","v":51.472222222222221},{"$f":"IF(AND($I32<=4,$J32<=200),$T346,IF(AND($I32<=4,$J32>200),$T347,IF(AND($I32>4,$J32<=200),$T349,$T350)))","v":55.407407407407405},{"$f":"IF(AND($I32<=4,$J32<=200),$Z346,IF(AND($I32<=4,$J32>200),$Z347,IF(AND($I32>4,$J32<=200),$Z349,$Z350)))","v":56.472222222222221},{"$f":"IF(AND($I32<=4,$J32<=200),$AG346,IF(AND($I32<=4,$J32>200),$AG347,IF(AND($I32>4,$J32<=200),$AG349,$AG350)))","v":60.935185185185183},{"$f":"IF(AND($I32<=4,$J32<=200),$AM346,IF(AND($I32<=4,$J32>200),$AM347,IF(AND($I32>4,$J32<=200),$AM349,$AM350)))","v":57},{"$f":"IF(AND($I32<=4,$J32<=200),$AT346,IF(AND($I32<=4,$J32>200),$AT347,IF(AND($I32>4,$J32<=200),$AT349,$AT350)))","v":45.583333333333336},{"$f":"IF(AND($I32<=4,$J32<=200),$BA346,IF(AND($I32<=4,$J32>200),$BA347,IF(AND($I32>4,$J32<=200),$BA349,$BA350)))","v":42.796296296296298},63.474546987233154,{"$f":"IF(AND($I32<=4,$J32<=200),$BG346,IF(AND($I32<=4,$J32>200),$BG347,IF(AND($I32>4,$J32<=200),$BG349,$BG350)))","v":63.75925925925926},{"$f":"10*LOG10(10^(0.1*AZ32)+10^(0.1*SDFInfo!R35))","v":51.472253165088603},{"$f":"10*LOG10(10^(0.1*BA32)+10^(0.1*SDFInfo!S35))","v":47.472299946769823},{"$f":"10*LOG10(10^(0.1*BB32)+10^(0.1*SDFInfo!T35))","v":47.407486300617222},{"$f":"10*LOG10(10^(0.1*BC32)+10^(0.1*SDFInfo!U35))","v":39.472712607665031},{"$f":"10*LOG10(10^(0.1*BD32)+10^(0.1*SDFInfo!V35))","v":27.942166170055643},{"$f":"10*LOG10(10^(0.1*BE32)+10^(0.1*SDFInfo!W35))","v":25.013711928326838},{"$f":"10*LOG10(10^(0.1*BF32)+10^(0.1*SDFInfo!X35))","v":27.59090292484013},{"$f":"10*LOG10(10^(0.1*BG32)+10^(0.1*SDFInfo!Y35))","v":28.80202252037725},42.01371732750323,{"$f":"10*LOG10(10^(0.1*BH32)+10^(0.1*SDFInfo!Q35))","v":42.297320303673899},7200,{"$f":"'VRF-WAbstrOhneDS'!K32","v":53.472222222222221},{"$f":"'VRF-WAbstrOhneDS'!L32","v":51.037037037037038},{"$f":"'VRF-WAbstrOhneDS'!M32","v":49.407407407407405},{"$f":"'VRF-WAbstrOhneDS'!N32","v":45.472222222222221},{"$f":"'VRF-WAbstrOhneDS'!O32","v":51.435185185185183},{"$f":"'VRF-WAbstrOhneDS'!P32","v":47},{"$f":"'VRF-WAbstrOhneDS'!Q32","v":35.583333333333336},{"$f":"'VRF-WAbstrOhneDS'!R32","v":35.796296296296298},53.896983027199063,{"$f":"'VRF-WAbstrOhneDS'!S32","v":54.25925925925926},{"$f":"'VRF-WAbstrMitDS'!K32","v":46.407407407407405},{"$f":"'VRF-WAbstrMitDS'!L32","v":44.037037037037038},{"$f":"'VRF-WAbstrMitDS'!M32","v":42.407407407407405},{"$f":"'VRF-WAbstrMitDS'!N32","v":36.472222222222221},{"$f":"'VRF-WAbstrMitDS'!O32","v":39},{"$f":"'VRF-WAbstrMitDS'!P32","v":33.064814814814817},{"$f":"'VRF-WAbstrMitDS'!Q32","v":20.148148148148149},{"$f":"'VRF-WAbstrMitDS'!R32","v":16.861111111111111},42.050707778980026,{"$f":"'VRF-WAbstrMitDS'!S32","v":42.388888888888886},{"$f":"K32-SDFInfo!H35","v":51.472222222222221},{"$f":"L32-SDFInfo!I35","v":47.472222222222221},{"$f":"M32-SDFInfo!J35","v":47.407407407407405},{"$f":"N32-SDFInfo!K35","v":39.472222222222221},{"$f":"O32-SDFInfo!L35","v":27.935185185185183},{"$f":"P32-SDFInfo!M35","v":25},{"$f":"Q32-SDFInfo!N35","v":27.583333333333336},{"$f":"R32-SDFInfo!O35","v":28.796296296296298},42.297064406743878,35.472222222222221,38.472222222222221,44.407407407407405,46.472222222222221,49.935185185185183,46,34.583333333333336,31.796296296296298,52.577337718185781,52.862049990211887,33.472253165088603,34.472299946769823,36.407486300617222,29.472712607665031,16.942166170055643,14.013711928326838,16.59090292484013,17.80202252037725,31.100772158925064,31.384375135095734]
[75,"600x400",{"$f":"(MID(B33,1,3)/1000)-0","v":0.6},{"$f":"(MID(B33,5,3)/1000)-0","v":0.4},420,0.24,840,1000,1.1574074074074074,{"$f":"IF(SD=TRUE,IF(dp-SDFInfo!Z36<1,1,dp-SDFInfo!Z36),dp)","v":150},{"$f":"IF(AND($I33<=4,$J33<=200),$G356,IF(AND($I33<=4,$J33>200),$G357,IF(AND($I33>4,$J33<=200),$G359,$G360)))","v":53.893518518518519},{"$f":"IF(AND($I33<=4,$J33<=200),$M356,IF(AND($I33<=4,$J33>200),$M357,IF(AND($I33>4,$J33<=200),$M359,$M360)))","v":51.893518518518519},{"$f":"IF(AND($I33<=4,$J33<=200),$T356,IF(AND($I33<=4,$J33>200),$T357,IF(AND($I33>4,$J33<=200),$T359,$T360)))","v":55.867283950617285},{"$f":"IF(AND($I33<=4,$J33<=200),$Z356,IF(AND($I33<=4,$J33>200),$Z357,IF(AND($I33>4,$J33<=200),$Z359,$Z360)))","v":56.893518518518519},{"$f":"IF(AND($I33<=4,$J33<=200),$AG356,IF(AND($I33<=4,$J33>200),$AG357,IF(AND($I33>4,$J33<=200),$AG359,$AG360)))","v":61.973765432098766},{"$f":"IF(AND($I33<=4,$J33<=200),$AM356,IF(AND($I33<=4,$J33>200),$AM357,IF(AND($I33>4,$J33<=200),$AM359,$AM360)))","v":58},{"$f":"IF(AND($I33<=4,$J33<=200),$AT356,IF(AND($I33<=4,$J33>200),$AT357,IF(AND($I33>4,$J33<=200),$AT359,$AT360)))","v":46.236111111111114},{"$f":"IF(AND($I33<=4,$J33<=200),$BA356,IF(AND($I33<=4,$J33>200),$BA357,IF(AND($I33>4,$J33<=200),$BA359,$BA360)))","v":43.02469135802469},64.420664341754645,{"$f":"IF(AND($I33<=4,$J33<=200),$BG356,IF(AND($I33<=4,$J33>200),$BG357,IF(AND($I33>4,$J33<=200),$BG359,$BG360)))","v":64.604938271604937},{"$f":"10*LOG10(10^(0.1*AZ33)+10^(0.1*SDFInfo!R36))","v":51.893546600713833},{"$f":"10*LOG10(10^(0.1*BA33)+10^(0.1*SDFInfo!S36))","v":47.893589057459067},{"$f":"10*LOG10(10^(0.1*BB33)+10^(0.1*SDFInfo!T36))","v":47.867354916950802},{"$f":"10*LOG10(10^(0.1*BC33)+10^(0.1*SDFInfo!U36))","v":39.893963569954551},{"$f":"10*LOG10(10^(0.1*BD33)+10^(0.1*SDFInfo!V36))","v":28.97926252256903},{"$f":"10*LOG10(10^(0.1*BE33)+10^(0.1*SDFInfo!W36))","v":26.010895305999618},{"$f":"10*LOG10(10^(0.1*BF33)+10^(0.1*SDFInfo!X36))","v":28.242625106693477},{"$f":"10*LOG10(10^(0.1*BG33)+10^(0.1*SDFInfo!Y36))","v":29.030124405434762},42.498910403647514,{"$f":"10*LOG10(10^(0.1*BH33)+10^(0.1*SDFInfo!Q36))","v":42.682197663275574},8640,{"$f":"'VRF-WAbstrOhneDS'!K33","v":53.893518518518519},{"$f":"'VRF-WAbstrOhneDS'!L33","v":51.419753086419753},{"$f":"'VRF-WAbstrOhneDS'!M33","v":49.867283950617285},{"$f":"'VRF-WAbstrOhneDS'!N33","v":45.893518518518519},{"$f":"'VRF-WAbstrOhneDS'!O33","v":52.473765432098766},{"$f":"'VRF-WAbstrOhneDS'!P33","v":48},{"$f":"'VRF-WAbstrOhneDS'!Q33","v":36.236111111111114},{"$f":"'VRF-WAbstrOhneDS'!R33","v":36.02469135802469},54.833112303158472,{"$f":"'VRF-WAbstrOhneDS'!S33","v":55.104938271604937},{"$f":"'VRF-WAbstrMitDS'!K33","v":46.867283950617285},{"$f":"'VRF-WAbstrMitDS'!L33","v":44.419753086419753},{"$f":"'VRF-WAbstrMitDS'!M33","v":42.867283950617285},{"$f":"'VRF-WAbstrMitDS'!N33","v":36.893518518518519},{"$f":"'VRF-WAbstrMitDS'!O33","v":40},{"$f":"'VRF-WAbstrMitDS'!P33","v":34.026234567901234},{"$f":"'VRF-WAbstrMitDS'!Q33","v":20.762345679012345},{"$f":"'VRF-WAbstrMitDS'!R33","v":17.050925925925927},42.862010398908048,{"$f":"'VRF-WAbstrMitDS'!S33","v":43.157407407407405},{"$f":"K33-SDFInfo!H36","v":51.893518518518519},{"$f":"L33-SDFInfo!I36","v":47.893518518518519},{"$f":"M33-SDFInfo!J36","v":47.867283950617285},{"$f":"N33-SDFInfo!K36","v":39.893518518518519},{"$f":"O33-SDFInfo!L36","v":28.973765432098766},{"$f":"P33-SDFInfo!M36","v":26},{"$f":"Q33-SDFInfo!N36","v":28.236111111111114},{"$f":"R33-SDFInfo!O36","v":29.02469135802469},42.68196346901118,35.893518518518519,38.893518518518519,44.867283950617285,46.893518518518519,50.973765432098766,47,35.236111111111114,32.02469135802469,53.511876541612949,53.696150471463241,33.893546600713833,34.893589057459067,36.867354916950802,29.893963569954551,17.97926252256903,15.010895305999618,17.242625106693477,18.030124405434762,31.584703513051828,31.767990772679887]
[75,"800x400",{"$f":"(MID(B34,1,3)/1000)-0","v":0.8},{"$f":"(MID(B34,5,3)/1000)-0","v":0.4},420,0.32000000000000006,1008,1000,0.86805555555555536,{"$f":"IF(SD=TRUE,IF(dp-SDFInfo!Z37<1,1,dp-SDFInfo!Z37),dp)","v":150},{"$f":"IF(AND($I34<=4,$J34<=200),$G366,IF(AND($I34<=4,$J34>200),$G367,IF(AND($I34>4,$J34<=200),$G369,$G370)))","v":54.170138888888886},{"$f":"IF(AND($I34<=4,$J34<=200),$M366,IF(AND($I34<=4,$J34>200),$M367,IF(AND($I34>4,$J34<=200),$M369,$M370)))","v":52.170138888888886},{"$f":"IF(AND($I34<=4,$J34<=200),$T366,IF(AND($I34<=4,$J34>200),$T367,IF(AND($I34>4,$J34<=200),$T369,$T370)))","v":56.192129629629626},{"$f":"IF(AND($I34<=4,$J34<=200),$Z366,IF(AND($I34<=4,$J34>200),$Z367,IF(AND($I34>4,$J34<=200),$Z369,$Z370)))","v":57.170138888888886},{"$f":"IF(AND($I34<=4,$J34<=200),$AG366,IF(AND($I34<=4,$J34>200),$AG367,IF(AND($I34>4,$J34<=200),$AG369,$AG370)))","v":63.02199074074074},{"$f":"IF(AND($I34<=4,$J34<=200),$AM366,IF(AND($I34<=4,$J34>200),$AM367,IF(AND($I34>4,$J34<=200),$AM369,$AM370)))","v":59},{"$f":"IF(AND($I34<=4,$J34<=200),$AT366,IF(AND($I34<=4,$J34>200),$AT367,IF(AND($I34>4,$J34<=200),$AT369,$AT370)))","v":46.802083333333336},{"$f":"IF(AND($I34<=4,$J34<=200),$BA366,IF(AND($I34<=4,$J34>200),$BA367,IF(AND($I34>4,$J34<=200),$BA369,$BA370)))","v":43.060185185185183},65.365696220867221,{"$f":"IF(AND($I34<=4,$J34<=200),$BG366,IF(AND($I34<=4,$J34>200),$BG367,IF(AND($I34>4,$J34<=200),$BG369,$BG370)))","v":65.412037037037038},{"$f":"10*LOG10(10^(0.1*AZ34)+10^(0.1*SDFInfo!R37))","v":52.170165238190279},{"$f":"10*LOG10(10^(0.1*BA34)+10^(0.1*SDFInfo!S37))","v":48.170205075037956},{"$f":"10*LOG10(10^(0.1*BB34)+10^(0.1*SDFInfo!T37))","v":48.192195481491076},{"$f":"10*LOG10(10^(0.1*BC34)+10^(0.1*SDFInfo!U37))","v":40.17055647836262},{"$f":"10*LOG10(10^(0.1*BD34)+10^(0.1*SDFInfo!V37))","v":30.02630960223296},{"$f":"10*LOG10(10^(0.1*BE34)+10^(0.1*SDFInfo!W37))","v":27.00865668082794},{"$f":"10*LOG10(10^(0.1*BF34)+10^(0.1*SDFInfo!X37))","v":28.807801937237087},{"$f":"10*LOG10(10^(0.1*BG34)+10^(0.1*SDFInfo!Y37))","v":29.065574038004502},42.864254619379125,{"$f":"10*LOG10(10^(0.1*BH34)+10^(0.1*SDFInfo!Q37))","v":42.909695327932475},11520,{"$f":"'VRF-WAbstrOhneDS'!K34","v":54.170138888888886},{"$f":"'VRF-WAbstrOhneDS'!L34","v":51.648148148148145},{"$f":"'VRF-WAbstrOhneDS'!M34","v":50.192129629629626},{"$f":"'VRF-WAbstrOhneDS'!N34","v":46.170138888888886},{"$f":"'VRF-WAbstrOhneDS'!O34","v":53.52199074074074},{"$f":"'VRF-WAbstrOhneDS'!P34","v":49},{"$f":"'VRF-WAbstrOhneDS'!Q34","v":36.802083333333336},{"$f":"'VRF-WAbstrOhneDS'!R34","v":36.060185185185183},55.767349083603712,{"$f":"'VRF-WAbstrOhneDS'!S34","v":55.912037037037038},{"$f":"'VRF-WAbstrMitDS'!K34","v":47.192129629629626},{"$f":"'VRF-WAbstrMitDS'!L34","v":44.648148148148145},{"$f":"'VRF-WAbstrMitDS'!M34","v":43.192129629629626},{"$f":"'VRF-WAbstrMitDS'!N34","v":37.170138888888886},{"$f":"'VRF-WAbstrMitDS'!O34","v":41},{"$f":"'VRF-WAbstrMitDS'!P34","v":34.97800925925926},{"$f":"'VRF-WAbstrMitDS'!Q34","v":21.280092592592592},{"$f":"'VRF-WAbstrMitDS'!R34","v":17.038194444444443},43.647418500925156,{"$f":"'VRF-WAbstrMitDS'!S34","v":43.868055555555557},{"$f":"K34-SDFInfo!H37","v":52.170138888888886},{"$f":"L34-SDFInfo!I37","v":48.170138888888886},{"$f":"M34-SDFInfo!J37","v":48.192129629629626},{"$f":"N34-SDFInfo!K37","v":40.170138888888886},{"$f":"O34-SDFInfo!L37","v":30.02199074074074},{"$f":"P34-SDFInfo!M37","v":27},{"$f":"Q34-SDFInfo!N37","v":28.802083333333336},{"$f":"R34-SDFInfo!O37","v":29.060185185185183},42.909473086058441,36.170138888888886,39.170138888888886,45.192129629629626,47.170138888888886,52.02199074074074,48,35.802083333333336,32.060185185185183,54.444013684379946,54.490354500549763,34.170165238190279,35.170205075037956,37.192195481491076,30.17055647836262,19.02630960223296,16.00865668082794,17.807801937237087,18.065574038004502,31.948327855312787,31.993768563866137]
[75,"1000x400",{"$f":"(MID(B35,1,4)/1000)-0","v":1},{"$f":"(MID(B35,6,3)/1000)-0","v":0.4},420,0.4,1176,1000,0.69444444444444442,{"$f":"IF(SD=TRUE,IF(dp-SDFInfo!Z38<1,1,dp-SDFInfo!Z38),dp)","v":150},{"$f":"IF(AND($I35<=4,$J35<=200),$G376,IF(AND($I35<=4,$J35>200),$G377,IF(AND($I35>4,$J35<=200),$G379,$G380)))","v":54.736111111111114},{"$f":"IF(AND($I35<=4,$J35<=200),$M376,IF(AND($I35<=4,$J35>200),$M377,IF(AND($I35>4,$J35<=200),$M379,$M380)))","v":52.736111111111114},{"$f":"IF(AND($I35<=4,$J35<=200),$T376,IF(AND($I35<=4,$J35>200),$T377,IF(AND($I35>4,$J35<=200),$T379,$T380)))","v":56.787037037037038},{"$f":"IF(AND($I35<=4,$J35<=200),$Z376,IF(AND($I35<=4,$J35>200),$Z377,IF(AND($I35>4,$J35<=200),$Z379,$Z380)))","v":57.736111111111114},{"$f":"IF(AND($I35<=4,$J35<=200),$AG376,IF(AND($I35<=4,$J35>200),$AG377,IF(AND($I35>4,$J35<=200),$AG379,$AG380)))","v":64.050925925925924},{"$f":"IF(AND($I35<=4,$J35<=200),$AM376,IF(AND($I35<=4,$J35>200),$AM377,IF(AND($I35>4,$J35<=200),$AM379,$AM380)))","v":60},{"$f":"IF(AND($I35<=4,$J35<=200),$AT376,IF(AND($I35<=4,$J35>200),$AT377,IF(AND($I35>4,$J35<=200),$AT379,$AT380)))","v":47.541666666666664},{"$f":"IF(AND($I35<=4,$J35<=200),$BA376,IF(AND($I35<=4,$J35>200),$BA377,IF(AND($I35>4,$J35<=200),$BA379,$BA380)))","v":43.481481481481481},66.33866129640478,{"$f":"IF(AND($I35<=4,$J35<=200),$BG376,IF(AND($I35<=4,$J35>200),$BG377,IF(AND($I35>4,$J35<=200),$BG379,$BG380)))","v":66.296296296296291},{"$f":"10*LOG10(10^(0.1*AZ35)+10^(0.1*SDFInfo!R38))","v":52.736134240919981},{"$f":"10*LOG10(10^(0.1*BA35)+10^(0.1*SDFInfo!S38))","v":48.736169210330225},{"$f":"10*LOG10(10^(0.1*BB35)+10^(0.1*SDFInfo!T38))","v":48.787094458960574},{"$f":"10*LOG10(10^(0.1*BC35)+10^(0.1*SDFInfo!U38))","v":40.736477679382602},{"$f":"10*LOG10(10^(0.1*BD35)+10^(0.1*SDFInfo!V38))","v":31.054334096316264},{"$f":"10*LOG10(10^(0.1*BE35)+10^(0.1*SDFInfo!W38))","v":28.006877654943189},{"$f":"10*LOG10(10^(0.1*BF35)+10^(0.1*SDFInfo!X38))","v":29.546490323899658},{"$f":"10*LOG10(10^(0.1*BG35)+10^(0.1*SDFInfo!Y38))","v":29.486372413130955},43.488499939309911,{"$f":"10*LOG10(10^(0.1*BH35)+10^(0.1*SDFInfo!Q38))","v":43.445359325286852},14400,{"$f":"'VRF-WAbstrOhneDS'!K35","v":54.736111111111114},{"$f":"'VRF-WAbstrOhneDS'!L35","v":52.185185185185183},{"$f":"'VRF-WAbstrOhneDS'!M35","v":50.787037037037038},{"$f":"'VRF-WAbstrOhneDS'!N35","v":46.736111111111114},{"$f":"'VRF-WAbstrOhneDS'!O35","v":54.550925925925924},{"$f":"'VRF-WAbstrOhneDS'!P35","v":50},{"$f":"'VRF-WAbstrOhneDS'!Q35","v":37.541666666666664},{"$f":"'VRF-WAbstrOhneDS'!R35","v":36.481481481481481},56.734659833748566,{"$f":"'VRF-WAbstrOhneDS'!S35","v":56.796296296296298},{"$f":"'VRF-WAbstrMitDS'!K35","v":47.787037037037038},{"$f":"'VRF-WAbstrMitDS'!L35","v":45.185185185185183},{"$f":"'VRF-WAbstrMitDS'!M35","v":43.787037037037038},{"$f":"'VRF-WAbstrMitDS'!N35","v":37.736111111111114},{"$f":"'VRF-WAbstrMitDS'!O35","v":42},{"$f":"'VRF-WAbstrMitDS'!P35","v":35.949074074074076},{"$f":"'VRF-WAbstrMitDS'!Q35","v":21.99074074074074},{"$f":"'VRF-WAbstrMitDS'!R35","v":17.430555555555557},44.529422961178099,{"$f":"'VRF-WAbstrMitDS'!S35","v":44.694444444444443},{"$f":"K35-SDFInfo!H38","v":52.736111111111114},{"$f":"L35-SDFInfo!I38","v":48.736111111111114},{"$f":"M35-SDFInfo!J38","v":48.787037037037038},{"$f":"N35-SDFInfo!K38","v":40.736111111111114},{"$f":"O35-SDFInfo!L38","v":31.050925925925924},{"$f":"P35-SDFInfo!M38","v":28},{"$f":"Q35-SDFInfo!N38","v":29.541666666666664},{"$f":"R35-SDFInfo!O38","v":29.481481481481481},43.445162872496674,36.736111111111114,39.736111111111114,45.787037037037038,47.736111111111114,53.050925925925924,49,36.541666666666664,32.481481481481481,55.410029992840947,55.367664992732458,34.736134240919981,35.736169210330225,37.787094458960574,30.736477679382602,20.054334096316264,17.006877654943189,18.546490323899658,18.486372413130955,32.571460259959444,32.528319645936385]
[75,"1200x400",{"$f":"(MID(B36,1,4)/1000)-0","v":1.2},{"$f":"(MID(B36,6,3)/1000)-0","v":0.4},420,0.48,1344,1000,0.57870370370370372,{"$f":"IF(SD=TRUE,IF(dp-SDFInfo!Z39<1,1,dp-SDFInfo!Z39),dp)","v":150},{"$f":"IF(AND($I36<=4,$J36<=200),$G386,IF(AND($I36<=4,$J36>200),$G387,IF(AND($I36>4,$J36<=200),$G389,$G390)))","v":55.44675925925926},{"$f":"IF(AND($I36<=4,$J36<=200),$M386,IF(AND($I36<=4,$J36>200),$M387,IF(AND($I36>4,$J36<=200),$M389,$M390)))","v":53.44675925925926},{"$f":"IF(AND($I36<=4,$J36<=200),$T386,IF(AND($I36<=4,$J36>200),$T387,IF(AND($I36>4,$J36<=200),$T389,$T390)))","v":57.516975308641975},{"$f":"IF(AND($I36<=4,$J36<=200),$Z386,IF(AND($I36<=4,$J36>200),$Z387,IF(AND($I36>4,$J36<=200),$Z389,$Z390)))","v":58.44675925925926},{"$f":"IF(AND($I36<=4,$J36<=200),$AG386,IF(AND($I36<=4,$J36>200),$AG387,IF(AND($I36>4,$J36<=200),$AG389,$AG390)))","v":65.070216049382722},{"$f":"IF(AND($I36<=4,$J36<=200),$AM386,IF(AND($I36<=4,$J36>200),$AM387,IF(AND($I36>4,$J36<=200),$AM389,$AM390)))","v":61},{"$f":"IF(AND($I36<=4,$J36<=200),$AT386,IF(AND($I36<=4,$J36>200),$AT387,IF(AND($I36>4,$J36<=200),$AT389,$AT390)))","v":48.368055555555557},{"$f":"IF(AND($I36<=4,$J36<=200),$BA386,IF(AND($I36<=4,$J36>200),$BA387,IF(AND($I36>4,$J36<=200),$BA389,$BA390)))","v":44.095679012345677},67.322901353031369,{"$f":"IF(AND($I36<=4,$J36<=200),$BG386,IF(AND($I36<=4,$J36>200),$BG387,IF(AND($I36>4,$J36<=200),$BG389,$BG390)))","v":67.21913580246914},{"$f":"10*LOG10(10^(0.1*AZ36)+10^(0.1*SDFInfo!R39))","v":53.446778897718147},{"$f":"10*LOG10(10^(0.1*BA36)+10^(0.1*SDFInfo!S39))","v":49.446808588669015},{"$f":"10*LOG10(10^(0.1*BB36)+10^(0.1*SDFInfo!T39))","v":49.517023846918732},{"$f":"10*LOG10(10^(0.1*BC36)+10^(0.1*SDFInfo!U39))","v":41.447070497407957},{"$f":"10*LOG10(10^(0.1*BD36)+10^(0.1*SDFInfo!V39))","v":32.072911478577112},{"$f":"10*LOG10(10^(0.1*BE36)+10^(0.1*SDFInfo!W39))","v":29.005464004928584},{"$f":"10*LOG10(10^(0.1*BF36)+10^(0.1*SDFInfo!X39))","v":30.372043777597291},{"$f":"10*LOG10(10^(0.1*BG36)+10^(0.1*SDFInfo!Y39))","v":30.099925247886098},44.240248525497478,{"$f":"10*LOG10(10^(0.1*BH36)+10^(0.1*SDFInfo!Q39))","v":44.135833001577481},17280,{"$f":"'VRF-WAbstrOhneDS'!K36","v":55.44675925925926},{"$f":"'VRF-WAbstrOhneDS'!L36","v":52.876543209876544},{"$f":"'VRF-WAbstrOhneDS'!M36","v":51.516975308641975},{"$f":"'VRF-WAbstrOhneDS'!N36","v":47.44675925925926},{"$f":"'VRF-WAbstrOhneDS'!O36","v":55.570216049382715},{"$f":"'VRF-WAbstrOhneDS'!P36","v":51},{"$f":"'VRF-WAbstrOhneDS'!Q36","v":38.368055555555557},{"$f":"'VRF-WAbstrOhneDS'!R36","v":37.095679012345677},57.715446307116508,{"$f":"'VRF-WAbstrOhneDS'!S36","v":57.719135802469133},{"$f":"'VRF-WAbstrMitDS'!K36","v":48.516975308641975},{"$f":"'VRF-WAbstrMitDS'!L36","v":45.876543209876544},{"$f":"'VRF-WAbstrMitDS'!M36","v":44.516975308641975},{"$f":"'VRF-WAbstrMitDS'!N36","v":38.44675925925926},{"$f":"'VRF-WAbstrMitDS'!O36","v":43},{"$f":"'VRF-WAbstrMitDS'!P36","v":36.929783950617285},{"$f":"'VRF-WAbstrMitDS'!Q36","v":22.797839506172838},{"$f":"'VRF-WAbstrMitDS'!R36","v":18.025462962962962},45.45502666569034,{"$f":"'VRF-WAbstrMitDS'!S36","v":45.578703703703702},{"$f":"K36-SDFInfo!H39","v":53.44675925925926},{"$f":"L36-SDFInfo!I39","v":49.44675925925926},{"$f":"M36-SDFInfo!J39","v":49.516975308641975},{"$f":"N36-SDFInfo!K39","v":41.44675925925926},{"$f":"O36-SDFInfo!L39","v":32.070216049382722},{"$f":"P36-SDFInfo!M39","v":29},{"$f":"Q36-SDFInfo!N39","v":30.368055555555557},{"$f":"R36-SDFInfo!O39","v":30.095679012345677},44.135665426515047,37.44675925925926,40.44675925925926,46.516975308641975,48.44675925925926,54.070216049382722,50,37.368055555555557,33.095679012345677,56.389946190247159,56.286180639684929,35.446778897718147,36.446808588669015,38.517023846918732,31.447070497407957,21.072911478577112,18.005464004928584,19.372043777597291,19.099925247886098,33.322431559484357,33.218016035564361]
[]
[]
[]
[]
[]
[]
[]
[]
[]
[]
[]
[]
["Luftschalldurchstrahlung LW für Oktavmittenfrequenzen"]
[null,null,null,63,null,null,null,null,null,"125 Hz",null,null,null,null,null,"250 Hz",null,null,null,null,null,null,"500 Hz",null,null,null,null,null,null,"1000 Hz",null,null,null,null,null,"2000 Hz",null,null,null,null,null,null,"4000 Hz",null,null,null,null,null,"8000 Hz",null,null,null,null,null,null," S LWA"]
["BG","v","dp","LW","m","b",null,"v","dp","LW","m","b",null,"v","dp","LW","m","b",null,null,"v","dp","LW","m","b",null,"v","dp",null,"LW","m","b",null,"v","dp","LW","m","b",null,null,"v","dp","LW","m","b",null,"v","dp","LW",null,"m","b",null,"v","dp","LW","m","b"]
["200x100",1,100,{"$f":"D62-2","v":29},null,null,null,1,100,{"$f":"J62-2","v":29},null,null,null,1,100,{"$f":"P62-2","v":38},null,null,null,null,1,100,{"$f":"W62-2","v":41},null,null,null,1,100,null,{"$f":"AD62-2","v":38},null,null,null,1,100,{"$f":"AJ62-2","v":31},null,null,null,null,1,100,{"$f":"AQ62-2","v":29},null,null,null,1,100,{"$f":"AW62-2","v":27},null,null,null,null,1,100,{"$f":"BD62-2","v":42}]
[null,1,200,{"$f":"D63-2","v":34},{"$f":"INDEX(LINEST(D52:D53,C52:C53,TRUE,FALSE),1)","v":0.05},{"$f":"INDEX(LINEST(D52:D53,C52:C53,TRUE,FALSE),2)","v":24},null,1,200,{"$f":"J63-2","v":32},{"$f":"INDEX(LINEST(J52:J53,I52:I53,TRUE,FALSE),1)","v":2.9999999999999995E-2},{"$f":"INDEX(LINEST(J52:J53,I52:I53,TRUE,FALSE),2)","v":26},null,1,200,{"$f":"P63-2","v":40},{"$f":"INDEX(LINEST(P52:P53,O52:O53,TRUE,FALSE),1)","v":2.0000000000000004E-2},{"$f":"INDEX(LINEST(P52:P53,O52:O53,TRUE,FALSE),2)","v":36},null,null,1,200,{"$f":"W63-2","v":45},{"$f":"INDEX(LINEST(W52:W53,V52:V53,TRUE,FALSE),1)","v":4.0000000000000008E-2},{"$f":"INDEX(LINEST(W52:W53,V52:V53,TRUE,FALSE),2)","v":37},null,1,200,null,{"$f":"AD63-2","v":44},{"$f":"INDEX(LINEST(AD52:AD53,AB52:AB53,TRUE,FALSE),1)","v":5.9999999999999991E-2},{"$f":"INDEX(LINEST(AD52:AD53,AB52:AB53,TRUE,FALSE),2)","v":32},null,1,200,{"$f":"AJ63-2","v":40},{"$f":"INDEX(LINEST(AJ52:AJ53,AI52:AI53,TRUE,FALSE),1)","v":0.09},{"$f":"INDEX(LINEST(AJ52:AJ53,AI52:AI53,TRUE,FALSE),2)","v":22},null,null,1,200,{"$f":"AQ63-2","v":36},{"$f":"INDEX(LINEST(AQ52:AQ53,AP52:AP53,TRUE,FALSE),1)","v":7.0000000000000021E-2},{"$f":"INDEX(LINEST(AQ52:AQ53,AP52:AP53,TRUE,FALSE),2)","v":21.999999999999996},null,1,200,{"$f":"AW63-2","v":35},null,{"$f":"INDEX(LINEST(AW52:AW53,AV52:AV53,TRUE,FALSE),1)","v":8.0000000000000016E-2},{"$f":"INDEX(LINEST(AW52:AW53,AV52:AV53,TRUE,FALSE),2)","v":19},null,1,200,{"$f":"BD63-2","v":48},{"$f":"INDEX(LINEST(BD52:BD53,BC52:BC53,TRUE,FALSE),1)","v":5.9999999999999991E-2},{"$f":"INDEX(LINEST(BD52:BD53,BC52:BC53,TRUE,FALSE),2)","v":36}]
[null,1,500,37,{"$f":"INDEX(LINEST(D53:D54,C53:C54,TRUE,FALSE),1)","v":1.0000000000000004E-2},{"$f":"INDEX(LINEST(D53:D54,C53:C54,TRUE,FALSE),2)","v":32},null,1,500,44,{"$f":"INDEX(LINEST(J53:J54,I53:I54,TRUE,FALSE),1)","v":4.0000000000000015E-2},{"$f":"INDEX(LINEST(J53:J54,I53:I54,TRUE,FALSE),2)","v":23.999999999999993},null,1,500,43,{"$f":"INDEX(LINEST(P53:P54,O53:O54,TRUE,FALSE),1)","v":1.0000000000000004E-2},{"$f":"INDEX(LINEST(P53:P54,O53:O54,TRUE,FALSE),2)","v":38},null,null,1,500,47,{"$f":"INDEX(LINEST(W53:W54,V53:V54,TRUE,FALSE),1)","v":6.666666666666668E-3},{"$f":"INDEX(LINEST(W53:W54,V53:V54,TRUE,FALSE),2)","v":43.666666666666664},null,1,500,null,49,{"$f":"INDEX(LINEST(AD53:AD54,AB53:AB54,TRUE,FALSE),1)","v":1.6666666666666666E-2},{"$f":"INDEX(LINEST(AD53:AD54,AB53:AB54,TRUE,FALSE),2)","v":40.666666666666664},null,1,500,48,{"$f":"INDEX(LINEST(AJ53:AJ54,AI53:AI54,TRUE,FALSE),1)","v":2.6666666666666672E-2},{"$f":"INDEX(LINEST(AJ53:AJ54,AI53:AI54,TRUE,FALSE),2)","v":34.666666666666664},null,null,1,500,46,{"$f":"INDEX(LINEST(AQ53:AQ54,AP53:AP54,TRUE,FALSE),1)","v":3.3333333333333333E-2},{"$f":"INDEX(LINEST(AQ53:AQ54,AP53:AP54,TRUE,FALSE),2)","v":29.333333333333336},null,1,500,45,null,{"$f":"INDEX(LINEST(AW53:AW54,AV53:AV54,TRUE,FALSE),1)","v":3.3333333333333333E-2},{"$f":"INDEX(LINEST(AW53:AW54,AV53:AV54,TRUE,FALSE),2)","v":28.333333333333336},null,1,500,54,{"$f":"INDEX(LINEST(BD53:BD54,BC53:BC54,TRUE,FALSE),1)","v":2.0000000000000007E-2},{"$f":"INDEX(LINEST(BD53:BD54,BC53:BC54,TRUE,FALSE),2)","v":44}]
[null,4,100,39,null,null,null,4,100,43,null,null,null,4,100,44,null,null,null,null,4,100,40,null,null,null,4,100,null,41,null,null,null,4,100,38,null,null,null,null,4,100,36,null,null,null,4,100,31,null,null,null,null,4,100,45]
[null,4,200,40,{"$f":"INDEX(LINEST(D55:D56,C55:C56,TRUE,FALSE),1)","v":1.0000000000000002E-2},{"$f":"INDEX(LINEST(D55:D56,C55:C56,TRUE,FALSE),2)","v":38},{"$f":"((($I$3-1)/3)*((E56*$J$3+F56)-(E53*$J$3+F53)))+(E53*$J$3+F53)","v":65.870370370370352},4,200,43,{"$f":"INDEX(LINEST(J55:J56,I55:I56,TRUE,FALSE),1)","v":0},{"$f":"INDEX(LINEST(J55:J56,I55:I56,TRUE,FALSE),2)","v":43},{"$f":"((($I$3-1)/3)*((K56*$J$3+L56)-(K53*$J$3+L53)))+(K53*$J$3+L53)","v":84.203703703703695},4,200,49,{"$f":"INDEX(LINEST(P55:P56,O55:O56,TRUE,FALSE),1)","v":0.05},{"$f":"INDEX(LINEST(P55:P56,O55:O56,TRUE,FALSE),2)","v":39},null,{"$f":"((($I$3-1)/3)*((Q56*$J$3+R56)-(Q53*$J$3+R53)))+(Q53*$J$3+R53)","v":71.222222222222214},4,200,47,{"$f":"INDEX(LINEST(W55:W56,V55:V56,TRUE,FALSE),1)","v":7.0000000000000021E-2},{"$f":"INDEX(LINEST(W55:W56,V55:V56,TRUE,FALSE),2)","v":33},{"$f":"((($I$3-1)/3)*((X56*$J$3+Y56)-(X53*$J$3+Y53)))+(X53*$J$3+Y53)","v":45.148148148148145},4,200,null,47,{"$f":"INDEX(LINEST(AD55:AD56,AB55:AB56,TRUE,FALSE),1)","v":5.9999999999999991E-2},{"$f":"INDEX(LINEST(AD55:AD56,AB55:AB56,TRUE,FALSE),2)","v":35},{"$f":"((($I$3-1)/3)*((AE56*$J$3+AF56)-(AE53*$J$3+AF53)))+(AE53*$J$3+AF53)","v":53.888888888888886},4,200,47,{"$f":"INDEX(LINEST(AJ55:AJ56,AI55:AI56,TRUE,FALSE),1)","v":0.09},{"$f":"INDEX(LINEST(AJ55:AJ56,AI55:AI56,TRUE,FALSE),2)","v":29},{"$f":"((($I$3-1)/3)*((AK56*$J$3+AL56)-(AK53*$J$3+AL53)))+(AK53*$J$3+AL53)","v":65.574074074074062},null,4,200,44,{"$f":"INDEX(LINEST(AQ55:AQ56,AP55:AP56,TRUE,FALSE),1)","v":8.0000000000000016E-2},{"$f":"INDEX(LINEST(AQ55:AQ56,AP55:AP56,TRUE,FALSE),2)","v":28},{"$f":"((($I$3-1)/3)*((AR56*$J$3+AS56)-(AR53*$J$3+AS53)))+(AR53*$J$3+AS53)","v":64.722222222222214},4,200,40,null,{"$f":"INDEX(LINEST(AW55:AW56,AV55:AV56,TRUE,FALSE),1)","v":0.09},{"$f":"INDEX(LINEST(AW55:AW56,AV55:AV56,TRUE,FALSE),2)","v":22},{"$f":"((($I$3-1)/3)*((AY56*$J$3+AZ56)-(AY53*$J$3+AZ53)))+(AY53*$J$3+AZ53)","v":50.333333333333329},4,200,53,{"$f":"INDEX(LINEST(BD55:BD56,BC55:BC56,TRUE,FALSE),1)","v":8.0000000000000016E-2},{"$f":"INDEX(LINEST(BD55:BD56,BC55:BC56,TRUE,FALSE),2)","v":37},{"$f":"((($I$3-1)/3)*((BE56*$J$3+BF56)-(BE53*$J$3+BF53)))+(BE53*$J$3+BF53)","v":62.185185185185176}]
[null,4,500,42,{"$f":"INDEX(LINEST(D56:D57,C56:C57,TRUE,FALSE),1)","v":6.666666666666668E-3},{"$f":"INDEX(LINEST(D56:D57,C56:C57,TRUE,FALSE),2)","v":38.666666666666664},{"$f":"((($I$3-1)/3)*((E57*$J$3+F57)-(E54*$J$3+F54)))+(E54*$J$3+F54)","v":59.993827160493808},4,500,43,{"$f":"INDEX(LINEST(J56:J57,I56:I57,TRUE,FALSE),1)","v":0},{"$f":"INDEX(LINEST(J56:J57,I56:I57,TRUE,FALSE),2)","v":43},{"$f":"((($I$3-1)/3)*((K57*$J$3+L57)-(K54*$J$3+L54)))+(K54*$J$3+L54)","v":85.851851851851848},4,500,51,{"$f":"INDEX(LINEST(P56:P57,O56:O57,TRUE,FALSE),1)","v":6.666666666666668E-3},{"$f":"INDEX(LINEST(P56:P57,O56:O57,TRUE,FALSE),2)","v":47.666666666666664},null,{"$f":"((($I$3-1)/3)*((Q57*$J$3+R57)-(Q54*$J$3+R54)))+(Q54*$J$3+R54)","v":78.882716049382694},4,500,55,{"$f":"INDEX(LINEST(W56:W57,V56:V57,TRUE,FALSE),1)","v":2.6666666666666672E-2},{"$f":"INDEX(LINEST(W56:W57,V56:V57,TRUE,FALSE),2)","v":41.666666666666664},{"$f":"((($I$3-1)/3)*((X57*$J$3+Y57)-(X54*$J$3+Y54)))+(X54*$J$3+Y54)","v":48.962962962962962},4,500,null,58,{"$f":"INDEX(LINEST(AD56:AD57,AB56:AB57,TRUE,FALSE),1)","v":3.6666666666666674E-2},{"$f":"INDEX(LINEST(AD56:AD57,AB56:AB57,TRUE,FALSE),2)","v":39.666666666666664},{"$f":"((($I$3-1)/3)*((AE57*$J$3+AF57)-(AE54*$J$3+AF54)))+(AE54*$J$3+AF54)","v":51.759259259259252},4,500,54,{"$f":"INDEX(LINEST(AJ56:AJ57,AI56:AI57,TRUE,FALSE),1)","v":2.3333333333333331E-2},{"$f":"INDEX(LINEST(AJ56:AJ57,AI56:AI57,TRUE,FALSE),2)","v":42.333333333333336},{"$f":"((($I$3-1)/3)*((AK57*$J$3+AL57)-(AK54*$J$3+AL54)))+(AK54*$J$3+AL54)","v":69.456790123456798},null,4,500,54,{"$f":"INDEX(LINEST(AQ56:AQ57,AP56:AP57,TRUE,FALSE),1)","v":3.3333333333333333E-2},{"$f":"INDEX(LINEST(AQ56:AQ57,AP56:AP57,TRUE,FALSE),2)","v":37.333333333333336},{"$f":"((($I$3-1)/3)*((AR57*$J$3+AS57)-(AR54*$J$3+AS54)))+(AR54*$J$3+AS54)","v":68.703703703703695},4,500,52,null,{"$f":"INDEX(LINEST(AW56:AW57,AV56:AV57,TRUE,FALSE),1)","v":4.0000000000000015E-2},{"$f":"INDEX(LINEST(AW56:AW57,AV56:AV57,TRUE,FALSE),2)","v":31.999999999999993},{"$f":"((($I$3-1)/3)*((AY57*$J$3+AZ57)-(AY54*$J$3+AZ54)))+(AY54*$J$3+AZ54)","v":53.382716049382672},4,500,62,{"$f":"INDEX(LINEST(BD56:BD57,BC56:BC57,TRUE,FALSE),1)","v":0.03},{"$f":"INDEX(LINEST(BD56:BD57,BC56:BC57,TRUE,FALSE),2)","v":47},{"$f":"((($I$3-1)/3)*((BE57*$J$3+BF57)-(BE54*$J$3+BF54)))+(BE54*$J$3+BF54)","v":66.333333333333329}]
[null,10,100,57,null,null,null,10,100,58,null,null,null,10,100,57,null,null,null,null,10,100,53,null,null,null,10,100,null,53,null,null,null,10,100,51,null,null,null,null,10,100,45,null,null,null,10,100,39,null,null,null,null,10,100,58]
[null,10,200,59,{"$f":"INDEX(LINEST(D58:D59,C58:C59,TRUE,FALSE),1)","v":2.0000000000000004E-2},{"$f":"INDEX(LINEST(D58:D59,C58:C59,TRUE,FALSE),2)","v":55},{"$f":"((($I$3-4)/6)*((E59*$J$3+F59)-(E56*$J$3+F56)))+(E56*$J$3+F56)","v":69.990740740740733},10,200,61,{"$f":"INDEX(LINEST(J58:J59,I58:I59,TRUE,FALSE),1)","v":2.9999999999999995E-2},{"$f":"INDEX(LINEST(J58:J59,I58:I59,TRUE,FALSE),2)","v":55},{"$f":"((($I$3-4)/6)*((K59*$J$3+L59)-(K56*$J$3+L56)))+(K56*$J$3+L56)","v":70.194444444444429},10,200,60,{"$f":"INDEX(LINEST(P58:P59,O58:O59,TRUE,FALSE),1)","v":2.9999999999999995E-2},{"$f":"INDEX(LINEST(P58:P59,O58:O59,TRUE,FALSE),2)","v":54},null,{"$f":"((($I$3-4)/6)*((Q59*$J$3+R59)-(Q56*$J$3+R56)))+(Q56*$J$3+R56)","v":66.277777777777771},10,200,59,{"$f":"INDEX(LINEST(W58:W59,V58:V59,TRUE,FALSE),1)","v":5.9999999999999991E-2},{"$f":"INDEX(LINEST(W58:W59,V58:V59,TRUE,FALSE),2)","v":47},{"$f":"((($I$3-4)/6)*((X59*$J$3+Y59)-(X56*$J$3+Y56)))+(X56*$J$3+Y56)","v":64.101851851851848},10,200,null,58,{"$f":"INDEX(LINEST(AD58:AD59,AB58:AB59,TRUE,FALSE),1)","v":0.05},{"$f":"INDEX(LINEST(AD58:AD59,AB58:AB59,TRUE,FALSE),2)","v":48},{"$f":"((($I$3-4)/6)*((AE59*$J$3+AF59)-(AE56*$J$3+AF56)))+(AE56*$J$3+AF56)","v":62.953703703703695},10,200,55,{"$f":"INDEX(LINEST(AJ58:AJ59,AI58:AI59,TRUE,FALSE),1)","v":4.0000000000000008E-2},{"$f":"INDEX(LINEST(AJ58:AJ59,AI58:AI59,TRUE,FALSE),2)","v":47},{"$f":"((($I$3-4)/6)*((AK59*$J$3+AL59)-(AK56*$J$3+AL56)))+(AK56*$J$3+AL56)","v":59.80555555555555},null,10,200,51,{"$f":"INDEX(LINEST(AQ58:AQ59,AP58:AP59,TRUE,FALSE),1)","v":5.9999999999999991E-2},{"$f":"INDEX(LINEST(AQ58:AQ59,AP58:AP59,TRUE,FALSE),2)","v":39},{"$f":"((($I$3-4)/6)*((AR59*$J$3+AS59)-(AR56*$J$3+AS56)))+(AR56*$J$3+AS56)","v":53.185185185185183},10,200,49,null,{"$f":"INDEX(LINEST(AW58:AW59,AV58:AV59,TRUE,FALSE),1)","v":0.1},{"$f":"INDEX(LINEST(AW58:AW59,AV58:AV59,TRUE,FALSE),2)","v":29},{"$f":"((($I$3-4)/6)*((AY59*$J$3+AZ59)-(AY56*$J$3+AZ56)))+(AY56*$J$3+AZ56)","v":49.509259259259252},10,200,63,{"$f":"INDEX(LINEST(BD58:BD59,BC58:BC59,TRUE,FALSE),1)","v":0.05},{"$f":"INDEX(LINEST(BD58:BD59,BC58:BC59,TRUE,FALSE),2)","v":53},{"$f":"((($I$3-4)/6)*((BE59*$J$3+BF59)-(BE56*$J$3+BF56)))+(BE56*$J$3+BF56)","v":67.953703703703695}]
[null,10,500,54,{"$f":"INDEX(LINEST(D59:D60,C59:C60,TRUE,FALSE),1)","v":-1.6666666666666666E-2},{"$f":"INDEX(LINEST(D59:D60,C59:C60,TRUE,FALSE),2)","v":62.333333333333336},{"$f":"((($I$3-4)/6)*((E60*$J$3+F60)-(E57*$J$3+F57)))+(E57*$J$3+F57)","v":72.904320987654316},10,500,57,{"$f":"INDEX(LINEST(J59:J60,I59:I60,TRUE,FALSE),1)","v":-1.3333333333333336E-2},{"$f":"INDEX(LINEST(J59:J60,I59:I60,TRUE,FALSE),2)","v":63.666666666666671},{"$f":"((($I$3-4)/6)*((K60*$J$3+L60)-(K57*$J$3+L57)))+(K57*$J$3+L57)","v":73.76543209876543},10,500,64,{"$f":"INDEX(LINEST(P59:P60,O59:O60,TRUE,FALSE),1)","v":1.3333333333333336E-2},{"$f":"INDEX(LINEST(P59:P60,O59:O60,TRUE,FALSE),2)","v":57.333333333333329},null,{"$f":"((($I$3-4)/6)*((Q60*$J$3+R60)-(Q57*$J$3+R57)))+(Q57*$J$3+R57)","v":66.246913580246911},10,500,60,{"$f":"INDEX(LINEST(W59:W60,V59:V60,TRUE,FALSE),1)","v":3.333333333333334E-3},{"$f":"INDEX(LINEST(W59:W60,V59:V60,TRUE,FALSE),2)","v":58.333333333333336},{"$f":"((($I$3-4)/6)*((X60*$J$3+Y60)-(X57*$J$3+Y57)))+(X57*$J$3+Y57)","v":67.367283950617292},10,500,null,61,{"$f":"INDEX(LINEST(AD59:AD60,AB59:AB60,TRUE,FALSE),1)","v":1.0000000000000004E-2},{"$f":"INDEX(LINEST(AD59:AD60,AB59:AB60,TRUE,FALSE),2)","v":56},{"$f":"((($I$3-4)/6)*((AE60*$J$3+AF60)-(AE57*$J$3+AF57)))+(AE57*$J$3+AF57)","v":65.493827160493822},10,500,58,{"$f":"INDEX(LINEST(AJ59:AJ60,AI59:AI60,TRUE,FALSE),1)","v":1.0000000000000004E-2},{"$f":"INDEX(LINEST(AJ59:AJ60,AI59:AI60,TRUE,FALSE),2)","v":53},{"$f":"((($I$3-4)/6)*((AK60*$J$3+AL60)-(AK57*$J$3+AL57)))+(AK57*$J$3+AL57)","v":60.117283950617278},null,10,500,59,{"$f":"INDEX(LINEST(AQ59:AQ60,AP59:AP60,TRUE,FALSE),1)","v":2.6666666666666672E-2},{"$f":"INDEX(LINEST(AQ59:AQ60,AP59:AP60,TRUE,FALSE),2)","v":45.666666666666664},{"$f":"((($I$3-4)/6)*((AR60*$J$3+AS60)-(AR57*$J$3+AS57)))+(AR57*$J$3+AS57)","v":54.419753086419746},10,500,58,null,{"$f":"INDEX(LINEST(AW59:AW60,AV59:AV60,TRUE,FALSE),1)","v":0.03},{"$f":"INDEX(LINEST(AW59:AW60,AV59:AV60,TRUE,FALSE),2)","v":43},{"$f":"((($I$3-4)/6)*((AY60*$J$3+AZ60)-(AY57*$J$3+AZ57)))+(AY57*$J$3+AZ57)","v":53.657407407407405},10,500,66,{"$f":"INDEX(LINEST(BD59:BD60,BC59:BC60,TRUE,FALSE),1)","v":1.0000000000000004E-2},{"$f":"INDEX(LINEST(BD59:BD60,BC59:BC60,TRUE,FALSE),2)","v":61},{"$f":"((($I$3-4)/6)*((BE60*$J$3+BF60)-(BE57*$J$3+BF57)))+(BE57*$J$3+BF57)","v":69.629629629629619}]
[]
["300x100",1,100,31,null,null,null,1,100,31,null,null,null,1,100,40,null,null,null,null,1,100,43,null,null,null,1,100,null,40,null,null,null,1,100,33,null,null,null,null,1,100,31,null,null,null,1,100,29,null,null,null,null,1,100,44]
[null,1,200,36,{"$f":"INDEX(LINEST(D62:D63,C62:C63,TRUE,FALSE),1)","v":0.05},{"$f":"INDEX(LINEST(D62:D63,C62:C63,TRUE,FALSE),2)","v":26},null,1,200,34,{"$f":"INDEX(LINEST(J62:J63,I62:I63,TRUE,FALSE),1)","v":2.9999999999999995E-2},{"$f":"INDEX(LINEST(J62:J63,I62:I63,TRUE,FALSE),2)","v":28},null,1,200,42,{"$f":"INDEX(LINEST(P62:P63,O62:O63,TRUE,FALSE),1)","v":2.0000000000000004E-2},{"$f":"INDEX(LINEST(P62:P63,O62:O63,TRUE,FALSE),2)","v":38},null,null,1,200,47,{"$f":"INDEX(LINEST(W62:W63,V62:V63,TRUE,FALSE),1)","v":4.0000000000000008E-2},{"$f":"INDEX(LINEST(W62:W63,V62:V63,TRUE,FALSE),2)","v":39},null,1,200,null,46,{"$f":"INDEX(LINEST(AD62:AD63,AB62:AB63,TRUE,FALSE),1)","v":5.9999999999999991E-2},{"$f":"INDEX(LINEST(AD62:AD63,AB62:AB63,TRUE,FALSE),2)","v":34},null,1,200,42,{"$f":"INDEX(LINEST(AJ62:AJ63,AI62:AI63,TRUE,FALSE),1)","v":0.09},{"$f":"INDEX(LINEST(AJ62:AJ63,AI62:AI63,TRUE,FALSE),2)","v":24},null,null,1,200,38,{"$f":"INDEX(LINEST(AQ62:AQ63,AP62:AP63,TRUE,FALSE),1)","v":7.0000000000000021E-2},{"$f":"INDEX(LINEST(AQ62:AQ63,AP62:AP63,TRUE,FALSE),2)","v":23.999999999999996},null,1,200,37,null,{"$f":"INDEX(LINEST(AW62:AW63,AV62:AV63,TRUE,FALSE),1)","v":8.0000000000000016E-2},{"$f":"INDEX(LINEST(AW62:AW63,AV62:AV63,TRUE,FALSE),2)","v":21},null,1,200,50,{"$f":"INDEX(LINEST(BD62:BD63,BC62:BC63,TRUE,FALSE),1)","v":5.9999999999999991E-2},{"$f":"INDEX(LINEST(BD62:BD63,BC62:BC63,TRUE,FALSE),2)","v":38}]
[null,1,500,39,{"$f":"INDEX(LINEST(D63:D64,C63:C64,TRUE,FALSE),1)","v":1.0000000000000004E-2},{"$f":"INDEX(LINEST(D63:D64,C63:C64,TRUE,FALSE),2)","v":34},null,1,500,46,{"$f":"INDEX(LINEST(J63:J64,I63:I64,TRUE,FALSE),1)","v":4.0000000000000015E-2},{"$f":"INDEX(LINEST(J63:J64,I63:I64,TRUE,FALSE),2)","v":25.999999999999993},null,1,500,45,{"$f":"INDEX(LINEST(P63:P64,O63:O64,TRUE,FALSE),1)","v":1.0000000000000004E-2},{"$f":"INDEX(LINEST(P63:P64,O63:O64,TRUE,FALSE),2)","v":40},null,null,1,500,49,{"$f":"INDEX(LINEST(W63:W64,V63:V64,TRUE,FALSE),1)","v":6.666666666666668E-3},{"$f":"INDEX(LINEST(W63:W64,V63:V64,TRUE,FALSE),2)","v":45.666666666666664},null,1,500,null,51,{"$f":"INDEX(LINEST(AD63:AD64,AB63:AB64,TRUE,FALSE),1)","v":1.6666666666666666E-2},{"$f":"INDEX(LINEST(AD63:AD64,AB63:AB64,TRUE,FALSE),2)","v":42.666666666666664},null,1,500,50,{"$f":"INDEX(LINEST(AJ63:AJ64,AI63:AI64,TRUE,FALSE),1)","v":2.6666666666666672E-2},{"$f":"INDEX(LINEST(AJ63:AJ64,AI63:AI64,TRUE,FALSE),2)","v":36.666666666666664},null,null,1,500,48,{"$f":"INDEX(LINEST(AQ63:AQ64,AP63:AP64,TRUE,FALSE),1)","v":3.3333333333333333E-2},{"$f":"INDEX(LINEST(AQ63:AQ64,AP63:AP64,TRUE,FALSE),2)","v":31.333333333333336},null,1,500,47,null,{"$f":"INDEX(LINEST(AW63:AW64,AV63:AV64,TRUE,FALSE),1)","v":3.3333333333333333E-2},{"$f":"INDEX(LINEST(AW63:AW64,AV63:AV64,TRUE,FALSE),2)","v":30.333333333333336},null,1,500,56,{"$f":"INDEX(LINEST(BD63:BD64,BC63:BC64,TRUE,FALSE),1)","v":2.0000000000000007E-2},{"$f":"INDEX(LINEST(BD63:BD64,BC63:BC64,TRUE,FALSE),2)","v":46}]
[null,4,100,41,null,null,null,4,100,45,null,null,null,4,100,46,null,null,null,null,4,100,42,null,null,null,4,100,null,43,null,null,null,4,100,40,null,null,null,null,4,100,38,null,null,null,4,100,33,null,null,null,null,4,100,47]
[null,4,200,42,{"$f":"INDEX(LINEST(D65:D66,C65:C66,TRUE,FALSE),1)","v":1.0000000000000002E-2},{"$f":"INDEX(LINEST(D65:D66,C65:C66,TRUE,FALSE),2)","v":40},{"$f":"((($I$4-1)/3)*((E66*$J$4+F66)-(E63*$J$4+F63)))+(E63*$J$4+F63)","v":55.524691358024697},4,200,45,{"$f":"INDEX(LINEST(J65:J66,I65:I66,TRUE,FALSE),1)","v":0},{"$f":"INDEX(LINEST(J65:J66,I65:I66,TRUE,FALSE),2)","v":45},{"$f":"((($I$4-1)/3)*((K66*$J$4+L66)-(K63*$J$4+L63)))+(K63*$J$4+L63)","v":66.913580246913583},4,200,51,{"$f":"INDEX(LINEST(P65:P66,O65:O66,TRUE,FALSE),1)","v":0.05},{"$f":"INDEX(LINEST(P65:P66,O65:O66,TRUE,FALSE),2)","v":41},null,{"$f":"((($I$4-1)/3)*((Q66*$J$4+R66)-(Q63*$J$4+R63)))+(Q63*$J$4+R63)","v":61.648148148148152},4,200,49,{"$f":"INDEX(LINEST(W65:W66,V65:V66,TRUE,FALSE),1)","v":7.0000000000000021E-2},{"$f":"INDEX(LINEST(W65:W66,V65:V66,TRUE,FALSE),2)","v":35},{"$f":"((($I$4-1)/3)*((X66*$J$4+Y66)-(X63*$J$4+Y63)))+(X63*$J$4+Y63)","v":46.376543209876544},4,200,null,49,{"$f":"INDEX(LINEST(AD65:AD66,AB65:AB66,TRUE,FALSE),1)","v":5.9999999999999991E-2},{"$f":"INDEX(LINEST(AD65:AD66,AB65:AB66,TRUE,FALSE),2)","v":37},{"$f":"((($I$4-1)/3)*((AE66*$J$4+AF66)-(AE63*$J$4+AF63)))+(AE63*$J$4+AF63)","v":51.25925925925926},4,200,49,{"$f":"INDEX(LINEST(AJ65:AJ66,AI65:AI66,TRUE,FALSE),1)","v":0.09},{"$f":"INDEX(LINEST(AJ65:AJ66,AI65:AI66,TRUE,FALSE),2)","v":31},{"$f":"((($I$4-1)/3)*((AK66*$J$4+AL66)-(AK63*$J$4+AL63)))+(AK63*$J$4+AL63)","v":56.771604938271608},null,4,200,46,{"$f":"INDEX(LINEST(AQ65:AQ66,AP65:AP66,TRUE,FALSE),1)","v":8.0000000000000016E-2},{"$f":"INDEX(LINEST(AQ65:AQ66,AP65:AP66,TRUE,FALSE),2)","v":30},{"$f":"((($I$4-1)/3)*((AR66*$J$4+AS66)-(AR63*$J$4+AS63)))+(AR63*$J$4+AS63)","v":55.148148148148152},4,200,42,null,{"$f":"INDEX(LINEST(AW65:AW66,AV65:AV66,TRUE,FALSE),1)","v":0.09},{"$f":"INDEX(LINEST(AW65:AW66,AV65:AV66,TRUE,FALSE),2)","v":24},{"$f":"((($I$4-1)/3)*((AY66*$J$4+AZ66)-(AY63*$J$4+AZ63)))+(AY63*$J$4+AZ63)","v":45.388888888888886},4,200,55,{"$f":"INDEX(LINEST(BD65:BD66,BC65:BC66,TRUE,FALSE),1)","v":8.0000000000000016E-2},{"$f":"INDEX(LINEST(BD65:BD66,BC65:BC66,TRUE,FALSE),2)","v":39},{"$f":"((($I$4-1)/3)*((BE66*$J$4+BF66)-(BE63*$J$4+BF63)))+(BE63*$J$4+BF63)","v":58.012345679012348}]
[null,4,500,44,{"$f":"INDEX(LINEST(D66:D67,C66:C67,TRUE,FALSE),1)","v":6.666666666666668E-3},{"$f":"INDEX(LINEST(D66:D67,C66:C67,TRUE,FALSE),2)","v":40.666666666666664},{"$f":"((($I$4-1)/3)*((E67*$J$4+F67)-(E64*$J$4+F64)))+(E64*$J$4+F64)","v":52.477366255144027},4,500,45,{"$f":"INDEX(LINEST(J66:J67,I66:I67,TRUE,FALSE),1)","v":0},{"$f":"INDEX(LINEST(J66:J67,I66:I67,TRUE,FALSE),2)","v":45},{"$f":"((($I$4-1)/3)*((K67*$J$4+L67)-(K64*$J$4+L64)))+(K64*$J$4+L64)","v":67.790123456790141},4,500,53,{"$f":"INDEX(LINEST(P66:P67,O66:O67,TRUE,FALSE),1)","v":6.666666666666668E-3},{"$f":"INDEX(LINEST(P66:P67,O66:O67,TRUE,FALSE),2)","v":49.666666666666664},null,{"$f":"((($I$4-1)/3)*((Q67*$J$4+R67)-(Q64*$J$4+R64)))+(Q64*$J$4+R64)","v":66.736625514403286},4,500,57,{"$f":"INDEX(LINEST(W66:W67,V66:V67,TRUE,FALSE),1)","v":2.6666666666666672E-2},{"$f":"INDEX(LINEST(W66:W67,V66:V67,TRUE,FALSE),2)","v":43.666666666666664},{"$f":"((($I$4-1)/3)*((X67*$J$4+Y67)-(X64*$J$4+Y64)))+(X64*$J$4+Y64)","v":49.419753086419753},4,500,null,60,{"$f":"INDEX(LINEST(AD66:AD67,AB66:AB67,TRUE,FALSE),1)","v":3.6666666666666674E-2},{"$f":"INDEX(LINEST(AD66:AD67,AB66:AB67,TRUE,FALSE),2)","v":41.666666666666664},{"$f":"((($I$4-1)/3)*((AE67*$J$4+AF67)-(AE64*$J$4+AF64)))+(AE64*$J$4+AF64)","v":50.672839506172835},4,500,56,{"$f":"INDEX(LINEST(AJ66:AJ67,AI66:AI67,TRUE,FALSE),1)","v":2.3333333333333331E-2},{"$f":"INDEX(LINEST(AJ66:AJ67,AI66:AI67,TRUE,FALSE),2)","v":44.333333333333336},{"$f":"((($I$4-1)/3)*((AK67*$J$4+AL67)-(AK64*$J$4+AL64)))+(AK64*$J$4+AL64)","v":60.397119341563794},null,4,500,56,{"$f":"INDEX(LINEST(AQ66:AQ67,AP66:AP67,TRUE,FALSE),1)","v":3.3333333333333333E-2},{"$f":"INDEX(LINEST(AQ66:AQ67,AP66:AP67,TRUE,FALSE),2)","v":39.333333333333336},{"$f":"((($I$4-1)/3)*((AR67*$J$4+AS67)-(AR64*$J$4+AS64)))+(AR64*$J$4+AS64)","v":58.358024691358025},4,500,54,null,{"$f":"INDEX(LINEST(AW66:AW67,AV66:AV67,TRUE,FALSE),1)","v":4.0000000000000015E-2},{"$f":"INDEX(LINEST(AW66:AW67,AV66:AV67,TRUE,FALSE),2)","v":33.999999999999993},{"$f":"((($I$4-1)/3)*((AY67*$J$4+AZ67)-(AY64*$J$4+AZ64)))+(AY64*$J$4+AZ64)","v":48.181069958847715},4,500,64,{"$f":"INDEX(LINEST(BD66:BD67,BC66:BC67,TRUE,FALSE),1)","v":0.03},{"$f":"INDEX(LINEST(BD66:BD67,BC66:BC67,TRUE,FALSE),2)","v":49},{"$f":"((($I$4-1)/3)*((BE67*$J$4+BF67)-(BE64*$J$4+BF64)))+(BE64*$J$4+BF64)","v":61.388888888888886}]
[null,10,100,59,null,null,null,10,100,60,null,null,null,10,100,59,null,null,null,null,10,100,55,null,null,null,10,100,null,55,null,null,null,10,100,53,null,null,null,null,10,100,47,null,null,null,10,100,41,null,null,null,null,10,100,60]
[null,10,200,61,{"$f":"INDEX(LINEST(D68:D69,C68:C69,TRUE,FALSE),1)","v":2.0000000000000004E-2},{"$f":"INDEX(LINEST(D68:D69,C68:C69,TRUE,FALSE),2)","v":57},{"$f":"((($I$4-4)/6)*((E69*$J$4+F69)-(E66*$J$4+F66)))+(E66*$J$4+F66)","v":57.716049382716051},10,200,63,{"$f":"INDEX(LINEST(J68:J69,I68:I69,TRUE,FALSE),1)","v":2.9999999999999995E-2},{"$f":"INDEX(LINEST(J68:J69,I68:I69,TRUE,FALSE),2)","v":57},{"$f":"((($I$4-4)/6)*((K69*$J$4+L69)-(K66*$J$4+L66)))+(K66*$J$4+L66)","v":59.462962962962962},10,200,62,{"$f":"INDEX(LINEST(P68:P69,O68:O69,TRUE,FALSE),1)","v":2.9999999999999995E-2},{"$f":"INDEX(LINEST(P68:P69,O68:O69,TRUE,FALSE),2)","v":56},null,{"$f":"((($I$4-4)/6)*((Q69*$J$4+R69)-(Q66*$J$4+R66)))+(Q66*$J$4+R66)","v":59.018518518518519},10,200,61,{"$f":"INDEX(LINEST(W68:W69,V68:V69,TRUE,FALSE),1)","v":5.9999999999999991E-2},{"$f":"INDEX(LINEST(W68:W69,V68:V69,TRUE,FALSE),2)","v":49},{"$f":"((($I$4-4)/6)*((X69*$J$4+Y69)-(X66*$J$4+Y66)))+(X66*$J$4+Y66)","v":56.456790123456791},10,200,null,60,{"$f":"INDEX(LINEST(AD68:AD69,AB68:AB69,TRUE,FALSE),1)","v":0.05},{"$f":"INDEX(LINEST(AD68:AD69,AB68:AB69,TRUE,FALSE),2)","v":50},{"$f":"((($I$4-4)/6)*((AE69*$J$4+AF69)-(AE66*$J$4+AF66)))+(AE66*$J$4+AF66)","v":56.080246913580247},10,200,57,{"$f":"INDEX(LINEST(AJ68:AJ69,AI68:AI69,TRUE,FALSE),1)","v":4.0000000000000008E-2},{"$f":"INDEX(LINEST(AJ68:AJ69,AI68:AI69,TRUE,FALSE),2)","v":49},{"$f":"((($I$4-4)/6)*((AK69*$J$4+AL69)-(AK66*$J$4+AL66)))+(AK66*$J$4+AL66)","v":53.703703703703702},null,10,200,53,{"$f":"INDEX(LINEST(AQ68:AQ69,AP68:AP69,TRUE,FALSE),1)","v":5.9999999999999991E-2},{"$f":"INDEX(LINEST(AQ68:AQ69,AP68:AP69,TRUE,FALSE),2)","v":41},{"$f":"((($I$4-4)/6)*((AR69*$J$4+AS69)-(AR66*$J$4+AS66)))+(AR66*$J$4+AS66)","v":49.012345679012348},10,200,51,null,{"$f":"INDEX(LINEST(AW68:AW69,AV68:AV69,TRUE,FALSE),1)","v":0.1},{"$f":"INDEX(LINEST(AW68:AW69,AV68:AV69,TRUE,FALSE),2)","v":31},{"$f":"((($I$4-4)/6)*((AY69*$J$4+AZ69)-(AY66*$J$4+AZ66)))+(AY66*$J$4+AZ66)","v":44.950617283950621},10,200,65,{"$f":"INDEX(LINEST(BD68:BD69,BC68:BC69,TRUE,FALSE),1)","v":0.05},{"$f":"INDEX(LINEST(BD68:BD69,BC68:BC69,TRUE,FALSE),2)","v":55},{"$f":"((($I$4-4)/6)*((BE69*$J$4+BF69)-(BE66*$J$4+BF66)))+(BE66*$J$4+BF66)","v":61.080246913580247}]
[null,10,500,56,{"$f":"INDEX(LINEST(D69:D70,C69:C70,TRUE,FALSE),1)","v":-1.6666666666666666E-2},{"$f":"INDEX(LINEST(D69:D70,C69:C70,TRUE,FALSE),2)","v":64.333333333333329},{"$f":"((($I$4-4)/6)*((E70*$J$4+F70)-(E67*$J$4+F67)))+(E67*$J$4+F67)","v":59.343621399176953},10,500,59,{"$f":"INDEX(LINEST(J69:J70,I69:I70,TRUE,FALSE),1)","v":-1.3333333333333336E-2},{"$f":"INDEX(LINEST(J69:J70,I69:I70,TRUE,FALSE),2)","v":65.666666666666671},{"$f":"((($I$4-4)/6)*((K70*$J$4+L70)-(K67*$J$4+L67)))+(K67*$J$4+L67)","v":61.362139917695472},10,500,66,{"$f":"INDEX(LINEST(P69:P70,O69:O70,TRUE,FALSE),1)","v":1.3333333333333336E-2},{"$f":"INDEX(LINEST(P69:P70,O69:O70,TRUE,FALSE),2)","v":59.333333333333329},null,{"$f":"((($I$4-4)/6)*((Q70*$J$4+R70)-(Q67*$J$4+R67)))+(Q67*$J$4+R67)","v":60.016460905349788},10,500,62,{"$f":"INDEX(LINEST(W69:W70,V69:V70,TRUE,FALSE),1)","v":3.333333333333334E-3},{"$f":"INDEX(LINEST(W69:W70,V69:V70,TRUE,FALSE),2)","v":60.333333333333336},{"$f":"((($I$4-4)/6)*((X70*$J$4+Y70)-(X67*$J$4+Y67)))+(X67*$J$4+Y67)","v":59.207818930041157},10,500,null,63,{"$f":"INDEX(LINEST(AD69:AD70,AB69:AB70,TRUE,FALSE),1)","v":1.0000000000000004E-2},{"$f":"INDEX(LINEST(AD69:AD70,AB69:AB70,TRUE,FALSE),2)","v":58},{"$f":"((($I$4-4)/6)*((AE70*$J$4+AF70)-(AE67*$J$4+AF67)))+(AE67*$J$4+AF67)","v":57.977366255144034},10,500,60,{"$f":"INDEX(LINEST(AJ69:AJ70,AI69:AI70,TRUE,FALSE),1)","v":1.0000000000000004E-2},{"$f":"INDEX(LINEST(AJ69:AJ70,AI69:AI70,TRUE,FALSE),2)","v":55},{"$f":"((($I$4-4)/6)*((AK70*$J$4+AL70)-(AK67*$J$4+AL67)))+(AK67*$J$4+AL67)","v":55.430041152263371},null,10,500,61,{"$f":"INDEX(LINEST(AQ69:AQ70,AP69:AP70,TRUE,FALSE),1)","v":2.6666666666666672E-2},{"$f":"INDEX(LINEST(AQ69:AQ70,AP69:AP70,TRUE,FALSE),2)","v":47.666666666666664},{"$f":"((($I$4-4)/6)*((AR70*$J$4+AS70)-(AR67*$J$4+AS67)))+(AR67*$J$4+AS67)","v":50.761316872427983},10,500,60,null,{"$f":"INDEX(LINEST(AW69:AW70,AV69:AV70,TRUE,FALSE),1)","v":0.03},{"$f":"INDEX(LINEST(AW69:AW70,AV69:AV70,TRUE,FALSE),2)","v":45},{"$f":"((($I$4-4)/6)*((AY70*$J$4+AZ70)-(AY67*$J$4+AZ67)))+(AY67*$J$4+AZ67)","v":48.327160493827158},10,500,68,{"$f":"INDEX(LINEST(BD69:BD70,BC69:BC70,TRUE,FALSE),1)","v":1.0000000000000004E-2},{"$f":"INDEX(LINEST(BD69:BD70,BC69:BC70,TRUE,FALSE),2)","v":63},{"$f":"((($I$4-4)/6)*((BE70*$J$4+BF70)-(BE67*$J$4+BF67)))+(BE67*$J$4+BF67)","v":63.141975308641975}]
[]
["400x100",1,100,{"$f":"D62+1","v":32},null,null,null,1,100,{"$f":"J62+1","v":32},null,null,null,1,100,{"$f":"P62+1","v":41},null,null,null,null,1,100,{"$f":"W62+1","v":44},null,null,null,1,100,null,{"$f":"AD62+1","v":41},null,null,null,1,100,{"$f":"AJ62+1","v":34},null,null,null,null,1,100,{"$f":"AQ62+1","v":32},null,null,null,1,100,{"$f":"AW62+1","v":30},null,null,null,null,1,100,{"$f":"BD62+1","v":45}]
[null,1,200,{"$f":"D63+1","v":37},{"$f":"INDEX(LINEST(D72:D73,C72:C73,TRUE,FALSE),1)","v":0.05},{"$f":"INDEX(LINEST(D72:D73,C72:C73,TRUE,FALSE),2)","v":27},null,1,200,{"$f":"J63+1","v":35},{"$f":"INDEX(LINEST(J72:J73,I72:I73,TRUE,FALSE),1)","v":2.9999999999999995E-2},{"$f":"INDEX(LINEST(J72:J73,I72:I73,TRUE,FALSE),2)","v":29},null,1,200,{"$f":"P63+1","v":43},{"$f":"INDEX(LINEST(P72:P73,O72:O73,TRUE,FALSE),1)","v":2.0000000000000004E-2},{"$f":"INDEX(LINEST(P72:P73,O72:O73,TRUE,FALSE),2)","v":39},null,null,1,200,{"$f":"W63+1","v":48},{"$f":"INDEX(LINEST(W72:W73,V72:V73,TRUE,FALSE),1)","v":4.0000000000000008E-2},{"$f":"INDEX(LINEST(W72:W73,V72:V73,TRUE,FALSE),2)","v":40},null,1,200,null,{"$f":"AD63+1","v":47},{"$f":"INDEX(LINEST(AD72:AD73,AB72:AB73,TRUE,FALSE),1)","v":5.9999999999999991E-2},{"$f":"INDEX(LINEST(AD72:AD73,AB72:AB73,TRUE,FALSE),2)","v":35},null,1,200,{"$f":"AJ63+1","v":43},{"$f":"INDEX(LINEST(AJ72:AJ73,AI72:AI73,TRUE,FALSE),1)","v":0.09},{"$f":"INDEX(LINEST(AJ72:AJ73,AI72:AI73,TRUE,FALSE),2)","v":25},null,null,1,200,{"$f":"AQ63+1","v":39},{"$f":"INDEX(LINEST(AQ72:AQ73,AP72:AP73,TRUE,FALSE),1)","v":7.0000000000000021E-2},{"$f":"INDEX(LINEST(AQ72:AQ73,AP72:AP73,TRUE,FALSE),2)","v":24.999999999999996},null,1,200,{"$f":"AW63+1","v":38},null,{"$f":"INDEX(LINEST(AW72:AW73,AV72:AV73,TRUE,FALSE),1)","v":8.0000000000000016E-2},{"$f":"INDEX(LINEST(AW72:AW73,AV72:AV73,TRUE,FALSE),2)","v":22},null,1,200,{"$f":"BD63+1","v":51},{"$f":"INDEX(LINEST(BD72:BD73,BC72:BC73,TRUE,FALSE),1)","v":5.9999999999999991E-2},{"$f":"INDEX(LINEST(BD72:BD73,BC72:BC73,TRUE,FALSE),2)","v":39}]
[null,1,500,40,{"$f":"INDEX(LINEST(D73:D74,C73:C74,TRUE,FALSE),1)","v":1.0000000000000004E-2},{"$f":"INDEX(LINEST(D73:D74,C73:C74,TRUE,FALSE),2)","v":35},null,1,500,47,{"$f":"INDEX(LINEST(J73:J74,I73:I74,TRUE,FALSE),1)","v":4.0000000000000015E-2},{"$f":"INDEX(LINEST(J73:J74,I73:I74,TRUE,FALSE),2)","v":26.999999999999993},null,1,500,46,{"$f":"INDEX(LINEST(P73:P74,O73:O74,TRUE,FALSE),1)","v":1.0000000000000004E-2},{"$f":"INDEX(LINEST(P73:P74,O73:O74,TRUE,FALSE),2)","v":41},null,null,1,500,50,{"$f":"INDEX(LINEST(W73:W74,V73:V74,TRUE,FALSE),1)","v":6.666666666666668E-3},{"$f":"INDEX(LINEST(W73:W74,V73:V74,TRUE,FALSE),2)","v":46.666666666666664},null,1,500,null,52,{"$f":"INDEX(LINEST(AD73:AD74,AB73:AB74,TRUE,FALSE),1)","v":1.6666666666666666E-2},{"$f":"INDEX(LINEST(AD73:AD74,AB73:AB74,TRUE,FALSE),2)","v":43.666666666666664},null,1,500,51,{"$f":"INDEX(LINEST(AJ73:AJ74,AI73:AI74,TRUE,FALSE),1)","v":2.6666666666666672E-2},{"$f":"INDEX(LINEST(AJ73:AJ74,AI73:AI74,TRUE,FALSE),2)","v":37.666666666666664},null,null,1,500,49,{"$f":"INDEX(LINEST(AQ73:AQ74,AP73:AP74,TRUE,FALSE),1)","v":3.3333333333333333E-2},{"$f":"INDEX(LINEST(AQ73:AQ74,AP73:AP74,TRUE,FALSE),2)","v":32.333333333333336},null,1,500,48,null,{"$f":"INDEX(LINEST(AW73:AW74,AV73:AV74,TRUE,FALSE),1)","v":3.3333333333333333E-2},{"$f":"INDEX(LINEST(AW73:AW74,AV73:AV74,TRUE,FALSE),2)","v":31.333333333333336},null,1,500,57,{"$f":"INDEX(LINEST(BD73:BD74,BC73:BC74,TRUE,FALSE),1)","v":2.0000000000000007E-2},{"$f":"INDEX(LINEST(BD73:BD74,BC73:BC74,TRUE,FALSE),2)","v":47}]
[null,4,100,42,null,null,null,4,100,46,null,null,null,4,100,47,null,null,null,null,4,100,43,null,null,null,4,100,null,44,null,null,null,4,100,41,null,null,null,null,4,100,39,null,null,null,4,100,34,null,null,null,null,4,100,48]
[null,4,200,43,{"$f":"INDEX(LINEST(D75:D76,C75:C76,TRUE,FALSE),1)","v":1.0000000000000002E-2},{"$f":"INDEX(LINEST(D75:D76,C75:C76,TRUE,FALSE),2)","v":41},{"$f":"((($I$5-1)/3)*((E76*$J$5+F76)-(E73*$J$5+F73)))+(E73*$J$5+F73)","v":50.351851851851848},4,200,46,{"$f":"INDEX(LINEST(J75:J76,I75:I76,TRUE,FALSE),1)","v":0},{"$f":"INDEX(LINEST(J75:J76,I75:I76,TRUE,FALSE),2)","v":46},{"$f":"((($I$5-1)/3)*((K76*$J$5+L76)-(K73*$J$5+L73)))+(K73*$J$5+L73)","v":58.268518518518512},4,200,52,{"$f":"INDEX(LINEST(P75:P76,O75:O76,TRUE,FALSE),1)","v":0.05},{"$f":"INDEX(LINEST(P75:P76,O75:O76,TRUE,FALSE),2)","v":42},null,{"$f":"((($I$5-1)/3)*((Q76*$J$5+R76)-(Q73*$J$5+R73)))+(Q73*$J$5+R73)","v":56.861111111111107},4,200,50,{"$f":"INDEX(LINEST(W75:W76,V75:V76,TRUE,FALSE),1)","v":7.0000000000000021E-2},{"$f":"INDEX(LINEST(W75:W76,V75:V76,TRUE,FALSE),2)","v":36},{"$f":"((($I$5-1)/3)*((X76*$J$5+Y76)-(X73*$J$5+Y73)))+(X73*$J$5+Y73)","v":46.99074074074074},4,200,null,50,{"$f":"INDEX(LINEST(AD75:AD76,AB75:AB76,TRUE,FALSE),1)","v":5.9999999999999991E-2},{"$f":"INDEX(LINEST(AD75:AD76,AB75:AB76,TRUE,FALSE),2)","v":38},{"$f":"((($I$5-1)/3)*((AE76*$J$5+AF76)-(AE73*$J$5+AF73)))+(AE73*$J$5+AF73)","v":49.944444444444443},4,200,50,{"$f":"INDEX(LINEST(AJ75:AJ76,AI75:AI76,TRUE,FALSE),1)","v":0.09},{"$f":"INDEX(LINEST(AJ75:AJ76,AI75:AI76,TRUE,FALSE),2)","v":32},{"$f":"((($I$5-1)/3)*((AK76*$J$5+AL76)-(AK73*$J$5+AL73)))+(AK73*$J$5+AL73)","v":52.370370370370367},null,4,200,47,{"$f":"INDEX(LINEST(AQ75:AQ76,AP75:AP76,TRUE,FALSE),1)","v":8.0000000000000016E-2},{"$f":"INDEX(LINEST(AQ75:AQ76,AP75:AP76,TRUE,FALSE),2)","v":31},{"$f":"((($I$5-1)/3)*((AR76*$J$5+AS76)-(AR73*$J$5+AS73)))+(AR73*$J$5+AS73)","v":50.361111111111107},4,200,43,null,{"$f":"INDEX(LINEST(AW75:AW76,AV75:AV76,TRUE,FALSE),1)","v":0.09},{"$f":"INDEX(LINEST(AW75:AW76,AV75:AV76,TRUE,FALSE),2)","v":25},{"$f":"((($I$5-1)/3)*((AY76*$J$5+AZ76)-(AY73*$J$5+AZ73)))+(AY73*$J$5+AZ73)","v":42.916666666666664},4,200,56,{"$f":"INDEX(LINEST(BD75:BD76,BC75:BC76,TRUE,FALSE),1)","v":8.0000000000000016E-2},{"$f":"INDEX(LINEST(BD75:BD76,BC75:BC76,TRUE,FALSE),2)","v":40},{"$f":"((($I$5-1)/3)*((BE76*$J$5+BF76)-(BE73*$J$5+BF73)))+(BE73*$J$5+BF73)","v":55.925925925925924}]
[null,4,500,45,{"$f":"INDEX(LINEST(D76:D77,C76:C77,TRUE,FALSE),1)","v":6.666666666666668E-3},{"$f":"INDEX(LINEST(D76:D77,C76:C77,TRUE,FALSE),2)","v":41.666666666666664},{"$f":"((($I$5-1)/3)*((E77*$J$5+F77)-(E74*$J$5+F74)))+(E74*$J$5+F74)","v":48.719135802469125},4,500,46,{"$f":"INDEX(LINEST(J76:J77,I76:I77,TRUE,FALSE),1)","v":0},{"$f":"INDEX(LINEST(J76:J77,I76:I77,TRUE,FALSE),2)","v":46},{"$f":"((($I$5-1)/3)*((K77*$J$5+L77)-(K74*$J$5+L74)))+(K74*$J$5+L74)","v":58.75925925925926},4,500,54,{"$f":"INDEX(LINEST(P76:P77,O76:O77,TRUE,FALSE),1)","v":6.666666666666668E-3},{"$f":"INDEX(LINEST(P76:P77,O76:O77,TRUE,FALSE),2)","v":50.666666666666664},null,{"$f":"((($I$5-1)/3)*((Q77*$J$5+R77)-(Q74*$J$5+R74)))+(Q74*$J$5+R74)","v":60.663580246913568},4,500,58,{"$f":"INDEX(LINEST(W76:W77,V76:V77,TRUE,FALSE),1)","v":2.6666666666666672E-2},{"$f":"INDEX(LINEST(W76:W77,V76:V77,TRUE,FALSE),2)","v":44.666666666666664},{"$f":"((($I$5-1)/3)*((X77*$J$5+Y77)-(X74*$J$5+Y74)))+(X74*$J$5+Y74)","v":49.648148148148145},4,500,null,61,{"$f":"INDEX(LINEST(AD76:AD77,AB76:AB77,TRUE,FALSE),1)","v":3.6666666666666674E-2},{"$f":"INDEX(LINEST(AD76:AD77,AB76:AB77,TRUE,FALSE),2)","v":42.666666666666664},{"$f":"((($I$5-1)/3)*((AE77*$J$5+AF77)-(AE74*$J$5+AF74)))+(AE74*$J$5+AF74)","v":50.129629629629626},4,500,57,{"$f":"INDEX(LINEST(AJ76:AJ77,AI76:AI77,TRUE,FALSE),1)","v":2.3333333333333331E-2},{"$f":"INDEX(LINEST(AJ76:AJ77,AI76:AI77,TRUE,FALSE),2)","v":45.333333333333336},{"$f":"((($I$5-1)/3)*((AK77*$J$5+AL77)-(AK74*$J$5+AL74)))+(AK74*$J$5+AL74)","v":55.867283950617285},null,4,500,57,{"$f":"INDEX(LINEST(AQ76:AQ77,AP76:AP77,TRUE,FALSE),1)","v":3.3333333333333333E-2},{"$f":"INDEX(LINEST(AQ76:AQ77,AP76:AP77,TRUE,FALSE),2)","v":40.333333333333336},{"$f":"((($I$5-1)/3)*((AR77*$J$5+AS77)-(AR74*$J$5+AS74)))+(AR74*$J$5+AS74)","v":53.185185185185183},4,500,55,null,{"$f":"INDEX(LINEST(AW76:AW77,AV76:AV77,TRUE,FALSE),1)","v":4.0000000000000015E-2},{"$f":"INDEX(LINEST(AW76:AW77,AV76:AV77,TRUE,FALSE),2)","v":34.999999999999993},{"$f":"((($I$5-1)/3)*((AY77*$J$5+AZ77)-(AY74*$J$5+AZ74)))+(AY74*$J$5+AZ74)","v":45.580246913580226},4,500,65,{"$f":"INDEX(LINEST(BD76:BD77,BC76:BC77,TRUE,FALSE),1)","v":0.03},{"$f":"INDEX(LINEST(BD76:BD77,BC76:BC77,TRUE,FALSE),2)","v":50},{"$f":"((($I$5-1)/3)*((BE77*$J$5+BF77)-(BE74*$J$5+BF74)))+(BE74*$J$5+BF74)","v":58.916666666666664}]
[null,10,100,60,null,null,null,10,100,61,null,null,null,10,100,60,null,null,null,null,10,100,56,null,null,null,10,100,null,56,null,null,null,10,100,54,null,null,null,null,10,100,48,null,null,null,10,100,42,null,null,null,null,10,100,61]
[null,10,200,62,{"$f":"INDEX(LINEST(D78:D79,C78:C79,TRUE,FALSE),1)","v":2.0000000000000004E-2},{"$f":"INDEX(LINEST(D78:D79,C78:C79,TRUE,FALSE),2)","v":58},{"$f":"((($I$5-4)/6)*((E79*$J$5+F79)-(E76*$J$5+F76)))+(E76*$J$5+F76)","v":51.578703703703695},10,200,64,{"$f":"INDEX(LINEST(J78:J79,I78:I79,TRUE,FALSE),1)","v":2.9999999999999995E-2},{"$f":"INDEX(LINEST(J78:J79,I78:I79,TRUE,FALSE),2)","v":58},{"$f":"((($I$5-4)/6)*((K79*$J$5+L79)-(K76*$J$5+L76)))+(K76*$J$5+L76)","v":54.097222222222214},10,200,63,{"$f":"INDEX(LINEST(P78:P79,O78:O79,TRUE,FALSE),1)","v":2.9999999999999995E-2},{"$f":"INDEX(LINEST(P78:P79,O78:O79,TRUE,FALSE),2)","v":57},null,{"$f":"((($I$5-4)/6)*((Q79*$J$5+R79)-(Q76*$J$5+R76)))+(Q76*$J$5+R76)","v":55.388888888888886},10,200,62,{"$f":"INDEX(LINEST(W78:W79,V78:V79,TRUE,FALSE),1)","v":5.9999999999999991E-2},{"$f":"INDEX(LINEST(W78:W79,V78:V79,TRUE,FALSE),2)","v":50},{"$f":"((($I$5-4)/6)*((X79*$J$5+Y79)-(X76*$J$5+Y76)))+(X76*$J$5+Y76)","v":52.634259259259252},10,200,null,61,{"$f":"INDEX(LINEST(AD78:AD79,AB78:AB79,TRUE,FALSE),1)","v":0.05},{"$f":"INDEX(LINEST(AD78:AD79,AB78:AB79,TRUE,FALSE),2)","v":51},{"$f":"((($I$5-4)/6)*((AE79*$J$5+AF79)-(AE76*$J$5+AF76)))+(AE76*$J$5+AF76)","v":52.643518518518519},10,200,58,{"$f":"INDEX(LINEST(AJ78:AJ79,AI78:AI79,TRUE,FALSE),1)","v":4.0000000000000008E-2},{"$f":"INDEX(LINEST(AJ78:AJ79,AI78:AI79,TRUE,FALSE),2)","v":50},{"$f":"((($I$5-4)/6)*((AK79*$J$5+AL79)-(AK76*$J$5+AL76)))+(AK76*$J$5+AL76)","v":50.652777777777771},null,10,200,54,{"$f":"INDEX(LINEST(AQ78:AQ79,AP78:AP79,TRUE,FALSE),1)","v":5.9999999999999991E-2},{"$f":"INDEX(LINEST(AQ78:AQ79,AP78:AP79,TRUE,FALSE),2)","v":42},{"$f":"((($I$5-4)/6)*((AR79*$J$5+AS79)-(AR76*$J$5+AS76)))+(AR76*$J$5+AS76)","v":46.925925925925924},10,200,52,null,{"$f":"INDEX(LINEST(AW78:AW79,AV78:AV79,TRUE,FALSE),1)","v":0.1},{"$f":"INDEX(LINEST(AW78:AW79,AV78:AV79,TRUE,FALSE),2)","v":32},{"$f":"((($I$5-4)/6)*((AY79*$J$5+AZ79)-(AY76*$J$5+AZ76)))+(AY76*$J$5+AZ76)","v":42.671296296296291},10,200,66,{"$f":"INDEX(LINEST(BD78:BD79,BC78:BC79,TRUE,FALSE),1)","v":0.05},{"$f":"INDEX(LINEST(BD78:BD79,BC78:BC79,TRUE,FALSE),2)","v":56},{"$f":"((($I$5-4)/6)*((BE79*$J$5+BF79)-(BE76*$J$5+BF76)))+(BE76*$J$5+BF76)","v":57.643518518518519}]
[null,10,500,57,{"$f":"INDEX(LINEST(D79:D80,C79:C80,TRUE,FALSE),1)","v":-1.6666666666666666E-2},{"$f":"INDEX(LINEST(D79:D80,C79:C80,TRUE,FALSE),2)","v":65.333333333333329},{"$f":"((($I$5-4)/6)*((E80*$J$5+F80)-(E77*$J$5+F77)))+(E77*$J$5+F77)","v":52.563271604938265},10,500,60,{"$f":"INDEX(LINEST(J79:J80,I79:I80,TRUE,FALSE),1)","v":-1.3333333333333336E-2},{"$f":"INDEX(LINEST(J79:J80,I79:I80,TRUE,FALSE),2)","v":66.666666666666671},{"$f":"((($I$5-4)/6)*((K80*$J$5+L80)-(K77*$J$5+L77)))+(K77*$J$5+L77)","v":55.160493827160494},10,500,67,{"$f":"INDEX(LINEST(P79:P80,O79:O80,TRUE,FALSE),1)","v":1.3333333333333336E-2},{"$f":"INDEX(LINEST(P79:P80,O79:O80,TRUE,FALSE),2)","v":60.333333333333329},null,{"$f":"((($I$5-4)/6)*((Q80*$J$5+R80)-(Q77*$J$5+R77)))+(Q77*$J$5+R77)","v":56.901234567901227},10,500,63,{"$f":"INDEX(LINEST(W79:W80,V79:V80,TRUE,FALSE),1)","v":3.333333333333334E-3},{"$f":"INDEX(LINEST(W79:W80,V79:V80,TRUE,FALSE),2)","v":61.333333333333336},{"$f":"((($I$5-4)/6)*((X80*$J$5+Y80)-(X77*$J$5+Y77)))+(X77*$J$5+Y77)","v":55.128086419753082},10,500,null,64,{"$f":"INDEX(LINEST(AD79:AD80,AB79:AB80,TRUE,FALSE),1)","v":1.0000000000000004E-2},{"$f":"INDEX(LINEST(AD79:AD80,AB79:AB80,TRUE,FALSE),2)","v":59},{"$f":"((($I$5-4)/6)*((AE80*$J$5+AF80)-(AE77*$J$5+AF77)))+(AE77*$J$5+AF77)","v":54.219135802469133},10,500,61,{"$f":"INDEX(LINEST(AJ79:AJ80,AI79:AI80,TRUE,FALSE),1)","v":1.0000000000000004E-2},{"$f":"INDEX(LINEST(AJ79:AJ80,AI79:AI80,TRUE,FALSE),2)","v":56},{"$f":"((($I$5-4)/6)*((AK80*$J$5+AL80)-(AK77*$J$5+AL77)))+(AK77*$J$5+AL77)","v":53.086419753086417},null,10,500,62,{"$f":"INDEX(LINEST(AQ79:AQ80,AP79:AP80,TRUE,FALSE),1)","v":2.6666666666666672E-2},{"$f":"INDEX(LINEST(AQ79:AQ80,AP79:AP80,TRUE,FALSE),2)","v":48.666666666666664},{"$f":"((($I$5-4)/6)*((AR80*$J$5+AS80)-(AR77*$J$5+AS77)))+(AR77*$J$5+AS77)","v":48.932098765432094},10,500,61,null,{"$f":"INDEX(LINEST(AW79:AW80,AV79:AV80,TRUE,FALSE),1)","v":0.03},{"$f":"INDEX(LINEST(AW79:AW80,AV79:AV80,TRUE,FALSE),2)","v":46},{"$f":"((($I$5-4)/6)*((AY80*$J$5+AZ80)-(AY77*$J$5+AZ77)))+(AY77*$J$5+AZ77)","v":45.662037037037031},10,500,69,{"$f":"INDEX(LINEST(BD79:BD80,BC79:BC80,TRUE,FALSE),1)","v":1.0000000000000004E-2},{"$f":"INDEX(LINEST(BD79:BD80,BC79:BC80,TRUE,FALSE),2)","v":64},{"$f":"((($I$5-4)/6)*((BE80*$J$5+BF80)-(BE77*$J$5+BF77)))+(BE77*$J$5+BF77)","v":59.898148148148145}]
[]
["500x100",1,100,{"$f":"D62+2","v":33},null,null,null,1,100,{"$f":"J62+2","v":33},null,null,null,1,100,{"$f":"P62+2","v":42},null,null,null,null,1,100,{"$f":"W62+2","v":45},null,null,null,1,100,null,{"$f":"AD62+2","v":42},null,null,null,1,100,{"$f":"AJ62+2","v":35},null,null,null,null,1,100,{"$f":"AQ62+2","v":33},null,null,null,1,100,{"$f":"AW62+2","v":31},null,null,null,null,1,100,{"$f":"BD62+2","v":46}]
[null,1,200,{"$f":"D63+2","v":38},{"$f":"INDEX(LINEST(D82:D83,C82:C83,TRUE,FALSE),1)","v":0.05},{"$f":"INDEX(LINEST(D82:D83,C82:C83,TRUE,FALSE),2)","v":28},null,1,200,{"$f":"J63+2","v":36},{"$f":"INDEX(LINEST(J82:J83,I82:I83,TRUE,FALSE),1)","v":2.9999999999999995E-2},{"$f":"INDEX(LINEST(J82:J83,I82:I83,TRUE,FALSE),2)","v":30},null,1,200,{"$f":"P63+2","v":44},{"$f":"INDEX(LINEST(P82:P83,O82:O83,TRUE,FALSE),1)","v":2.0000000000000004E-2},{"$f":"INDEX(LINEST(P82:P83,O82:O83,TRUE,FALSE),2)","v":40},null,null,1,200,{"$f":"W63+2","v":49},{"$f":"INDEX(LINEST(W82:W83,V82:V83,TRUE,FALSE),1)","v":4.0000000000000008E-2},{"$f":"INDEX(LINEST(W82:W83,V82:V83,TRUE,FALSE),2)","v":41},null,1,200,null,{"$f":"AD63+2","v":48},{"$f":"INDEX(LINEST(AD82:AD83,AB82:AB83,TRUE,FALSE),1)","v":5.9999999999999991E-2},{"$f":"INDEX(LINEST(AD82:AD83,AB82:AB83,TRUE,FALSE),2)","v":36},null,1,200,{"$f":"AJ63+2","v":44},{"$f":"INDEX(LINEST(AJ82:AJ83,AI82:AI83,TRUE,FALSE),1)","v":0.09},{"$f":"INDEX(LINEST(AJ82:AJ83,AI82:AI83,TRUE,FALSE),2)","v":26},null,null,1,200,{"$f":"AQ63+2","v":40},{"$f":"INDEX(LINEST(AQ82:AQ83,AP82:AP83,TRUE,FALSE),1)","v":7.0000000000000021E-2},{"$f":"INDEX(LINEST(AQ82:AQ83,AP82:AP83,TRUE,FALSE),2)","v":25.999999999999996},null,1,200,{"$f":"AW63+2","v":39},null,{"$f":"INDEX(LINEST(AW82:AW83,AV82:AV83,TRUE,FALSE),1)","v":8.0000000000000016E-2},{"$f":"INDEX(LINEST(AW82:AW83,AV82:AV83,TRUE,FALSE),2)","v":23},null,1,200,{"$f":"BD63+2","v":52},{"$f":"INDEX(LINEST(BD82:BD83,BC82:BC83,TRUE,FALSE),1)","v":5.9999999999999991E-2},{"$f":"INDEX(LINEST(BD82:BD83,BC82:BC83,TRUE,FALSE),2)","v":40}]
[null,1,500,41,{"$f":"INDEX(LINEST(D83:D84,C83:C84,TRUE,FALSE),1)","v":1.0000000000000004E-2},{"$f":"INDEX(LINEST(D83:D84,C83:C84,TRUE,FALSE),2)","v":36},null,1,500,48,{"$f":"INDEX(LINEST(J83:J84,I83:I84,TRUE,FALSE),1)","v":4.0000000000000015E-2},{"$f":"INDEX(LINEST(J83:J84,I83:I84,TRUE,FALSE),2)","v":27.999999999999993},null,1,500,47,{"$f":"INDEX(LINEST(P83:P84,O83:O84,TRUE,FALSE),1)","v":1.0000000000000004E-2},{"$f":"INDEX(LINEST(P83:P84,O83:O84,TRUE,FALSE),2)","v":42},null,null,1,500,51,{"$f":"INDEX(LINEST(W83:W84,V83:V84,TRUE,FALSE),1)","v":6.666666666666668E-3},{"$f":"INDEX(LINEST(W83:W84,V83:V84,TRUE,FALSE),2)","v":47.666666666666664},null,1,500,null,53,{"$f":"INDEX(LINEST(AD83:AD84,AB83:AB84,TRUE,FALSE),1)","v":1.6666666666666666E-2},{"$f":"INDEX(LINEST(AD83:AD84,AB83:AB84,TRUE,FALSE),2)","v":44.666666666666664},null,1,500,52,{"$f":"INDEX(LINEST(AJ83:AJ84,AI83:AI84,TRUE,FALSE),1)","v":2.6666666666666672E-2},{"$f":"INDEX(LINEST(AJ83:AJ84,AI83:AI84,TRUE,FALSE),2)","v":38.666666666666664},null,null,1,500,50,{"$f":"INDEX(LINEST(AQ83:AQ84,AP83:AP84,TRUE,FALSE),1)","v":3.3333333333333333E-2},{"$f":"INDEX(LINEST(AQ83:AQ84,AP83:AP84,TRUE,FALSE),2)","v":33.333333333333336},null,1,500,49,null,{"$f":"INDEX(LINEST(AW83:AW84,AV83:AV84,TRUE,FALSE),1)","v":3.3333333333333333E-2},{"$f":"INDEX(LINEST(AW83:AW84,AV83:AV84,TRUE,FALSE),2)","v":32.333333333333336},null,1,500,58,{"$f":"INDEX(LINEST(BD83:BD84,BC83:BC84,TRUE,FALSE),1)","v":2.0000000000000007E-2},{"$f":"INDEX(LINEST(BD83:BD84,BC83:BC84,TRUE,FALSE),2)","v":48}]
[null,4,100,43,null,null,null,4,100,47,null,null,null,4,100,48,null,null,null,null,4,100,44,null,null,null,4,100,null,45,null,null,null,4,100,42,null,null,null,null,4,100,40,null,null,null,4,100,35,null,null,null,null,4,100,49]
[null,4,200,44,{"$f":"INDEX(LINEST(D85:D86,C85:C86,TRUE,FALSE),1)","v":1.0000000000000002E-2},{"$f":"INDEX(LINEST(D85:D86,C85:C86,TRUE,FALSE),2)","v":42},{"$f":"((($I$6-1)/3)*((E86*$J$6+F86)-(E83*$J$6+F83)))+(E83*$J$6+F83)","v":47.648148148148145},4,200,47,{"$f":"INDEX(LINEST(J85:J86,I85:I86,TRUE,FALSE),1)","v":0},{"$f":"INDEX(LINEST(J85:J86,I85:I86,TRUE,FALSE),2)","v":47},{"$f":"((($I$6-1)/3)*((K86*$J$6+L86)-(K83*$J$6+L83)))+(K83*$J$6+L83)","v":53.481481481481481},4,200,53,{"$f":"INDEX(LINEST(P85:P86,O85:O86,TRUE,FALSE),1)","v":0.05},{"$f":"INDEX(LINEST(P85:P86,O85:O86,TRUE,FALSE),2)","v":43},null,{"$f":"((($I$6-1)/3)*((Q86*$J$6+R86)-(Q83*$J$6+R83)))+(Q83*$J$6+R83)","v":54.388888888888886},4,200,51,{"$f":"INDEX(LINEST(W85:W86,V85:V86,TRUE,FALSE),1)","v":7.0000000000000021E-2},{"$f":"INDEX(LINEST(W85:W86,V85:V86,TRUE,FALSE),2)","v":37},{"$f":"((($I$6-1)/3)*((X86*$J$6+Y86)-(X83*$J$6+Y83)))+(X83*$J$6+Y83)","v":47.75925925925926},4,200,null,51,{"$f":"INDEX(LINEST(AD85:AD86,AB85:AB86,TRUE,FALSE),1)","v":5.9999999999999991E-2},{"$f":"INDEX(LINEST(AD85:AD86,AB85:AB86,TRUE,FALSE),2)","v":39},{"$f":"((($I$6-1)/3)*((AE86*$J$6+AF86)-(AE83*$J$6+AF83)))+(AE83*$J$6+AF83)","v":49.555555555555557},4,200,51,{"$f":"INDEX(LINEST(AJ85:AJ86,AI85:AI86,TRUE,FALSE),1)","v":0.09},{"$f":"INDEX(LINEST(AJ85:AJ86,AI85:AI86,TRUE,FALSE),2)","v":33},{"$f":"((($I$6-1)/3)*((AK86*$J$6+AL86)-(AK83*$J$6+AL83)))+(AK83*$J$6+AL83)","v":50.129629629629626},null,4,200,48,{"$f":"INDEX(LINEST(AQ85:AQ86,AP85:AP86,TRUE,FALSE),1)","v":8.0000000000000016E-2},{"$f":"INDEX(LINEST(AQ85:AQ86,AP85:AP86,TRUE,FALSE),2)","v":32},{"$f":"((($I$6-1)/3)*((AR86*$J$6+AS86)-(AR83*$J$6+AS83)))+(AR83*$J$6+AS83)","v":47.888888888888886},4,200,44,null,{"$f":"INDEX(LINEST(AW85:AW86,AV85:AV86,TRUE,FALSE),1)","v":0.09},{"$f":"INDEX(LINEST(AW85:AW86,AV85:AV86,TRUE,FALSE),2)","v":26},{"$f":"((($I$6-1)/3)*((AY86*$J$6+AZ86)-(AY83*$J$6+AZ83)))+(AY83*$J$6+AZ83)","v":41.833333333333336},4,200,57,{"$f":"INDEX(LINEST(BD85:BD86,BC85:BC86,TRUE,FALSE),1)","v":8.0000000000000016E-2},{"$f":"INDEX(LINEST(BD85:BD86,BC85:BC86,TRUE,FALSE),2)","v":41},{"$f":"((($I$6-1)/3)*((BE86*$J$6+BF86)-(BE83*$J$6+BF83)))+(BE83*$J$6+BF83)","v":55.074074074074076}]
[null,4,500,46,{"$f":"INDEX(LINEST(D86:D87,C86:C87,TRUE,FALSE),1)","v":6.666666666666668E-3},{"$f":"INDEX(LINEST(D86:D87,C86:C87,TRUE,FALSE),2)","v":42.666666666666664},{"$f":"((($I$6-1)/3)*((E87*$J$6+F87)-(E84*$J$6+F84)))+(E84*$J$6+F84)","v":46.864197530864189},4,500,47,{"$f":"INDEX(LINEST(J86:J87,I86:I87,TRUE,FALSE),1)","v":0},{"$f":"INDEX(LINEST(J86:J87,I86:I87,TRUE,FALSE),2)","v":47},{"$f":"((($I$6-1)/3)*((K87*$J$6+L87)-(K84*$J$6+L84)))+(K84*$J$6+L84)","v":53.740740740740748},4,500,55,{"$f":"INDEX(LINEST(P86:P87,O86:O87,TRUE,FALSE),1)","v":6.666666666666668E-3},{"$f":"INDEX(LINEST(P86:P87,O86:O87,TRUE,FALSE),2)","v":51.666666666666664},null,{"$f":"((($I$6-1)/3)*((Q87*$J$6+R87)-(Q84*$J$6+R84)))+(Q84*$J$6+R84)","v":57.419753086419746},4,500,59,{"$f":"INDEX(LINEST(W86:W87,V86:V87,TRUE,FALSE),1)","v":2.6666666666666672E-2},{"$f":"INDEX(LINEST(W86:W87,V86:V87,TRUE,FALSE),2)","v":45.666666666666664},{"$f":"((($I$6-1)/3)*((X87*$J$6+Y87)-(X84*$J$6+Y84)))+(X84*$J$6+Y84)","v":50.185185185185183},4,500,null,62,{"$f":"INDEX(LINEST(AD86:AD87,AB86:AB87,TRUE,FALSE),1)","v":3.6666666666666674E-2},{"$f":"INDEX(LINEST(AD86:AD87,AB86:AB87,TRUE,FALSE),2)","v":43.666666666666664},{"$f":"((($I$6-1)/3)*((AE87*$J$6+AF87)-(AE84*$J$6+AF84)))+(AE84*$J$6+AF84)","v":50.203703703703702},4,500,58,{"$f":"INDEX(LINEST(AJ86:AJ87,AI86:AI87,TRUE,FALSE),1)","v":2.3333333333333331E-2},{"$f":"INDEX(LINEST(AJ86:AJ87,AI86:AI87,TRUE,FALSE),2)","v":46.333333333333336},{"$f":"((($I$6-1)/3)*((AK87*$J$6+AL87)-(AK84*$J$6+AL84)))+(AK84*$J$6+AL84)","v":53.549382716049386},null,4,500,58,{"$f":"INDEX(LINEST(AQ86:AQ87,AP86:AP87,TRUE,FALSE),1)","v":3.3333333333333333E-2},{"$f":"INDEX(LINEST(AQ86:AQ87,AP86:AP87,TRUE,FALSE),2)","v":41.333333333333336},{"$f":"((($I$6-1)/3)*((AR87*$J$6+AS87)-(AR84*$J$6+AS84)))+(AR84*$J$6+AS84)","v":50.481481481481481},4,500,56,null,{"$f":"INDEX(LINEST(AW86:AW87,AV86:AV87,TRUE,FALSE),1)","v":4.0000000000000015E-2},{"$f":"INDEX(LINEST(AW86:AW87,AV86:AV87,TRUE,FALSE),2)","v":35.999999999999993},{"$f":"((($I$6-1)/3)*((AY87*$J$6+AZ87)-(AY84*$J$6+AZ84)))+(AY84*$J$6+AZ84)","v":44.419753086419739},4,500,66,{"$f":"INDEX(LINEST(BD86:BD87,BC86:BC87,TRUE,FALSE),1)","v":0.03},{"$f":"INDEX(LINEST(BD86:BD87,BC86:BC87,TRUE,FALSE),2)","v":51},{"$f":"((($I$6-1)/3)*((BE87*$J$6+BF87)-(BE84*$J$6+BF84)))+(BE84*$J$6+BF84)","v":57.833333333333336}]
[null,10,100,61,null,null,null,10,100,62,null,null,null,10,100,61,null,null,null,null,10,100,57,null,null,null,10,100,null,57,null,null,null,10,100,55,null,null,null,null,10,100,49,null,null,null,10,100,43,null,null,null,null,10,100,62]
[null,10,200,63,{"$f":"INDEX(LINEST(D88:D89,C88:C89,TRUE,FALSE),1)","v":2.0000000000000004E-2},{"$f":"INDEX(LINEST(D88:D89,C88:C89,TRUE,FALSE),2)","v":59},{"$f":"((($I$6-4)/6)*((E89*$J$6+F89)-(E86*$J$6+F86)))+(E86*$J$6+F86)","v":48.296296296296298},10,200,65,{"$f":"INDEX(LINEST(J88:J89,I88:I89,TRUE,FALSE),1)","v":2.9999999999999995E-2},{"$f":"INDEX(LINEST(J88:J89,I88:I89,TRUE,FALSE),2)","v":59},{"$f":"((($I$6-4)/6)*((K89*$J$6+L89)-(K86*$J$6+L86)))+(K86*$J$6+L86)","v":51.277777777777779},10,200,64,{"$f":"INDEX(LINEST(P88:P89,O88:O89,TRUE,FALSE),1)","v":2.9999999999999995E-2},{"$f":"INDEX(LINEST(P88:P89,O88:O89,TRUE,FALSE),2)","v":58},null,{"$f":"((($I$6-4)/6)*((Q89*$J$6+R89)-(Q86*$J$6+R86)))+(Q86*$J$6+R86)","v":53.611111111111114},10,200,63,{"$f":"INDEX(LINEST(W88:W89,V88:V89,TRUE,FALSE),1)","v":5.9999999999999991E-2},{"$f":"INDEX(LINEST(W88:W89,V88:V89,TRUE,FALSE),2)","v":51},{"$f":"((($I$6-4)/6)*((X89*$J$6+Y89)-(X86*$J$6+Y86)))+(X86*$J$6+Y86)","v":50.74074074074074},10,200,null,62,{"$f":"INDEX(LINEST(AD88:AD89,AB88:AB89,TRUE,FALSE),1)","v":0.05},{"$f":"INDEX(LINEST(AD88:AD89,AB88:AB89,TRUE,FALSE),2)","v":52},{"$f":"((($I$6-4)/6)*((AE89*$J$6+AF89)-(AE86*$J$6+AF86)))+(AE86*$J$6+AF86)","v":50.981481481481481},10,200,59,{"$f":"INDEX(LINEST(AJ88:AJ89,AI88:AI89,TRUE,FALSE),1)","v":4.0000000000000008E-2},{"$f":"INDEX(LINEST(AJ88:AJ89,AI88:AI89,TRUE,FALSE),2)","v":51},{"$f":"((($I$6-4)/6)*((AK89*$J$6+AL89)-(AK86*$J$6+AL86)))+(AK86*$J$6+AL86)","v":49.222222222222221},null,10,200,55,{"$f":"INDEX(LINEST(AQ88:AQ89,AP88:AP89,TRUE,FALSE),1)","v":5.9999999999999991E-2},{"$f":"INDEX(LINEST(AQ88:AQ89,AP88:AP89,TRUE,FALSE),2)","v":43},{"$f":"((($I$6-4)/6)*((AR89*$J$6+AS89)-(AR86*$J$6+AS86)))+(AR86*$J$6+AS86)","v":46.074074074074076},10,200,53,null,{"$f":"INDEX(LINEST(AW88:AW89,AV88:AV89,TRUE,FALSE),1)","v":0.1},{"$f":"INDEX(LINEST(AW88:AW89,AV88:AV89,TRUE,FALSE),2)","v":33},{"$f":"((($I$6-4)/6)*((AY89*$J$6+AZ89)-(AY86*$J$6+AZ86)))+(AY86*$J$6+AZ86)","v":41.703703703703702},10,200,67,{"$f":"INDEX(LINEST(BD88:BD89,BC88:BC89,TRUE,FALSE),1)","v":0.05},{"$f":"INDEX(LINEST(BD88:BD89,BC88:BC89,TRUE,FALSE),2)","v":57},{"$f":"((($I$6-4)/6)*((BE89*$J$6+BF89)-(BE86*$J$6+BF86)))+(BE86*$J$6+BF86)","v":55.981481481481481}]
[null,10,500,58,{"$f":"INDEX(LINEST(D89:D90,C89:C90,TRUE,FALSE),1)","v":-1.6666666666666666E-2},{"$f":"INDEX(LINEST(D89:D90,C89:C90,TRUE,FALSE),2)","v":66.333333333333329},{"$f":"((($I$6-4)/6)*((E90*$J$6+F90)-(E87*$J$6+F87)))+(E87*$J$6+F87)","v":48.895061728395056},10,500,61,{"$f":"INDEX(LINEST(J89:J90,I89:I90,TRUE,FALSE),1)","v":-1.3333333333333336E-2},{"$f":"INDEX(LINEST(J89:J90,I89:I90,TRUE,FALSE),2)","v":67.666666666666671},{"$f":"((($I$6-4)/6)*((K90*$J$6+L90)-(K87*$J$6+L87)))+(K87*$J$6+L87)","v":51.839506172839506},10,500,68,{"$f":"INDEX(LINEST(P89:P90,O89:O90,TRUE,FALSE),1)","v":1.3333333333333336E-2},{"$f":"INDEX(LINEST(P89:P90,O89:O90,TRUE,FALSE),2)","v":61.333333333333329},null,{"$f":"((($I$6-4)/6)*((Q90*$J$6+R90)-(Q87*$J$6+R87)))+(Q87*$J$6+R87)","v":55.432098765432094},10,500,64,{"$f":"INDEX(LINEST(W89:W90,V89:V90,TRUE,FALSE),1)","v":3.333333333333334E-3},{"$f":"INDEX(LINEST(W89:W90,V89:V90,TRUE,FALSE),2)","v":62.333333333333336},{"$f":"((($I$6-4)/6)*((X90*$J$6+Y90)-(X87*$J$6+Y87)))+(X87*$J$6+Y87)","v":53.080246913580247},10,500,null,65,{"$f":"INDEX(LINEST(AD89:AD90,AB89:AB90,TRUE,FALSE),1)","v":1.0000000000000004E-2},{"$f":"INDEX(LINEST(AD89:AD90,AB89:AB90,TRUE,FALSE),2)","v":60},{"$f":"((($I$6-4)/6)*((AE90*$J$6+AF90)-(AE87*$J$6+AF87)))+(AE87*$J$6+AF87)","v":52.364197530864196},10,500,62,{"$f":"INDEX(LINEST(AJ89:AJ90,AI89:AI90,TRUE,FALSE),1)","v":1.0000000000000004E-2},{"$f":"INDEX(LINEST(AJ89:AJ90,AI89:AI90,TRUE,FALSE),2)","v":57},{"$f":"((($I$6-4)/6)*((AK90*$J$6+AL90)-(AK87*$J$6+AL87)))+(AK87*$J$6+AL87)","v":52.080246913580247},null,10,500,63,{"$f":"INDEX(LINEST(AQ89:AQ90,AP89:AP90,TRUE,FALSE),1)","v":2.6666666666666672E-2},{"$f":"INDEX(LINEST(AQ89:AQ90,AP89:AP90,TRUE,FALSE),2)","v":49.666666666666664},{"$f":"((($I$6-4)/6)*((AR90*$J$6+AS90)-(AR87*$J$6+AS87)))+(AR87*$J$6+AS87)","v":48.23456790123457},10,500,62,null,{"$f":"INDEX(LINEST(AW89:AW90,AV89:AV90,TRUE,FALSE),1)","v":0.03},{"$f":"INDEX(LINEST(AW89:AW90,AV89:AV90,TRUE,FALSE),2)","v":47},{"$f":"((($I$6-4)/6)*((AY90*$J$6+AZ90)-(AY87*$J$6+AZ87)))+(AY87*$J$6+AZ87)","v":44.462962962962955},10,500,70,{"$f":"INDEX(LINEST(BD89:BD90,BC89:BC90,TRUE,FALSE),1)","v":1.0000000000000004E-2},{"$f":"INDEX(LINEST(BD89:BD90,BC89:BC90,TRUE,FALSE),2)","v":65},{"$f":"((($I$6-4)/6)*((BE90*$J$6+BF90)-(BE87*$J$6+BF87)))+(BE87*$J$6+BF87)","v":58.351851851851855}]
[]
["600x100",1,100,{"$f":"D62+3","v":34},null,null,null,1,100,{"$f":"J62+3","v":34},null,null,null,1,100,{"$f":"P62+3","v":43},null,null,null,null,1,100,{"$f":"W62+3","v":46},null,null,null,1,100,null,{"$f":"AD62+3","v":43},null,null,null,1,100,{"$f":"AJ62+3","v":36},null,null,null,null,1,100,{"$f":"AQ62+3","v":34},null,null,null,1,100,{"$f":"AW62+3","v":32},null,null,null,null,1,100,{"$f":"BD62+3","v":47}]
[null,1,200,{"$f":"D63+3","v":39},{"$f":"INDEX(LINEST(D92:D93,C92:C93,TRUE,FALSE),1)","v":0.05},{"$f":"INDEX(LINEST(D92:D93,C92:C93,TRUE,FALSE),2)","v":29},null,1,200,{"$f":"J63+3","v":37},{"$f":"INDEX(LINEST(J92:J93,I92:I93,TRUE,FALSE),1)","v":2.9999999999999995E-2},{"$f":"INDEX(LINEST(J92:J93,I92:I93,TRUE,FALSE),2)","v":31},null,1,200,{"$f":"P63+3","v":45},{"$f":"INDEX(LINEST(P92:P93,O92:O93,TRUE,FALSE),1)","v":2.0000000000000004E-2},{"$f":"INDEX(LINEST(P92:P93,O92:O93,TRUE,FALSE),2)","v":41},null,null,1,200,{"$f":"W63+3","v":50},{"$f":"INDEX(LINEST(W92:W93,V92:V93,TRUE,FALSE),1)","v":4.0000000000000008E-2},{"$f":"INDEX(LINEST(W92:W93,V92:V93,TRUE,FALSE),2)","v":42},null,1,200,null,{"$f":"AD63+3","v":49},{"$f":"INDEX(LINEST(AD92:AD93,AB92:AB93,TRUE,FALSE),1)","v":5.9999999999999991E-2},{"$f":"INDEX(LINEST(AD92:AD93,AB92:AB93,TRUE,FALSE),2)","v":37},null,1,200,{"$f":"AJ63+3","v":45},{"$f":"INDEX(LINEST(AJ92:AJ93,AI92:AI93,TRUE,FALSE),1)","v":0.09},{"$f":"INDEX(LINEST(AJ92:AJ93,AI92:AI93,TRUE,FALSE),2)","v":27},null,null,1,200,{"$f":"AQ63+3","v":41},{"$f":"INDEX(LINEST(AQ92:AQ93,AP92:AP93,TRUE,FALSE),1)","v":7.0000000000000021E-2},{"$f":"INDEX(LINEST(AQ92:AQ93,AP92:AP93,TRUE,FALSE),2)","v":26.999999999999996},null,1,200,{"$f":"AW63+3","v":40},null,{"$f":"INDEX(LINEST(AW92:AW93,AV92:AV93,TRUE,FALSE),1)","v":8.0000000000000016E-2},{"$f":"INDEX(LINEST(AW92:AW93,AV92:AV93,TRUE,FALSE),2)","v":24},null,1,200,{"$f":"BD63+3","v":53},{"$f":"INDEX(LINEST(BD92:BD93,BC92:BC93,TRUE,FALSE),1)","v":5.9999999999999991E-2},{"$f":"INDEX(LINEST(BD92:BD93,BC92:BC93,TRUE,FALSE),2)","v":41}]
[null,1,500,42,{"$f":"INDEX(LINEST(D93:D94,C93:C94,TRUE,FALSE),1)","v":1.0000000000000004E-2},{"$f":"INDEX(LINEST(D93:D94,C93:C94,TRUE,FALSE),2)","v":37},null,1,500,49,{"$f":"INDEX(LINEST(J93:J94,I93:I94,TRUE,FALSE),1)","v":4.0000000000000015E-2},{"$f":"INDEX(LINEST(J93:J94,I93:I94,TRUE,FALSE),2)","v":28.999999999999993},null,1,500,48,{"$f":"INDEX(LINEST(P93:P94,O93:O94,TRUE,FALSE),1)","v":1.0000000000000004E-2},{"$f":"INDEX(LINEST(P93:P94,O93:O94,TRUE,FALSE),2)","v":43},null,null,1,500,52,{"$f":"INDEX(LINEST(W93:W94,V93:V94,TRUE,FALSE),1)","v":6.666666666666668E-3},{"$f":"INDEX(LINEST(W93:W94,V93:V94,TRUE,FALSE),2)","v":48.666666666666664},null,1,500,null,54,{"$f":"INDEX(LINEST(AD93:AD94,AB93:AB94,TRUE,FALSE),1)","v":1.6666666666666666E-2},{"$f":"INDEX(LINEST(AD93:AD94,AB93:AB94,TRUE,FALSE),2)","v":45.666666666666664},null,1,500,53,{"$f":"INDEX(LINEST(AJ93:AJ94,AI93:AI94,TRUE,FALSE),1)","v":2.6666666666666672E-2},{"$f":"INDEX(LINEST(AJ93:AJ94,AI93:AI94,TRUE,FALSE),2)","v":39.666666666666664},null,null,1,500,51,{"$f":"INDEX(LINEST(AQ93:AQ94,AP93:AP94,TRUE,FALSE),1)","v":3.3333333333333333E-2},{"$f":"INDEX(LINEST(AQ93:AQ94,AP93:AP94,TRUE,FALSE),2)","v":34.333333333333336},null,1,500,50,null,{"$f":"INDEX(LINEST(AW93:AW94,AV93:AV94,TRUE,FALSE),1)","v":3.3333333333333333E-2},{"$f":"INDEX(LINEST(AW93:AW94,AV93:AV94,TRUE,FALSE),2)","v":33.333333333333336},null,1,500,59,{"$f":"INDEX(LINEST(BD93:BD94,BC93:BC94,TRUE,FALSE),1)","v":2.0000000000000007E-2},{"$f":"INDEX(LINEST(BD93:BD94,BC93:BC94,TRUE,FALSE),2)","v":49}]
[null,4,100,44,null,null,null,4,100,48,null,null,null,4,100,49,null,null,null,null,4,100,45,null,null,null,4,100,null,46,null,null,null,4,100,43,null,null,null,null,4,100,41,null,null,null,4,100,36,null,null,null,null,4,100,50]
[null,4,200,45,{"$f":"INDEX(LINEST(D95:D96,C95:C96,TRUE,FALSE),1)","v":1.0000000000000002E-2},{"$f":"INDEX(LINEST(D95:D96,C95:C96,TRUE,FALSE),2)","v":43},{"$f":"((($I$7-1)/3)*((E96*$J$7+F96)-(E93*$J$7+F93)))+(E93*$J$7+F93)","v":46.179012345679013},4,200,48,{"$f":"INDEX(LINEST(J95:J96,I95:I96,TRUE,FALSE),1)","v":0},{"$f":"INDEX(LINEST(J95:J96,I95:I96,TRUE,FALSE),2)","v":48},{"$f":"((($I$7-1)/3)*((K96*$J$7+L96)-(K93*$J$7+L93)))+(K93*$J$7+L93)","v":50.623456790123456},4,200,54,{"$f":"INDEX(LINEST(P95:P96,O95:O96,TRUE,FALSE),1)","v":0.05},{"$f":"INDEX(LINEST(P95:P96,O95:O96,TRUE,FALSE),2)","v":44},null,{"$f":"((($I$7-1)/3)*((Q96*$J$7+R96)-(Q93*$J$7+R93)))+(Q93*$J$7+R93)","v":53.074074074074076},4,200,52,{"$f":"INDEX(LINEST(W95:W96,V95:V96,TRUE,FALSE),1)","v":7.0000000000000021E-2},{"$f":"INDEX(LINEST(W95:W96,V95:V96,TRUE,FALSE),2)","v":38},{"$f":"((($I$7-1)/3)*((X96*$J$7+Y96)-(X93*$J$7+Y93)))+(X93*$J$7+Y93)","v":48.604938271604937},4,200,null,52,{"$f":"INDEX(LINEST(AD95:AD96,AB95:AB96,TRUE,FALSE),1)","v":5.9999999999999991E-2},{"$f":"INDEX(LINEST(AD95:AD96,AB95:AB96,TRUE,FALSE),2)","v":40},{"$f":"((($I$7-1)/3)*((AE96*$J$7+AF96)-(AE93*$J$7+AF93)))+(AE93*$J$7+AF93)","v":49.629629629629633},4,200,52,{"$f":"INDEX(LINEST(AJ95:AJ96,AI95:AI96,TRUE,FALSE),1)","v":0.09},{"$f":"INDEX(LINEST(AJ95:AJ96,AI95:AI96,TRUE,FALSE),2)","v":34},{"$f":"((($I$7-1)/3)*((AK96*$J$7+AL96)-(AK93*$J$7+AL93)))+(AK93*$J$7+AL93)","v":48.96913580246914},null,4,200,49,{"$f":"INDEX(LINEST(AQ95:AQ96,AP95:AP96,TRUE,FALSE),1)","v":8.0000000000000016E-2},{"$f":"INDEX(LINEST(AQ95:AQ96,AP95:AP96,TRUE,FALSE),2)","v":33},{"$f":"((($I$7-1)/3)*((AR96*$J$7+AS96)-(AR93*$J$7+AS93)))+(AR93*$J$7+AS93)","v":46.574074074074076},4,200,45,null,{"$f":"INDEX(LINEST(AW95:AW96,AV95:AV96,TRUE,FALSE),1)","v":0.09},{"$f":"INDEX(LINEST(AW95:AW96,AV95:AV96,TRUE,FALSE),2)","v":27},{"$f":"((($I$7-1)/3)*((AY96*$J$7+AZ96)-(AY93*$J$7+AZ93)))+(AY93*$J$7+AZ93)","v":41.444444444444443},4,200,58,{"$f":"INDEX(LINEST(BD95:BD96,BC95:BC96,TRUE,FALSE),1)","v":8.0000000000000016E-2},{"$f":"INDEX(LINEST(BD95:BD96,BC95:BC96,TRUE,FALSE),2)","v":42},{"$f":"((($I$7-1)/3)*((BE96*$J$7+BF96)-(BE93*$J$7+BF93)))+(BE93*$J$7+BF93)","v":54.839506172839506}]
[null,4,500,47,{"$f":"INDEX(LINEST(D96:D97,C96:C97,TRUE,FALSE),1)","v":6.666666666666668E-3},{"$f":"INDEX(LINEST(D96:D97,C96:C97,TRUE,FALSE),2)","v":43.666666666666664},{"$f":"((($I$7-1)/3)*((E97*$J$7+F97)-(E94*$J$7+F94)))+(E94*$J$7+F94)","v":45.960905349794238},4,500,48,{"$f":"INDEX(LINEST(J96:J97,I96:I97,TRUE,FALSE),1)","v":0},{"$f":"INDEX(LINEST(J96:J97,I96:I97,TRUE,FALSE),2)","v":48},{"$f":"((($I$7-1)/3)*((K97*$J$7+L97)-(K94*$J$7+L94)))+(K94*$J$7+L94)","v":50.728395061728399},4,500,56,{"$f":"INDEX(LINEST(P96:P97,O96:O97,TRUE,FALSE),1)","v":6.666666666666668E-3},{"$f":"INDEX(LINEST(P96:P97,O96:O97,TRUE,FALSE),2)","v":52.666666666666664},null,{"$f":"((($I$7-1)/3)*((Q97*$J$7+R97)-(Q94*$J$7+R94)))+(Q94*$J$7+R94)","v":55.590534979423865},4,500,60,{"$f":"INDEX(LINEST(W96:W97,V96:V97,TRUE,FALSE),1)","v":2.6666666666666672E-2},{"$f":"INDEX(LINEST(W96:W97,V96:V97,TRUE,FALSE),2)","v":46.666666666666664},{"$f":"((($I$7-1)/3)*((X97*$J$7+Y97)-(X94*$J$7+Y94)))+(X94*$J$7+Y94)","v":50.876543209876544},4,500,null,63,{"$f":"INDEX(LINEST(AD96:AD97,AB96:AB97,TRUE,FALSE),1)","v":3.6666666666666674E-2},{"$f":"INDEX(LINEST(AD96:AD97,AB96:AB97,TRUE,FALSE),2)","v":44.666666666666664},{"$f":"((($I$7-1)/3)*((AE97*$J$7+AF97)-(AE94*$J$7+AF94)))+(AE94*$J$7+AF94)","v":50.586419753086417},4,500,59,{"$f":"INDEX(LINEST(AJ96:AJ97,AI96:AI97,TRUE,FALSE),1)","v":2.3333333333333331E-2},{"$f":"INDEX(LINEST(AJ96:AJ97,AI96:AI97,TRUE,FALSE),2)","v":47.333333333333336},{"$f":"((($I$7-1)/3)*((AK97*$J$7+AL97)-(AK94*$J$7+AL94)))+(AK94*$J$7+AL94)","v":52.33744855967079},null,4,500,59,{"$f":"INDEX(LINEST(AQ96:AQ97,AP96:AP97,TRUE,FALSE),1)","v":3.3333333333333333E-2},{"$f":"INDEX(LINEST(AQ96:AQ97,AP96:AP97,TRUE,FALSE),2)","v":42.333333333333336},{"$f":"((($I$7-1)/3)*((AR97*$J$7+AS97)-(AR94*$J$7+AS94)))+(AR94*$J$7+AS94)","v":49.012345679012348},4,500,57,null,{"$f":"INDEX(LINEST(AW96:AW97,AV96:AV97,TRUE,FALSE),1)","v":4.0000000000000015E-2},{"$f":"INDEX(LINEST(AW96:AW97,AV96:AV97,TRUE,FALSE),2)","v":36.999999999999993},{"$f":"((($I$7-1)/3)*((AY97*$J$7+AZ97)-(AY94*$J$7+AZ94)))+(AY94*$J$7+AZ94)","v":43.97942386831275},4,500,67,{"$f":"INDEX(LINEST(BD96:BD97,BC96:BC97,TRUE,FALSE),1)","v":0.03},{"$f":"INDEX(LINEST(BD96:BD97,BC96:BC97,TRUE,FALSE),2)","v":52},{"$f":"((($I$7-1)/3)*((BE97*$J$7+BF97)-(BE94*$J$7+BF94)))+(BE94*$J$7+BF94)","v":57.444444444444443}]
[null,10,100,62,null,null,null,10,100,63,null,null,null,10,100,62,null,null,null,null,10,100,58,null,null,null,10,100,null,58,null,null,null,10,100,56,null,null,null,null,10,100,50,null,null,null,10,100,44,null,null,null,null,10,100,63]
[null,10,200,64,{"$f":"INDEX(LINEST(D98:D99,C98:C99,TRUE,FALSE),1)","v":2.0000000000000004E-2},{"$f":"INDEX(LINEST(D98:D99,C98:C99,TRUE,FALSE),2)","v":60},{"$f":"((($I$7-4)/6)*((E99*$J$7+F99)-(E96*$J$7+F96)))+(E96*$J$7+F96)","v":46.441358024691361},10,200,66,{"$f":"INDEX(LINEST(J98:J99,I98:I99,TRUE,FALSE),1)","v":2.9999999999999995E-2},{"$f":"INDEX(LINEST(J98:J99,I98:I99,TRUE,FALSE),2)","v":60},{"$f":"((($I$7-4)/6)*((K99*$J$7+L99)-(K96*$J$7+L96)))+(K96*$J$7+L96)","v":49.731481481481481},10,200,65,{"$f":"INDEX(LINEST(P98:P99,O98:O99,TRUE,FALSE),1)","v":2.9999999999999995E-2},{"$f":"INDEX(LINEST(P98:P99,O98:O99,TRUE,FALSE),2)","v":59},null,{"$f":"((($I$7-4)/6)*((Q99*$J$7+R99)-(Q96*$J$7+R96)))+(Q96*$J$7+R96)","v":52.75925925925926},10,200,64,{"$f":"INDEX(LINEST(W98:W99,V98:V99,TRUE,FALSE),1)","v":5.9999999999999991E-2},{"$f":"INDEX(LINEST(W98:W99,V98:V99,TRUE,FALSE),2)","v":52},{"$f":"((($I$7-4)/6)*((X99*$J$7+Y99)-(X96*$J$7+Y96)))+(X96*$J$7+Y96)","v":49.811728395061728},10,200,null,63,{"$f":"INDEX(LINEST(AD98:AD99,AB98:AB99,TRUE,FALSE),1)","v":0.05},{"$f":"INDEX(LINEST(AD98:AD99,AB98:AB99,TRUE,FALSE),2)","v":53},{"$f":"((($I$7-4)/6)*((AE99*$J$7+AF99)-(AE96*$J$7+AF96)))+(AE96*$J$7+AF96)","v":50.206790123456791},10,200,60,{"$f":"INDEX(LINEST(AJ98:AJ99,AI98:AI99,TRUE,FALSE),1)","v":4.0000000000000008E-2},{"$f":"INDEX(LINEST(AJ98:AJ99,AI98:AI99,TRUE,FALSE),2)","v":52},{"$f":"((($I$7-4)/6)*((AK99*$J$7+AL99)-(AK96*$J$7+AL96)))+(AK96*$J$7+AL96)","v":48.601851851851855},null,10,200,56,{"$f":"INDEX(LINEST(AQ98:AQ99,AP98:AP99,TRUE,FALSE),1)","v":5.9999999999999991E-2},{"$f":"INDEX(LINEST(AQ98:AQ99,AP98:AP99,TRUE,FALSE),2)","v":44},{"$f":"((($I$7-4)/6)*((AR99*$J$7+AS99)-(AR96*$J$7+AS96)))+(AR96*$J$7+AS96)","v":45.839506172839506},10,200,54,null,{"$f":"INDEX(LINEST(AW98:AW99,AV98:AV99,TRUE,FALSE),1)","v":0.1},{"$f":"INDEX(LINEST(AW98:AW99,AV98:AV99,TRUE,FALSE),2)","v":34},{"$f":"((($I$7-4)/6)*((AY99*$J$7+AZ99)-(AY96*$J$7+AZ96)))+(AY96*$J$7+AZ96)","v":41.391975308641975},10,200,68,{"$f":"INDEX(LINEST(BD98:BD99,BC98:BC99,TRUE,FALSE),1)","v":0.05},{"$f":"INDEX(LINEST(BD98:BD99,BC98:BC99,TRUE,FALSE),2)","v":58},{"$f":"((($I$7-4)/6)*((BE99*$J$7+BF99)-(BE96*$J$7+BF96)))+(BE96*$J$7+BF96)","v":55.206790123456791}]
[null,10,500,59,{"$f":"INDEX(LINEST(D99:D100,C99:C100,TRUE,FALSE),1)","v":-1.6666666666666666E-2},{"$f":"INDEX(LINEST(D99:D100,C99:C100,TRUE,FALSE),2)","v":67.333333333333329},{"$f":"((($I$7-4)/6)*((E100*$J$7+F100)-(E97*$J$7+F97)))+(E97*$J$7+F97)","v":46.782921810699584},10,500,62,{"$f":"INDEX(LINEST(J99:J100,I99:I100,TRUE,FALSE),1)","v":-1.3333333333333336E-2},{"$f":"INDEX(LINEST(J99:J100,I99:I100,TRUE,FALSE),2)","v":68.666666666666671},{"$f":"((($I$7-4)/6)*((K100*$J$7+L100)-(K97*$J$7+L97)))+(K97*$J$7+L97)","v":49.958847736625515},10,500,69,{"$f":"INDEX(LINEST(P99:P100,O99:O100,TRUE,FALSE),1)","v":1.3333333333333336E-2},{"$f":"INDEX(LINEST(P99:P100,O99:O100,TRUE,FALSE),2)","v":62.333333333333329},null,{"$f":"((($I$7-4)/6)*((Q100*$J$7+R100)-(Q97*$J$7+R97)))+(Q97*$J$7+R97)","v":54.786008230452673},10,500,65,{"$f":"INDEX(LINEST(W99:W100,V99:V100,TRUE,FALSE),1)","v":3.333333333333334E-3},{"$f":"INDEX(LINEST(W99:W100,V99:V100,TRUE,FALSE),2)","v":63.333333333333336},{"$f":"((($I$7-4)/6)*((X100*$J$7+Y100)-(X97*$J$7+Y97)))+(X97*$J$7+Y97)","v":52.048353909465021},10,500,null,66,{"$f":"INDEX(LINEST(AD99:AD100,AB99:AB100,TRUE,FALSE),1)","v":1.0000000000000004E-2},{"$f":"INDEX(LINEST(AD99:AD100,AB99:AB100,TRUE,FALSE),2)","v":61},{"$f":"((($I$7-4)/6)*((AE100*$J$7+AF100)-(AE97*$J$7+AF97)))+(AE97*$J$7+AF97)","v":51.460905349794238},10,500,63,{"$f":"INDEX(LINEST(AJ99:AJ100,AI99:AI100,TRUE,FALSE),1)","v":1.0000000000000004E-2},{"$f":"INDEX(LINEST(AJ99:AJ100,AI99:AI100,TRUE,FALSE),2)","v":58},{"$f":"((($I$7-4)/6)*((AK100*$J$7+AL100)-(AK97*$J$7+AL97)))+(AK97*$J$7+AL97)","v":51.742798353909464},null,10,500,64,{"$f":"INDEX(LINEST(AQ99:AQ100,AP99:AP100,TRUE,FALSE),1)","v":2.6666666666666672E-2},{"$f":"INDEX(LINEST(AQ99:AQ100,AP99:AP100,TRUE,FALSE),2)","v":50.666666666666664},{"$f":"((($I$7-4)/6)*((AR100*$J$7+AS100)-(AR97*$J$7+AS97)))+(AR97*$J$7+AS97)","v":48.102880658436213},10,500,63,null,{"$f":"INDEX(LINEST(AW99:AW100,AV99:AV100,TRUE,FALSE),1)","v":0.03},{"$f":"INDEX(LINEST(AW99:AW100,AV99:AV100,TRUE,FALSE),2)","v":48},{"$f":"((($I$7-4)/6)*((AY100*$J$7+AZ100)-(AY97*$J$7+AZ97)))+(AY97*$J$7+AZ97)","v":43.996913580246904},10,500,71,{"$f":"INDEX(LINEST(BD99:BD100,BC99:BC100,TRUE,FALSE),1)","v":1.0000000000000004E-2},{"$f":"INDEX(LINEST(BD99:BD100,BC99:BC100,TRUE,FALSE),2)","v":66},{"$f":"((($I$7-4)/6)*((BE100*$J$7+BF100)-(BE97*$J$7+BF97)))+(BE97*$J$7+BF97)","v":57.654320987654323}]
[]
["300x150",1,100,{"$f":"D112-1","v":41},null,null,null,1,100,{"$f":"J112-1","v":42},null,null,null,1,100,{"$f":"P112-1","v":45},null,null,null,null,1,100,{"$f":"W112-1","v":47},null,null,null,1,100,null,{"$f":"AD112-1","v":44},null,null,null,1,100,{"$f":"AJ112-1","v":42},null,null,null,null,1,100,{"$f":"AQ112-1","v":35},null,null,null,1,100,{"$f":"AW112-1","v":37},null,null,null,null,1,100,{"$f":"BD112-1","v":49}]
[null,1,200,{"$f":"D113-1","v":46},{"$f":"INDEX(LINEST(D102:D103,C102:C103,TRUE,FALSE),1)","v":0.05},{"$f":"INDEX(LINEST(D102:D103,C102:C103,TRUE,FALSE),2)","v":36},null,1,200,{"$f":"J113-1","v":45},{"$f":"INDEX(LINEST(J102:J103,I102:I103,TRUE,FALSE),1)","v":2.9999999999999995E-2},{"$f":"INDEX(LINEST(J102:J103,I102:I103,TRUE,FALSE),2)","v":39},null,1,200,{"$f":"P113-1","v":49},{"$f":"INDEX(LINEST(P102:P103,O102:O103,TRUE,FALSE),1)","v":4.0000000000000008E-2},{"$f":"INDEX(LINEST(P102:P103,O102:O103,TRUE,FALSE),2)","v":41},null,null,1,200,{"$f":"W113-1","v":51},{"$f":"INDEX(LINEST(W102:W103,V102:V103,TRUE,FALSE),1)","v":4.0000000000000008E-2},{"$f":"INDEX(LINEST(W102:W103,V102:V103,TRUE,FALSE),2)","v":43},null,1,200,null,{"$f":"AD113-1","v":50},{"$f":"INDEX(LINEST(AD102:AD103,AB102:AB103,TRUE,FALSE),1)","v":5.9999999999999991E-2},{"$f":"INDEX(LINEST(AD102:AD103,AB102:AB103,TRUE,FALSE),2)","v":38},null,1,200,{"$f":"AJ113-1","v":49},{"$f":"INDEX(LINEST(AJ102:AJ103,AI102:AI103,TRUE,FALSE),1)","v":7.0000000000000021E-2},{"$f":"INDEX(LINEST(AJ102:AJ103,AI102:AI103,TRUE,FALSE),2)","v":35},null,null,1,200,{"$f":"AQ113-1","v":43},{"$f":"INDEX(LINEST(AQ102:AQ103,AP102:AP103,TRUE,FALSE),1)","v":8.0000000000000016E-2},{"$f":"INDEX(LINEST(AQ102:AQ103,AP102:AP103,TRUE,FALSE),2)","v":27},null,1,200,{"$f":"AW113-1","v":41},null,{"$f":"INDEX(LINEST(AW102:AW103,AV102:AV103,TRUE,FALSE),1)","v":4.0000000000000008E-2},{"$f":"INDEX(LINEST(AW102:AW103,AV102:AV103,TRUE,FALSE),2)","v":33},null,1,200,{"$f":"BD113-1","v":55},{"$f":"INDEX(LINEST(BD102:BD103,BC102:BC103,TRUE,FALSE),1)","v":5.9999999999999991E-2},{"$f":"INDEX(LINEST(BD102:BD103,BC102:BC103,TRUE,FALSE),2)","v":43}]
[null,1,500,47,{"$f":"INDEX(LINEST(D103:D104,C103:C104,TRUE,FALSE),1)","v":3.333333333333334E-3},{"$f":"INDEX(LINEST(D103:D104,C103:C104,TRUE,FALSE),2)","v":45.333333333333336},null,1,500,48,{"$f":"INDEX(LINEST(J103:J104,I103:I104,TRUE,FALSE),1)","v":1.0000000000000004E-2},{"$f":"INDEX(LINEST(J103:J104,I103:I104,TRUE,FALSE),2)","v":43},null,1,500,44,{"$f":"INDEX(LINEST(P103:P104,O103:O104,TRUE,FALSE),1)","v":-1.6666666666666666E-2},{"$f":"INDEX(LINEST(P103:P104,O103:O104,TRUE,FALSE),2)","v":52.333333333333336},null,null,1,500,58,{"$f":"INDEX(LINEST(W103:W104,V103:V104,TRUE,FALSE),1)","v":2.3333333333333331E-2},{"$f":"INDEX(LINEST(W103:W104,V103:V104,TRUE,FALSE),2)","v":46.333333333333336},null,1,500,null,57,{"$f":"INDEX(LINEST(AD103:AD104,AB103:AB104,TRUE,FALSE),1)","v":2.3333333333333331E-2},{"$f":"INDEX(LINEST(AD103:AD104,AB103:AB104,TRUE,FALSE),2)","v":45.333333333333336},null,1,500,57,{"$f":"INDEX(LINEST(AJ103:AJ104,AI103:AI104,TRUE,FALSE),1)","v":2.6666666666666672E-2},{"$f":"INDEX(LINEST(AJ103:AJ104,AI103:AI104,TRUE,FALSE),2)","v":43.666666666666664},null,null,1,500,59,{"$f":"INDEX(LINEST(AQ103:AQ104,AP103:AP104,TRUE,FALSE),1)","v":5.3333333333333344E-2},{"$f":"INDEX(LINEST(AQ103:AQ104,AP103:AP104,TRUE,FALSE),2)","v":32.333333333333329},null,1,500,55,null,{"$f":"INDEX(LINEST(AW103:AW104,AV103:AV104,TRUE,FALSE),1)","v":4.6666666666666662E-2},{"$f":"INDEX(LINEST(AW103:AW104,AV103:AV104,TRUE,FALSE),2)","v":31.666666666666668},null,1,500,64,{"$f":"INDEX(LINEST(BD103:BD104,BC103:BC104,TRUE,FALSE),1)","v":0.03},{"$f":"INDEX(LINEST(BD103:BD104,BC103:BC104,TRUE,FALSE),2)","v":49}]
[null,4,100,53,null,null,null,4,100,55,null,null,null,4,100,53,null,null,null,null,4,100,50,null,null,null,4,100,null,48,null,null,null,4,100,47,null,null,null,null,4,100,42,null,null,null,4,100,39,null,null,null,null,4,100,54]
[null,4,200,56,{"$f":"INDEX(LINEST(D105:D106,C105:C106,TRUE,FALSE),1)","v":2.9999999999999995E-2},{"$f":"INDEX(LINEST(D105:D106,C105:C106,TRUE,FALSE),2)","v":50},{"$f":"((($I$8-1)/3)*((E106*$J$8+F106)-(E103*$J$8+F103)))+(E103*$J$8+F103)","v":62.467078189300409},4,200,60,{"$f":"INDEX(LINEST(J105:J106,I105:I106,TRUE,FALSE),1)","v":0.05},{"$f":"INDEX(LINEST(J105:J106,I105:I106,TRUE,FALSE),2)","v":50},{"$f":"((($I$8-1)/3)*((K106*$J$8+L106)-(K103*$J$8+L103)))+(K103*$J$8+L103)","v":67.639917695473258},4,200,62,{"$f":"INDEX(LINEST(P105:P106,O105:O106,TRUE,FALSE),1)","v":0.09},{"$f":"INDEX(LINEST(P105:P106,O105:O106,TRUE,FALSE),2)","v":44},null,{"$f":"((($I$8-1)/3)*((Q106*$J$8+R106)-(Q103*$J$8+R103)))+(Q103*$J$8+R103)","v":65.104938271604937},4,200,57,{"$f":"INDEX(LINEST(W105:W106,V105:V106,TRUE,FALSE),1)","v":7.0000000000000021E-2},{"$f":"INDEX(LINEST(W105:W106,V105:V106,TRUE,FALSE),2)","v":43},{"$f":"((($I$8-1)/3)*((X106*$J$8+Y106)-(X103*$J$8+Y103)))+(X103*$J$8+Y103)","v":56.75925925925926},4,200,null,53,{"$f":"INDEX(LINEST(AD105:AD106,AB105:AB106,TRUE,FALSE),1)","v":0.05},{"$f":"INDEX(LINEST(AD105:AD106,AB105:AB106,TRUE,FALSE),2)","v":43},{"$f":"((($I$8-1)/3)*((AE106*$J$8+AF106)-(AE103*$J$8+AF103)))+(AE103*$J$8+AF103)","v":53.034979423868315},4,200,53,{"$f":"INDEX(LINEST(AJ105:AJ106,AI105:AI106,TRUE,FALSE),1)","v":5.9999999999999991E-2},{"$f":"INDEX(LINEST(AJ105:AJ106,AI105:AI106,TRUE,FALSE),2)","v":41},{"$f":"((($I$8-1)/3)*((AK106*$J$8+AL106)-(AK103*$J$8+AL103)))+(AK103*$J$8+AL103)","v":53.25925925925926},null,4,200,58,{"$f":"INDEX(LINEST(AQ105:AQ106,AP105:AP106,TRUE,FALSE),1)","v":0.16000000000000003},{"$f":"INDEX(LINEST(AQ105:AQ106,AP105:AP106,TRUE,FALSE),2)","v":25.999999999999996},{"$f":"((($I$8-1)/3)*((AR106*$J$8+AS106)-(AR103*$J$8+AS103)))+(AR103*$J$8+AS103)","v":57.967078189300409},4,200,51,null,{"$f":"INDEX(LINEST(AW105:AW106,AV105:AV106,TRUE,FALSE),1)","v":0.11999999999999998},{"$f":"INDEX(LINEST(AW105:AW106,AV105:AV106,TRUE,FALSE),2)","v":27.000000000000004},{"$f":"((($I$8-1)/3)*((AY106*$J$8+AZ106)-(AY103*$J$8+AZ103)))+(AY103*$J$8+AZ103)","v":49.345679012345677},4,200,62,{"$f":"INDEX(LINEST(BD105:BD106,BC105:BC106,TRUE,FALSE),1)","v":8.0000000000000016E-2},{"$f":"INDEX(LINEST(BD105:BD106,BC105:BC106,TRUE,FALSE),2)","v":46},{"$f":"((($I$8-1)/3)*((BE106*$J$8+BF106)-(BE103*$J$8+BF103)))+(BE103*$J$8+BF103)","v":62.345679012345677}]
[null,4,500,61,{"$f":"INDEX(LINEST(D106:D107,C106:C107,TRUE,FALSE),1)","v":1.6666666666666666E-2},{"$f":"INDEX(LINEST(D106:D107,C106:C107,TRUE,FALSE),2)","v":52.666666666666664},{"$f":"((($I$8-1)/3)*((E107*$J$8+F107)-(E104*$J$8+F104)))+(E104*$J$8+F104)","v":61.926611796982158},4,500,62,{"$f":"INDEX(LINEST(J106:J107,I106:I107,TRUE,FALSE),1)","v":6.666666666666668E-3},{"$f":"INDEX(LINEST(J106:J107,I106:I107,TRUE,FALSE),2)","v":58.666666666666664},{"$f":"((($I$8-1)/3)*((K107*$J$8+L107)-(K104*$J$8+L104)))+(K104*$J$8+L104)","v":70.651577503429351},4,500,66,{"$f":"INDEX(LINEST(P106:P107,O106:O107,TRUE,FALSE),1)","v":1.3333333333333336E-2},{"$f":"INDEX(LINEST(P106:P107,O106:O107,TRUE,FALSE),2)","v":59.333333333333329},null,{"$f":"((($I$8-1)/3)*((Q107*$J$8+R107)-(Q104*$J$8+R104)))+(Q104*$J$8+R104)","v":69.66255144032921},4,500,69,{"$f":"INDEX(LINEST(W106:W107,V106:V107,TRUE,FALSE),1)","v":4.0000000000000015E-2},{"$f":"INDEX(LINEST(W106:W107,V106:V107,TRUE,FALSE),2)","v":48.999999999999993},{"$f":"((($I$8-1)/3)*((X107*$J$8+Y107)-(X104*$J$8+Y104)))+(X104*$J$8+Y104)","v":58.742112482853209},4,500,null,62,{"$f":"INDEX(LINEST(AD106:AD107,AB106:AB107,TRUE,FALSE),1)","v":0.03},{"$f":"INDEX(LINEST(AD106:AD107,AB106:AB107,TRUE,FALSE),2)","v":47},{"$f":"((($I$8-1)/3)*((AE107*$J$8+AF107)-(AE104*$J$8+AF104)))+(AE104*$J$8+AF104)","v":53.431412894375853},4,500,60,{"$f":"INDEX(LINEST(AJ106:AJ107,AI106:AI107,TRUE,FALSE),1)","v":2.3333333333333331E-2},{"$f":"INDEX(LINEST(AJ106:AJ107,AI106:AI107,TRUE,FALSE),2)","v":48.333333333333336},{"$f":"((($I$8-1)/3)*((AK107*$J$8+AL107)-(AK104*$J$8+AL104)))+(AK104*$J$8+AL104)","v":54.851165980795614},null,4,500,62,{"$f":"INDEX(LINEST(AQ106:AQ107,AP106:AP107,TRUE,FALSE),1)","v":1.3333333333333336E-2},{"$f":"INDEX(LINEST(AQ106:AQ107,AP106:AP107,TRUE,FALSE),2)","v":55.333333333333329},{"$f":"((($I$8-1)/3)*((AR107*$J$8+AS107)-(AR104*$J$8+AS104)))+(AR104*$J$8+AS104)","v":69.646090534979422},4,500,67,null,{"$f":"INDEX(LINEST(AW106:AW107,AV106:AV107,TRUE,FALSE),1)","v":5.3333333333333344E-2},{"$f":"INDEX(LINEST(AW106:AW107,AV106:AV107,TRUE,FALSE),2)","v":40.333333333333329},{"$f":"((($I$8-1)/3)*((AY107*$J$8+AZ107)-(AY104*$J$8+AZ104)))+(AY104*$J$8+AZ104)","v":55.334705075445811},4,500,71,{"$f":"INDEX(LINEST(BD106:BD107,BC106:BC107,TRUE,FALSE),1)","v":0.03},{"$f":"INDEX(LINEST(BD106:BD107,BC106:BC107,TRUE,FALSE),2)","v":56},{"$f":"((($I$8-1)/3)*((BE107*$J$8+BF107)-(BE104*$J$8+BF104)))+(BE104*$J$8+BF104)","v":65.569958847736629}]
[null,10,100,64,null,null,null,10,100,63,null,null,null,10,100,61,null,null,null,null,10,100,57,null,null,null,10,100,null,56,null,null,null,10,100,51,null,null,null,null,10,100,47,null,null,null,10,100,44,null,null,null,null,10,100,60]
[null,10,200,71,{"$f":"INDEX(LINEST(D108:D109,C108:C109,TRUE,FALSE),1)","v":7.0000000000000021E-2},{"$f":"INDEX(LINEST(D108:D109,C108:C109,TRUE,FALSE),2)","v":57},{"$f":"((($I$8-4)/6)*((E109*$J$8+F109)-(E106*$J$8+F106)))+(E106*$J$8+F106)","v":59.207818930041149},10,200,69,{"$f":"INDEX(LINEST(J108:J109,I108:I109,TRUE,FALSE),1)","v":5.9999999999999991E-2},{"$f":"INDEX(LINEST(J108:J109,I108:I109,TRUE,FALSE),2)","v":57},{"$f":"((($I$8-4)/6)*((K109*$J$8+L109)-(K106*$J$8+L106)))+(K106*$J$8+L106)","v":60.578189300411523},10,200,68,{"$f":"INDEX(LINEST(P108:P109,O108:O109,TRUE,FALSE),1)","v":7.0000000000000021E-2},{"$f":"INDEX(LINEST(P108:P109,O108:O109,TRUE,FALSE),2)","v":54},null,{"$f":"((($I$8-4)/6)*((Q109*$J$8+R109)-(Q106*$J$8+R106)))+(Q106*$J$8+R106)","v":60.034979423868315},10,200,63,{"$f":"INDEX(LINEST(W108:W109,V108:V109,TRUE,FALSE),1)","v":5.9999999999999991E-2},{"$f":"INDEX(LINEST(W108:W109,V108:V109,TRUE,FALSE),2)","v":51},{"$f":"((($I$8-4)/6)*((X109*$J$8+Y109)-(X106*$J$8+Y106)))+(X106*$J$8+Y106)","v":55.853909465020578},10,200,null,60,{"$f":"INDEX(LINEST(AD108:AD109,AB108:AB109,TRUE,FALSE),1)","v":4.0000000000000008E-2},{"$f":"INDEX(LINEST(AD108:AD109,AB108:AB109,TRUE,FALSE),2)","v":52},{"$f":"((($I$8-4)/6)*((AE109*$J$8+AF109)-(AE106*$J$8+AF106)))+(AE106*$J$8+AF106)","v":53.216049382716051},10,200,57,{"$f":"INDEX(LINEST(AJ108:AJ109,AI108:AI109,TRUE,FALSE),1)","v":5.9999999999999991E-2},{"$f":"INDEX(LINEST(AJ108:AJ109,AI108:AI109,TRUE,FALSE),2)","v":45},{"$f":"((($I$8-4)/6)*((AK109*$J$8+AL109)-(AK106*$J$8+AL106)))+(AK106*$J$8+AL106)","v":51.44855967078189},null,10,200,55,{"$f":"INDEX(LINEST(AQ108:AQ109,AP108:AP109,TRUE,FALSE),1)","v":8.0000000000000016E-2},{"$f":"INDEX(LINEST(AQ108:AQ109,AP108:AP109,TRUE,FALSE),2)","v":39},{"$f":"((($I$8-4)/6)*((AR109*$J$8+AS109)-(AR106*$J$8+AS106)))+(AR106*$J$8+AS106)","v":50.362139917695472},10,200,53,null,{"$f":"INDEX(LINEST(AW108:AW109,AV108:AV109,TRUE,FALSE),1)","v":0.09},{"$f":"INDEX(LINEST(AW108:AW109,AV108:AV109,TRUE,FALSE),2)","v":35},{"$f":"((($I$8-4)/6)*((AY109*$J$8+AZ109)-(AY106*$J$8+AZ106)))+(AY106*$J$8+AZ106)","v":46.267489711934154},10,200,66,{"$f":"INDEX(LINEST(BD108:BD109,BC108:BC109,TRUE,FALSE),1)","v":5.9999999999999991E-2},{"$f":"INDEX(LINEST(BD108:BD109,BC108:BC109,TRUE,FALSE),2)","v":54},{"$f":"((($I$8-4)/6)*((BE109*$J$8+BF109)-(BE106*$J$8+BF106)))+(BE106*$J$8+BF106)","v":59.810699588477362}]
[null,10,500,73,{"$f":"INDEX(LINEST(D109:D110,C109:C110,TRUE,FALSE),1)","v":6.666666666666668E-3},{"$f":"INDEX(LINEST(D109:D110,C109:C110,TRUE,FALSE),2)","v":69.666666666666671},{"$f":"((($I$3-4)/6)*((E110*$J$3+F110)-(E107*$J$3+F107)))+(E107*$J$3+F107)","v":80.712962962962962},10,500,75,{"$f":"INDEX(LINEST(J109:J110,I109:I110,TRUE,FALSE),1)","v":2.0000000000000007E-2},{"$f":"INDEX(LINEST(J109:J110,I109:I110,TRUE,FALSE),2)","v":65},{"$f":"((($I$3-4)/6)*((K110*$J$3+L110)-(K107*$J$3+L107)))+(K107*$J$3+L107)","v":73.401234567901227},10,500,77,{"$f":"INDEX(LINEST(P109:P110,O109:O110,TRUE,FALSE),1)","v":0.03},{"$f":"INDEX(LINEST(P109:P110,O109:O110,TRUE,FALSE),2)","v":62},null,{"$f":"((($I$3-4)/6)*((Q110*$J$3+R110)-(Q107*$J$3+R107)))+(Q107*$J$3+R107)","v":69.848765432098759},10,500,74,{"$f":"INDEX(LINEST(W109:W110,V109:V110,TRUE,FALSE),1)","v":3.6666666666666674E-2},{"$f":"INDEX(LINEST(W109:W110,V109:V110,TRUE,FALSE),2)","v":55.666666666666664},{"$f":"((($I$3-4)/6)*((X110*$J$3+Y110)-(X107*$J$3+Y107)))+(X107*$J$3+Y107)","v":65.163580246913583},10,500,null,67,{"$f":"INDEX(LINEST(AD109:AD110,AB109:AB110,TRUE,FALSE),1)","v":2.3333333333333331E-2},{"$f":"INDEX(LINEST(AD109:AD110,AB109:AB110,TRUE,FALSE),2)","v":55.333333333333336},{"$f":"((($I$3-4)/6)*((AE110*$J$3+AF110)-(AE107*$J$3+AF107)))+(AE107*$J$3+AF107)","v":63.586419753086417},10,500,65,{"$f":"INDEX(LINEST(AJ109:AJ110,AI109:AI110,TRUE,FALSE),1)","v":2.6666666666666672E-2},{"$f":"INDEX(LINEST(AJ109:AJ110,AI109:AI110,TRUE,FALSE),2)","v":51.666666666666664},{"$f":"((($I$3-4)/6)*((AK110*$J$3+AL110)-(AK107*$J$3+AL107)))+(AK107*$J$3+AL107)","v":58.151234567901227},null,10,500,65,{"$f":"INDEX(LINEST(AQ109:AQ110,AP109:AP110,TRUE,FALSE),1)","v":3.3333333333333333E-2},{"$f":"INDEX(LINEST(AQ109:AQ110,AP109:AP110,TRUE,FALSE),2)","v":48.333333333333336},{"$f":"((($I$3-4)/6)*((AR110*$J$3+AS110)-(AR107*$J$3+AS107)))+(AR107*$J$3+AS107)","v":50.740740740740748},10,500,71,null,{"$f":"INDEX(LINEST(AW109:AW110,AV109:AV110,TRUE,FALSE),1)","v":0.06},{"$f":"INDEX(LINEST(AW109:AW110,AV109:AV110,TRUE,FALSE),2)","v":41},{"$f":"((($I$3-4)/6)*((AY110*$J$3+AZ110)-(AY107*$J$3+AZ107)))+(AY107*$J$3+AZ107)","v":51.080246913580247},10,500,76,{"$f":"INDEX(LINEST(BD109:BD110,BC109:BC110,TRUE,FALSE),1)","v":3.3333333333333333E-2},{"$f":"INDEX(LINEST(BD109:BD110,BC109:BC110,TRUE,FALSE),2)","v":59.333333333333336},{"$f":"((($I$3-4)/6)*((BE110*$J$3+BF110)-(BE107*$J$3+BF107)))+(BE107*$J$3+BF107)","v":66.817901234567913}]
[]
["400x150",1,100,42,null,null,null,1,100,43,null,null,null,1,100,46,null,null,null,null,1,100,48,null,null,null,1,100,null,45,null,null,null,1,100,43,null,null,null,null,1,100,36,null,null,null,1,100,38,null,null,null,null,1,100,50]
[null,1,200,47,{"$f":"INDEX(LINEST(D112:D113,C112:C113,TRUE,FALSE),1)","v":0.05},{"$f":"INDEX(LINEST(D112:D113,C112:C113,TRUE,FALSE),2)","v":37},null,1,200,46,{"$f":"INDEX(LINEST(J112:J113,I112:I113,TRUE,FALSE),1)","v":2.9999999999999995E-2},{"$f":"INDEX(LINEST(J112:J113,I112:I113,TRUE,FALSE),2)","v":40},null,1,200,50,{"$f":"INDEX(LINEST(P112:P113,O112:O113,TRUE,FALSE),1)","v":4.0000000000000008E-2},{"$f":"INDEX(LINEST(P112:P113,O112:O113,TRUE,FALSE),2)","v":42},null,null,1,200,52,{"$f":"INDEX(LINEST(W112:W113,V112:V113,TRUE,FALSE),1)","v":4.0000000000000008E-2},{"$f":"INDEX(LINEST(W112:W113,V112:V113,TRUE,FALSE),2)","v":44},null,1,200,null,51,{"$f":"INDEX(LINEST(AD112:AD113,AB112:AB113,TRUE,FALSE),1)","v":5.9999999999999991E-2},{"$f":"INDEX(LINEST(AD112:AD113,AB112:AB113,TRUE,FALSE),2)","v":39},null,1,200,50,{"$f":"INDEX(LINEST(AJ112:AJ113,AI112:AI113,TRUE,FALSE),1)","v":7.0000000000000021E-2},{"$f":"INDEX(LINEST(AJ112:AJ113,AI112:AI113,TRUE,FALSE),2)","v":36},null,null,1,200,44,{"$f":"INDEX(LINEST(AQ112:AQ113,AP112:AP113,TRUE,FALSE),1)","v":8.0000000000000016E-2},{"$f":"INDEX(LINEST(AQ112:AQ113,AP112:AP113,TRUE,FALSE),2)","v":28},null,1,200,42,null,{"$f":"INDEX(LINEST(AW112:AW113,AV112:AV113,TRUE,FALSE),1)","v":4.0000000000000008E-2},{"$f":"INDEX(LINEST(AW112:AW113,AV112:AV113,TRUE,FALSE),2)","v":34},null,1,200,56,{"$f":"INDEX(LINEST(BD112:BD113,BC112:BC113,TRUE,FALSE),1)","v":5.9999999999999991E-2},{"$f":"INDEX(LINEST(BD112:BD113,BC112:BC113,TRUE,FALSE),2)","v":44}]
[null,1,500,48,{"$f":"INDEX(LINEST(D113:D114,C113:C114,TRUE,FALSE),1)","v":3.333333333333334E-3},{"$f":"INDEX(LINEST(D113:D114,C113:C114,TRUE,FALSE),2)","v":46.333333333333336},null,1,500,49,{"$f":"INDEX(LINEST(J113:J114,I113:I114,TRUE,FALSE),1)","v":1.0000000000000004E-2},{"$f":"INDEX(LINEST(J113:J114,I113:I114,TRUE,FALSE),2)","v":44},null,1,500,45,{"$f":"INDEX(LINEST(P113:P114,O113:O114,TRUE,FALSE),1)","v":-1.6666666666666666E-2},{"$f":"INDEX(LINEST(P113:P114,O113:O114,TRUE,FALSE),2)","v":53.333333333333336},null,null,1,500,59,{"$f":"INDEX(LINEST(W113:W114,V113:V114,TRUE,FALSE),1)","v":2.3333333333333331E-2},{"$f":"INDEX(LINEST(W113:W114,V113:V114,TRUE,FALSE),2)","v":47.333333333333336},null,1,500,null,58,{"$f":"INDEX(LINEST(AD113:AD114,AB113:AB114,TRUE,FALSE),1)","v":2.3333333333333331E-2},{"$f":"INDEX(LINEST(AD113:AD114,AB113:AB114,TRUE,FALSE),2)","v":46.333333333333336},null,1,500,58,{"$f":"INDEX(LINEST(AJ113:AJ114,AI113:AI114,TRUE,FALSE),1)","v":2.6666666666666672E-2},{"$f":"INDEX(LINEST(AJ113:AJ114,AI113:AI114,TRUE,FALSE),2)","v":44.666666666666664},null,null,1,500,60,{"$f":"INDEX(LINEST(AQ113:AQ114,AP113:AP114,TRUE,FALSE),1)","v":5.3333333333333344E-2},{"$f":"INDEX(LINEST(AQ113:AQ114,AP113:AP114,TRUE,FALSE),2)","v":33.333333333333329},null,1,500,56,null,{"$f":"INDEX(LINEST(AW113:AW114,AV113:AV114,TRUE,FALSE),1)","v":4.6666666666666662E-2},{"$f":"INDEX(LINEST(AW113:AW114,AV113:AV114,TRUE,FALSE),2)","v":32.666666666666671},null,1,500,65,{"$f":"INDEX(LINEST(BD113:BD114,BC113:BC114,TRUE,FALSE),1)","v":0.03},{"$f":"INDEX(LINEST(BD113:BD114,BC113:BC114,TRUE,FALSE),2)","v":50}]
[null,4,100,54,null,null,null,4,100,56,null,null,null,4,100,54,null,null,null,null,4,100,51,null,null,null,4,100,null,49,null,null,null,4,100,48,null,null,null,null,4,100,43,null,null,null,4,100,40,null,null,null,null,4,100,55]
[null,4,200,57,{"$f":"INDEX(LINEST(D115:D116,C115:C116,TRUE,FALSE),1)","v":2.9999999999999995E-2},{"$f":"INDEX(LINEST(D115:D116,C115:C116,TRUE,FALSE),2)","v":51},{"$f":"((($I$9-1)/3)*((E116*$J$9+F116)-(E113*$J$9+F113)))+(E113*$J$9+F113)","v":57.808641975308646},4,200,61,{"$f":"INDEX(LINEST(J115:J116,I115:I116,TRUE,FALSE),1)","v":0.05},{"$f":"INDEX(LINEST(J115:J116,I115:I116,TRUE,FALSE),2)","v":51},{"$f":"((($I$9-1)/3)*((K116*$J$9+L116)-(K113*$J$9+L113)))+(K113*$J$9+L113)","v":61.438271604938272},4,200,63,{"$f":"INDEX(LINEST(P115:P116,O115:O116,TRUE,FALSE),1)","v":0.09},{"$f":"INDEX(LINEST(P115:P116,O115:O116,TRUE,FALSE),2)","v":45},null,{"$f":"((($I$9-1)/3)*((Q116*$J$9+R116)-(Q113*$J$9+R113)))+(Q113*$J$9+R113)","v":60.703703703703702},4,200,58,{"$f":"INDEX(LINEST(W115:W116,V115:V116,TRUE,FALSE),1)","v":7.0000000000000021E-2},{"$f":"INDEX(LINEST(W115:W116,V115:V116,TRUE,FALSE),2)","v":44},{"$f":"((($I$9-1)/3)*((X116*$J$9+Y116)-(X113*$J$9+Y113)))+(X113*$J$9+Y113)","v":55.444444444444443},4,200,null,54,{"$f":"INDEX(LINEST(AD115:AD116,AB115:AB116,TRUE,FALSE),1)","v":0.05},{"$f":"INDEX(LINEST(AD115:AD116,AB115:AB116,TRUE,FALSE),2)","v":44},{"$f":"((($I$9-1)/3)*((AE116*$J$9+AF116)-(AE113*$J$9+AF113)))+(AE113*$J$9+AF113)","v":52.23456790123457},4,200,54,{"$f":"INDEX(LINEST(AJ115:AJ116,AI115:AI116,TRUE,FALSE),1)","v":5.9999999999999991E-2},{"$f":"INDEX(LINEST(AJ115:AJ116,AI115:AI116,TRUE,FALSE),2)","v":42},{"$f":"((($I$9-1)/3)*((AK116*$J$9+AL116)-(AK113*$J$9+AL113)))+(AK113*$J$9+AL113)","v":51.944444444444443},null,4,200,59,{"$f":"INDEX(LINEST(AQ115:AQ116,AP115:AP116,TRUE,FALSE),1)","v":0.16000000000000003},{"$f":"INDEX(LINEST(AQ115:AQ116,AP115:AP116,TRUE,FALSE),2)","v":26.999999999999996},{"$f":"((($I$9-1)/3)*((AR116*$J$9+AS116)-(AR113*$J$9+AS113)))+(AR113*$J$9+AS113)","v":53.308641975308646},4,200,52,null,{"$f":"INDEX(LINEST(AW115:AW116,AV115:AV116,TRUE,FALSE),1)","v":0.11999999999999998},{"$f":"INDEX(LINEST(AW115:AW116,AV115:AV116,TRUE,FALSE),2)","v":28.000000000000004},{"$f":"((($I$9-1)/3)*((AY116*$J$9+AZ116)-(AY113*$J$9+AZ113)))+(AY113*$J$9+AZ113)","v":47.25925925925926},4,200,63,{"$f":"INDEX(LINEST(BD115:BD116,BC115:BC116,TRUE,FALSE),1)","v":8.0000000000000016E-2},{"$f":"INDEX(LINEST(BD115:BD116,BC115:BC116,TRUE,FALSE),2)","v":47},{"$f":"((($I$9-1)/3)*((BE116*$J$9+BF116)-(BE113*$J$9+BF113)))+(BE113*$J$9+BF113)","v":60.25925925925926}]
[null,4,500,62,{"$f":"INDEX(LINEST(D116:D117,C116:C117,TRUE,FALSE),1)","v":1.6666666666666666E-2},{"$f":"INDEX(LINEST(D116:D117,C116:C117,TRUE,FALSE),2)","v":53.666666666666664},{"$f":"((($I$9-1)/3)*((E117*$J$9+F117)-(E114*$J$9+F114)))+(E114*$J$9+F114)","v":58.125514403292179},4,500,63,{"$f":"INDEX(LINEST(J116:J117,I116:I117,TRUE,FALSE),1)","v":6.666666666666668E-3},{"$f":"INDEX(LINEST(J116:J117,I116:I117,TRUE,FALSE),2)","v":59.666666666666664},{"$f":"((($I$9-1)/3)*((K117*$J$9+L117)-(K114*$J$9+L114)))+(K114*$J$9+L114)","v":63.849794238683124},4,500,67,{"$f":"INDEX(LINEST(P116:P117,O116:O117,TRUE,FALSE),1)","v":1.3333333333333336E-2},{"$f":"INDEX(LINEST(P116:P117,O116:O117,TRUE,FALSE),2)","v":60.333333333333329},null,{"$f":"((($I$9-1)/3)*((Q117*$J$9+R117)-(Q114*$J$9+R114)))+(Q114*$J$9+R114)","v":64.746913580246911},4,500,70,{"$f":"INDEX(LINEST(W116:W117,V116:V117,TRUE,FALSE),1)","v":4.0000000000000015E-2},{"$f":"INDEX(LINEST(W116:W117,V116:V117,TRUE,FALSE),2)","v":49.999999999999993},{"$f":"((($I$9-1)/3)*((X117*$J$9+Y117)-(X114*$J$9+Y114)))+(X114*$J$9+Y114)","v":57.084362139917687},4,500,null,63,{"$f":"INDEX(LINEST(AD116:AD117,AB116:AB117,TRUE,FALSE),1)","v":0.03},{"$f":"INDEX(LINEST(AD116:AD117,AB116:AB117,TRUE,FALSE),2)","v":48},{"$f":"((($I$9-1)/3)*((AE117*$J$9+AF117)-(AE114*$J$9+AF114)))+(AE114*$J$9+AF114)","v":53.059670781893004},4,500,61,{"$f":"INDEX(LINEST(AJ116:AJ117,AI116:AI117,TRUE,FALSE),1)","v":2.3333333333333331E-2},{"$f":"INDEX(LINEST(AJ116:AJ117,AI116:AI117,TRUE,FALSE),2)","v":49.333333333333336},{"$f":"((($I$9-1)/3)*((AK117*$J$9+AL117)-(AK114*$J$9+AL114)))+(AK114*$J$9+AL114)","v":53.707818930041157},null,4,500,63,{"$f":"INDEX(LINEST(AQ116:AQ117,AP116:AP117,TRUE,FALSE),1)","v":1.3333333333333336E-2},{"$f":"INDEX(LINEST(AQ116:AQ117,AP116:AP117,TRUE,FALSE),2)","v":56.333333333333329},{"$f":"((($I$9-1)/3)*((AR117*$J$9+AS117)-(AR114*$J$9+AS114)))+(AR114*$J$9+AS114)","v":61.901234567901227},4,500,68,null,{"$f":"INDEX(LINEST(AW116:AW117,AV116:AV117,TRUE,FALSE),1)","v":5.3333333333333344E-2},{"$f":"INDEX(LINEST(AW116:AW117,AV116:AV117,TRUE,FALSE),2)","v":41.333333333333329},{"$f":"((($I$9-1)/3)*((AY117*$J$9+AZ117)-(AY114*$J$9+AZ114)))+(AY114*$J$9+AZ114)","v":51.362139917695465},4,500,72,{"$f":"INDEX(LINEST(BD116:BD117,BC116:BC117,TRUE,FALSE),1)","v":0.03},{"$f":"INDEX(LINEST(BD116:BD117,BC116:BC117,TRUE,FALSE),2)","v":57},{"$f":"((($I$9-1)/3)*((BE117*$J$9+BF117)-(BE114*$J$9+BF114)))+(BE114*$J$9+BF114)","v":62.96913580246914}]
[null,10,100,65,null,null,null,10,100,64,null,null,null,10,100,62,null,null,null,null,10,100,58,null,null,null,10,100,null,57,null,null,null,10,100,52,null,null,null,null,10,100,48,null,null,null,10,100,45,null,null,null,null,10,100,61]
[null,10,200,72,{"$f":"INDEX(LINEST(D118:D119,C118:C119,TRUE,FALSE),1)","v":7.0000000000000021E-2},{"$f":"INDEX(LINEST(D118:D119,C118:C119,TRUE,FALSE),2)","v":58},{"$f":"((($I$9-4)/6)*((E119*$J$9+F119)-(E116*$J$9+F116)))+(E116*$J$9+F116)","v":56.864197530864196},10,200,70,{"$f":"INDEX(LINEST(J118:J119,I118:I119,TRUE,FALSE),1)","v":5.9999999999999991E-2},{"$f":"INDEX(LINEST(J118:J119,I118:I119,TRUE,FALSE),2)","v":58},{"$f":"((($I$9-4)/6)*((K119*$J$9+L119)-(K116*$J$9+L116)))+(K116*$J$9+L116)","v":59.391975308641975},10,200,69,{"$f":"INDEX(LINEST(P118:P119,O118:O119,TRUE,FALSE),1)","v":7.0000000000000021E-2},{"$f":"INDEX(LINEST(P118:P119,O118:O119,TRUE,FALSE),2)","v":55},null,{"$f":"((($I$9-4)/6)*((Q119*$J$9+R119)-(Q116*$J$9+R116)))+(Q116*$J$9+R116)","v":59.23456790123457},10,200,64,{"$f":"INDEX(LINEST(W118:W119,V118:V119,TRUE,FALSE),1)","v":5.9999999999999991E-2},{"$f":"INDEX(LINEST(W118:W119,V118:V119,TRUE,FALSE),2)","v":52},{"$f":"((($I$9-4)/6)*((X119*$J$9+Y119)-(X116*$J$9+Y116)))+(X116*$J$9+Y116)","v":55.182098765432102},10,200,null,61,{"$f":"INDEX(LINEST(AD118:AD119,AB118:AB119,TRUE,FALSE),1)","v":4.0000000000000008E-2},{"$f":"INDEX(LINEST(AD118:AD119,AB118:AB119,TRUE,FALSE),2)","v":53},{"$f":"((($I$9-4)/6)*((AE119*$J$9+AF119)-(AE116*$J$9+AF116)))+(AE116*$J$9+AF116)","v":52.287037037037038},10,200,58,{"$f":"INDEX(LINEST(AJ118:AJ119,AI118:AI119,TRUE,FALSE),1)","v":5.9999999999999991E-2},{"$f":"INDEX(LINEST(AJ118:AJ119,AI118:AI119,TRUE,FALSE),2)","v":46},{"$f":"((($I$9-4)/6)*((AK119*$J$9+AL119)-(AK116*$J$9+AL116)))+(AK116*$J$9+AL116)","v":51.419753086419753},null,10,200,56,{"$f":"INDEX(LINEST(AQ118:AQ119,AP118:AP119,TRUE,FALSE),1)","v":8.0000000000000016E-2},{"$f":"INDEX(LINEST(AQ118:AQ119,AP118:AP119,TRUE,FALSE),2)","v":40},{"$f":"((($I$9-4)/6)*((AR119*$J$9+AS119)-(AR116*$J$9+AS116)))+(AR116*$J$9+AS116)","v":51.104938271604937},10,200,54,null,{"$f":"INDEX(LINEST(AW118:AW119,AV118:AV119,TRUE,FALSE),1)","v":0.09},{"$f":"INDEX(LINEST(AW118:AW119,AV118:AV119,TRUE,FALSE),2)","v":36},{"$f":"((($I$9-4)/6)*((AY119*$J$9+AZ119)-(AY116*$J$9+AZ116)))+(AY116*$J$9+AZ116)","v":46.367283950617285},10,200,67,{"$f":"INDEX(LINEST(BD118:BD119,BC118:BC119,TRUE,FALSE),1)","v":5.9999999999999991E-2},{"$f":"INDEX(LINEST(BD118:BD119,BC118:BC119,TRUE,FALSE),2)","v":55},{"$f":"((($I$9-4)/6)*((BE119*$J$9+BF119)-(BE116*$J$9+BF116)))+(BE116*$J$9+BF116)","v":59.52469135802469}]
[null,10,500,74,{"$f":"INDEX(LINEST(D119:D120,C119:C120,TRUE,FALSE),1)","v":6.666666666666668E-3},{"$f":"INDEX(LINEST(D119:D120,C119:C120,TRUE,FALSE),2)","v":70.666666666666671},{"$f":"((($I$9-4)/6)*((E120*$J$9+F120)-(E117*$J$9+F117)))+(E117*$J$9+F117)","v":57.793209876543209},10,500,76,{"$f":"INDEX(LINEST(J119:J120,I119:I120,TRUE,FALSE),1)","v":2.0000000000000007E-2},{"$f":"INDEX(LINEST(J119:J120,I119:I120,TRUE,FALSE),2)","v":66},{"$f":"((($I$9-4)/6)*((K120*$J$9+L120)-(K117*$J$9+L117)))+(K117*$J$9+L117)","v":61.541152263374485},10,500,78,{"$f":"INDEX(LINEST(P119:P120,O119:O120,TRUE,FALSE),1)","v":0.03},{"$f":"INDEX(LINEST(P119:P120,O119:O120,TRUE,FALSE),2)","v":63},null,{"$f":"((($I$9-4)/6)*((Q120*$J$9+R120)-(Q117*$J$9+R117)))+(Q117*$J$9+R117)","v":62.875514403292179},10,500,75,{"$f":"INDEX(LINEST(W119:W120,V119:V120,TRUE,FALSE),1)","v":3.6666666666666674E-2},{"$f":"INDEX(LINEST(W119:W120,V119:V120,TRUE,FALSE),2)","v":56.666666666666664},{"$f":"((($I$9-4)/6)*((X120*$J$9+Y120)-(X117*$J$9+Y117)))+(X117*$J$9+Y117)","v":56.64711934156378},10,500,null,68,{"$f":"INDEX(LINEST(AD119:AD120,AB119:AB120,TRUE,FALSE),1)","v":2.3333333333333331E-2},{"$f":"INDEX(LINEST(AD119:AD120,AB119:AB120,TRUE,FALSE),2)","v":56.333333333333336},{"$f":"((($I$9-4)/6)*((AE120*$J$9+AF120)-(AE117*$J$9+AF117)))+(AE117*$J$9+AF117)","v":53.269547325102884},10,500,66,{"$f":"INDEX(LINEST(AJ119:AJ120,AI119:AI120,TRUE,FALSE),1)","v":2.6666666666666672E-2},{"$f":"INDEX(LINEST(AJ119:AJ120,AI119:AI120,TRUE,FALSE),2)","v":52.666666666666664},{"$f":"((($I$9-4)/6)*((AK120*$J$9+AL120)-(AK117*$J$9+AL117)))+(AK117*$J$9+AL117)","v":53.235596707818935},null,10,500,66,{"$f":"INDEX(LINEST(AQ119:AQ120,AP119:AP120,TRUE,FALSE),1)","v":3.3333333333333333E-2},{"$f":"INDEX(LINEST(AQ119:AQ120,AP119:AP120,TRUE,FALSE),2)","v":49.333333333333336},{"$f":"((($I$9-4)/6)*((AR120*$J$9+AS120)-(AR117*$J$9+AS117)))+(AR117*$J$9+AS117)","v":57.913580246913575},10,500,72,null,{"$f":"INDEX(LINEST(AW119:AW120,AV119:AV120,TRUE,FALSE),1)","v":0.06},{"$f":"INDEX(LINEST(AW119:AW120,AV119:AV120,TRUE,FALSE),2)","v":42},{"$f":"((($I$9-4)/6)*((AY120*$J$9+AZ120)-(AY117*$J$9+AZ117)))+(AY117*$J$9+AZ117)","v":49.508230452674894},10,500,77,{"$f":"INDEX(LINEST(BD119:BD120,BC119:BC120,TRUE,FALSE),1)","v":3.3333333333333333E-2},{"$f":"INDEX(LINEST(BD119:BD120,BC119:BC120,TRUE,FALSE),2)","v":60.333333333333336},{"$f":"((($I$9-4)/6)*((BE120*$J$9+BF120)-(BE117*$J$9+BF117)))+(BE117*$J$9+BF117)","v":61.902263374485599}]
[]
["500x150",1,100,{"$f":"D112+1","v":43},null,null,null,1,100,{"$f":"J112+1","v":44},null,null,null,1,100,{"$f":"P112+1","v":47},null,null,null,null,1,100,{"$f":"W112+1","v":49},null,null,null,1,100,null,{"$f":"AD112+1","v":46},null,null,null,1,100,{"$f":"AJ112+1","v":44},null,null,null,null,1,100,{"$f":"AQ112+1","v":37},null,null,null,1,100,{"$f":"AW112+1","v":39},null,null,null,null,1,100,{"$f":"BD112+1","v":51}]
[null,1,200,{"$f":"D113+1","v":48},{"$f":"INDEX(LINEST(D122:D123,C122:C123,TRUE,FALSE),1)","v":0.05},{"$f":"INDEX(LINEST(D122:D123,C122:C123,TRUE,FALSE),2)","v":38},null,1,200,{"$f":"J113+1","v":47},{"$f":"INDEX(LINEST(J122:J123,I122:I123,TRUE,FALSE),1)","v":2.9999999999999995E-2},{"$f":"INDEX(LINEST(J122:J123,I122:I123,TRUE,FALSE),2)","v":41},null,1,200,{"$f":"P113+1","v":51},{"$f":"INDEX(LINEST(P122:P123,O122:O123,TRUE,FALSE),1)","v":4.0000000000000008E-2},{"$f":"INDEX(LINEST(P122:P123,O122:O123,TRUE,FALSE),2)","v":43},null,null,1,200,{"$f":"W113+1","v":53},{"$f":"INDEX(LINEST(W122:W123,V122:V123,TRUE,FALSE),1)","v":4.0000000000000008E-2},{"$f":"INDEX(LINEST(W122:W123,V122:V123,TRUE,FALSE),2)","v":45},null,1,200,null,{"$f":"AD113+1","v":52},{"$f":"INDEX(LINEST(AD122:AD123,AB122:AB123,TRUE,FALSE),1)","v":5.9999999999999991E-2},{"$f":"INDEX(LINEST(AD122:AD123,AB122:AB123,TRUE,FALSE),2)","v":40},null,1,200,{"$f":"AJ113+1","v":51},{"$f":"INDEX(LINEST(AJ122:AJ123,AI122:AI123,TRUE,FALSE),1)","v":7.0000000000000021E-2},{"$f":"INDEX(LINEST(AJ122:AJ123,AI122:AI123,TRUE,FALSE),2)","v":37},null,null,1,200,{"$f":"AQ113+1","v":45},{"$f":"INDEX(LINEST(AQ122:AQ123,AP122:AP123,TRUE,FALSE),1)","v":8.0000000000000016E-2},{"$f":"INDEX(LINEST(AQ122:AQ123,AP122:AP123,TRUE,FALSE),2)","v":29},null,1,200,{"$f":"AW113+1","v":43},null,{"$f":"INDEX(LINEST(AW122:AW123,AV122:AV123,TRUE,FALSE),1)","v":4.0000000000000008E-2},{"$f":"INDEX(LINEST(AW122:AW123,AV122:AV123,TRUE,FALSE),2)","v":35},null,1,200,{"$f":"BD113+1","v":57},{"$f":"INDEX(LINEST(BD122:BD123,BC122:BC123,TRUE,FALSE),1)","v":5.9999999999999991E-2},{"$f":"INDEX(LINEST(BD122:BD123,BC122:BC123,TRUE,FALSE),2)","v":45}]
[null,1,500,49,{"$f":"INDEX(LINEST(D123:D124,C123:C124,TRUE,FALSE),1)","v":3.333333333333334E-3},{"$f":"INDEX(LINEST(D123:D124,C123:C124,TRUE,FALSE),2)","v":47.333333333333336},null,1,500,50,{"$f":"INDEX(LINEST(J123:J124,I123:I124,TRUE,FALSE),1)","v":1.0000000000000004E-2},{"$f":"INDEX(LINEST(J123:J124,I123:I124,TRUE,FALSE),2)","v":45},null,1,500,46,{"$f":"INDEX(LINEST(P123:P124,O123:O124,TRUE,FALSE),1)","v":-1.6666666666666666E-2},{"$f":"INDEX(LINEST(P123:P124,O123:O124,TRUE,FALSE),2)","v":54.333333333333336},null,null,1,500,60,{"$f":"INDEX(LINEST(W123:W124,V123:V124,TRUE,FALSE),1)","v":2.3333333333333331E-2},{"$f":"INDEX(LINEST(W123:W124,V123:V124,TRUE,FALSE),2)","v":48.333333333333336},null,1,500,null,59,{"$f":"INDEX(LINEST(AD123:AD124,AB123:AB124,TRUE,FALSE),1)","v":2.3333333333333331E-2},{"$f":"INDEX(LINEST(AD123:AD124,AB123:AB124,TRUE,FALSE),2)","v":47.333333333333336},null,1,500,59,{"$f":"INDEX(LINEST(AJ123:AJ124,AI123:AI124,TRUE,FALSE),1)","v":2.6666666666666672E-2},{"$f":"INDEX(LINEST(AJ123:AJ124,AI123:AI124,TRUE,FALSE),2)","v":45.666666666666664},null,null,1,500,61,{"$f":"INDEX(LINEST(AQ123:AQ124,AP123:AP124,TRUE,FALSE),1)","v":5.3333333333333344E-2},{"$f":"INDEX(LINEST(AQ123:AQ124,AP123:AP124,TRUE,FALSE),2)","v":34.333333333333329},null,1,500,57,null,{"$f":"INDEX(LINEST(AW123:AW124,AV123:AV124,TRUE,FALSE),1)","v":4.6666666666666662E-2},{"$f":"INDEX(LINEST(AW123:AW124,AV123:AV124,TRUE,FALSE),2)","v":33.666666666666671},null,1,500,66,{"$f":"INDEX(LINEST(BD123:BD124,BC123:BC124,TRUE,FALSE),1)","v":0.03},{"$f":"INDEX(LINEST(BD123:BD124,BC123:BC124,TRUE,FALSE),2)","v":51}]
[null,4,100,55,null,null,null,4,100,57,null,null,null,4,100,55,null,null,null,null,4,100,52,null,null,null,4,100,null,50,null,null,null,4,100,49,null,null,null,null,4,100,44,null,null,null,4,100,41,null,null,null,null,4,100,56]
[null,4,200,58,{"$f":"INDEX(LINEST(D125:D126,C125:C126,TRUE,FALSE),1)","v":2.9999999999999995E-2},{"$f":"INDEX(LINEST(D125:D126,C125:C126,TRUE,FALSE),2)","v":52},{"$f":"((($I$10-1)/3)*((E126*$J$10+F126)-(E123*$J$10+F123)))+(E123*$J$10+F123)","v":55.413580246913583},4,200,62,{"$f":"INDEX(LINEST(J125:J126,I125:I126,TRUE,FALSE),1)","v":0.05},{"$f":"INDEX(LINEST(J125:J126,I125:I126,TRUE,FALSE),2)","v":52},{"$f":"((($I$10-1)/3)*((K126*$J$10+L126)-(K123*$J$10+L123)))+(K123*$J$10+L123)","v":58.117283950617285},4,200,64,{"$f":"INDEX(LINEST(P125:P126,O125:O126,TRUE,FALSE),1)","v":0.09},{"$f":"INDEX(LINEST(P125:P126,O125:O126,TRUE,FALSE),2)","v":46},null,{"$f":"((($I$10-1)/3)*((Q126*$J$10+R126)-(Q123*$J$10+R123)))+(Q123*$J$10+R123)","v":58.462962962962962},4,200,59,{"$f":"INDEX(LINEST(W125:W126,V125:V126,TRUE,FALSE),1)","v":7.0000000000000021E-2},{"$f":"INDEX(LINEST(W125:W126,V125:V126,TRUE,FALSE),2)","v":45},{"$f":"((($I$10-1)/3)*((X126*$J$10+Y126)-(X123*$J$10+Y123)))+(X123*$J$10+Y123)","v":55.055555555555557},4,200,null,55,{"$f":"INDEX(LINEST(AD125:AD126,AB125:AB126,TRUE,FALSE),1)","v":0.05},{"$f":"INDEX(LINEST(AD125:AD126,AB125:AB126,TRUE,FALSE),2)","v":45},{"$f":"((($I$10-1)/3)*((AE126*$J$10+AF126)-(AE123*$J$10+AF123)))+(AE123*$J$10+AF123)","v":52.154320987654323},4,200,55,{"$f":"INDEX(LINEST(AJ125:AJ126,AI125:AI126,TRUE,FALSE),1)","v":5.9999999999999991E-2},{"$f":"INDEX(LINEST(AJ125:AJ126,AI125:AI126,TRUE,FALSE),2)","v":43},{"$f":"((($I$10-1)/3)*((AK126*$J$10+AL126)-(AK123*$J$10+AL123)))+(AK123*$J$10+AL123)","v":51.555555555555557},null,4,200,60,{"$f":"INDEX(LINEST(AQ125:AQ126,AP125:AP126,TRUE,FALSE),1)","v":0.16000000000000003},{"$f":"INDEX(LINEST(AQ125:AQ126,AP125:AP126,TRUE,FALSE),2)","v":27.999999999999996},{"$f":"((($I$10-1)/3)*((AR126*$J$10+AS126)-(AR123*$J$10+AS123)))+(AR123*$J$10+AS123)","v":50.913580246913583},4,200,53,null,{"$f":"INDEX(LINEST(AW125:AW126,AV125:AV126,TRUE,FALSE),1)","v":0.11999999999999998},{"$f":"INDEX(LINEST(AW125:AW126,AV125:AV126,TRUE,FALSE),2)","v":29.000000000000004},{"$f":"((($I$10-1)/3)*((AY126*$J$10+AZ126)-(AY123*$J$10+AZ123)))+(AY123*$J$10+AZ123)","v":46.407407407407405},4,200,64,{"$f":"INDEX(LINEST(BD125:BD126,BC125:BC126,TRUE,FALSE),1)","v":8.0000000000000016E-2},{"$f":"INDEX(LINEST(BD125:BD126,BC125:BC126,TRUE,FALSE),2)","v":48},{"$f":"((($I$10-1)/3)*((BE126*$J$10+BF126)-(BE123*$J$10+BF123)))+(BE123*$J$10+BF123)","v":59.407407407407405}]
[null,4,500,63,{"$f":"INDEX(LINEST(D126:D127,C126:C127,TRUE,FALSE),1)","v":1.6666666666666666E-2},{"$f":"INDEX(LINEST(D126:D127,C126:C127,TRUE,FALSE),2)","v":54.666666666666664},{"$f":"((($I$10-1)/3)*((E127*$J$10+F127)-(E124*$J$10+F124)))+(E124*$J$10+F124)","v":56.244855967078188},4,500,64,{"$f":"INDEX(LINEST(J126:J127,I126:I127,TRUE,FALSE),1)","v":6.666666666666668E-3},{"$f":"INDEX(LINEST(J126:J127,I126:I127,TRUE,FALSE),2)","v":60.666666666666664},{"$f":"((($I$10-1)/3)*((K127*$J$10+L127)-(K124*$J$10+L124)))+(K124*$J$10+L124)","v":60.168724279835388},4,500,68,{"$f":"INDEX(LINEST(P126:P127,O126:O127,TRUE,FALSE),1)","v":1.3333333333333336E-2},{"$f":"INDEX(LINEST(P126:P127,O126:O127,TRUE,FALSE),2)","v":61.333333333333329},null,{"$f":"((($I$10-1)/3)*((Q127*$J$10+R127)-(Q124*$J$10+R124)))+(Q124*$J$10+R124)","v":62.197530864197525},4,500,71,{"$f":"INDEX(LINEST(W126:W127,V126:V127,TRUE,FALSE),1)","v":4.0000000000000015E-2},{"$f":"INDEX(LINEST(W126:W127,V126:V127,TRUE,FALSE),2)","v":50.999999999999993},{"$f":"((($I$10-1)/3)*((X127*$J$10+Y127)-(X124*$J$10+Y124)))+(X124*$J$10+Y124)","v":56.489711934156375},4,500,null,64,{"$f":"INDEX(LINEST(AD126:AD127,AB126:AB127,TRUE,FALSE),1)","v":0.03},{"$f":"INDEX(LINEST(AD126:AD127,AB126:AB127,TRUE,FALSE),2)","v":49},{"$f":"((($I$10-1)/3)*((AE127*$J$10+AF127)-(AE124*$J$10+AF124)))+(AE124*$J$10+AF124)","v":53.236625514403293},4,500,62,{"$f":"INDEX(LINEST(AJ126:AJ127,AI126:AI127,TRUE,FALSE),1)","v":2.3333333333333331E-2},{"$f":"INDEX(LINEST(AJ126:AJ127,AI126:AI127,TRUE,FALSE),2)","v":50.333333333333336},{"$f":"((($I$10-1)/3)*((AK127*$J$10+AL127)-(AK124*$J$10+AL124)))+(AK124*$J$10+AL124)","v":53.421810699588477},null,4,500,64,{"$f":"INDEX(LINEST(AQ126:AQ127,AP126:AP127,TRUE,FALSE),1)","v":1.3333333333333336E-2},{"$f":"INDEX(LINEST(AQ126:AQ127,AP126:AP127,TRUE,FALSE),2)","v":57.333333333333329},{"$f":"((($I$10-1)/3)*((AR127*$J$10+AS127)-(AR124*$J$10+AS124)))+(AR124*$J$10+AS124)","v":57.654320987654316},4,500,69,null,{"$f":"INDEX(LINEST(AW126:AW127,AV126:AV127,TRUE,FALSE),1)","v":5.3333333333333344E-2},{"$f":"INDEX(LINEST(AW126:AW127,AV126:AV127,TRUE,FALSE),2)","v":42.333333333333329},{"$f":"((($I$10-1)/3)*((AY127*$J$10+AZ127)-(AY124*$J$10+AZ124)))+(AY124*$J$10+AZ124)","v":49.378600823045261},4,500,73,{"$f":"INDEX(LINEST(BD126:BD127,BC126:BC127,TRUE,FALSE),1)","v":0.03},{"$f":"INDEX(LINEST(BD126:BD127,BC126:BC127,TRUE,FALSE),2)","v":58},{"$f":"((($I$10-1)/3)*((BE127*$J$10+BF127)-(BE124*$J$10+BF124)))+(BE124*$J$10+BF124)","v":61.808641975308646}]
[null,10,100,66,null,null,null,10,100,65,null,null,null,10,100,63,null,null,null,null,10,100,59,null,null,null,10,100,null,58,null,null,null,10,100,53,null,null,null,null,10,100,49,null,null,null,10,100,46,null,null,null,null,10,100,62]
[null,10,200,73,{"$f":"INDEX(LINEST(D128:D129,C128:C129,TRUE,FALSE),1)","v":7.0000000000000021E-2},{"$f":"INDEX(LINEST(D128:D129,C128:C129,TRUE,FALSE),2)","v":59},{"$f":"((($I$10-4)/6)*((E129*$J$10+F129)-(E126*$J$10+F126)))+(E126*$J$10+F126)","v":55.858024691358025},10,200,71,{"$f":"INDEX(LINEST(J128:J129,I128:I129,TRUE,FALSE),1)","v":5.9999999999999991E-2},{"$f":"INDEX(LINEST(J128:J129,I128:I129,TRUE,FALSE),2)","v":59},{"$f":"((($I$10-4)/6)*((K129*$J$10+L129)-(K126*$J$10+L126)))+(K126*$J$10+L126)","v":59.080246913580247},10,200,70,{"$f":"INDEX(LINEST(P128:P129,O128:O129,TRUE,FALSE),1)","v":7.0000000000000021E-2},{"$f":"INDEX(LINEST(P128:P129,O128:O129,TRUE,FALSE),2)","v":56},null,{"$f":"((($I$10-4)/6)*((Q129*$J$10+R129)-(Q126*$J$10+R126)))+(Q126*$J$10+R126)","v":59.154320987654323},10,200,65,{"$f":"INDEX(LINEST(W128:W129,V128:V129,TRUE,FALSE),1)","v":5.9999999999999991E-2},{"$f":"INDEX(LINEST(W128:W129,V128:V129,TRUE,FALSE),2)","v":53},{"$f":"((($I$10-4)/6)*((X129*$J$10+Y129)-(X126*$J$10+Y126)))+(X126*$J$10+Y126)","v":55.179012345679013},10,200,null,62,{"$f":"INDEX(LINEST(AD128:AD129,AB128:AB129,TRUE,FALSE),1)","v":4.0000000000000008E-2},{"$f":"INDEX(LINEST(AD128:AD129,AB128:AB129,TRUE,FALSE),2)","v":54},{"$f":"((($I$10-4)/6)*((AE129*$J$10+AF129)-(AE126*$J$10+AF126)))+(AE126*$J$10+AF126)","v":52.129629629629626},10,200,59,{"$f":"INDEX(LINEST(AJ128:AJ129,AI128:AI129,TRUE,FALSE),1)","v":5.9999999999999991E-2},{"$f":"INDEX(LINEST(AJ128:AJ129,AI128:AI129,TRUE,FALSE),2)","v":47},{"$f":"((($I$10-4)/6)*((AK129*$J$10+AL129)-(AK126*$J$10+AL126)))+(AK126*$J$10+AL126)","v":51.802469135802468},null,10,200,57,{"$f":"INDEX(LINEST(AQ128:AQ129,AP128:AP129,TRUE,FALSE),1)","v":8.0000000000000016E-2},{"$f":"INDEX(LINEST(AQ128:AQ129,AP128:AP129,TRUE,FALSE),2)","v":41},{"$f":"((($I$10-4)/6)*((AR129*$J$10+AS129)-(AR126*$J$10+AS126)))+(AR126*$J$10+AS126)","v":51.950617283950621},10,200,55,null,{"$f":"INDEX(LINEST(AW128:AW129,AV128:AV129,TRUE,FALSE),1)","v":0.09},{"$f":"INDEX(LINEST(AW128:AW129,AV128:AV129,TRUE,FALSE),2)","v":37},{"$f":"((($I$10-4)/6)*((AY129*$J$10+AZ129)-(AY126*$J$10+AZ126)))+(AY126*$J$10+AZ126)","v":46.827160493827158},10,200,68,{"$f":"INDEX(LINEST(BD128:BD129,BC128:BC129,TRUE,FALSE),1)","v":5.9999999999999991E-2},{"$f":"INDEX(LINEST(BD128:BD129,BC128:BC129,TRUE,FALSE),2)","v":56},{"$f":"((($I$10-4)/6)*((BE129*$J$10+BF129)-(BE126*$J$10+BF126)))+(BE126*$J$10+BF126)","v":59.753086419753089}]
[null,10,500,75,{"$f":"INDEX(LINEST(D129:D130,C129:C130,TRUE,FALSE),1)","v":6.666666666666668E-3},{"$f":"INDEX(LINEST(D129:D130,C129:C130,TRUE,FALSE),2)","v":71.666666666666671},{"$f":"((($I$10-4)/6)*((E130*$J$10+F130)-(E127*$J$10+F127)))+(E127*$J$10+F127)","v":56.401234567901234},10,500,77,{"$f":"INDEX(LINEST(J129:J130,I129:I130,TRUE,FALSE),1)","v":2.0000000000000007E-2},{"$f":"INDEX(LINEST(J129:J130,I129:I130,TRUE,FALSE),2)","v":67},{"$f":"((($I$10-4)/6)*((K130*$J$10+L130)-(K127*$J$10+L127)))+(K127*$J$10+L127)","v":61.255144032921805},10,500,79,{"$f":"INDEX(LINEST(P129:P130,O129:O130,TRUE,FALSE),1)","v":0.03},{"$f":"INDEX(LINEST(P129:P130,O129:O130,TRUE,FALSE),2)","v":64},null,{"$f":"((($I$10-4)/6)*((Q130*$J$10+R130)-(Q127*$J$10+R127)))+(Q127*$J$10+R127)","v":63.078189300411516},10,500,76,{"$f":"INDEX(LINEST(W129:W130,V129:V130,TRUE,FALSE),1)","v":3.6666666666666674E-2},{"$f":"INDEX(LINEST(W129:W130,V129:V130,TRUE,FALSE),2)","v":57.666666666666664},{"$f":"((($I$10-4)/6)*((X130*$J$10+Y130)-(X127*$J$10+Y127)))+(X127*$J$10+Y127)","v":56.695473251028801},10,500,null,69,{"$f":"INDEX(LINEST(AD129:AD130,AB129:AB130,TRUE,FALSE),1)","v":2.3333333333333331E-2},{"$f":"INDEX(LINEST(AD129:AD130,AB129:AB130,TRUE,FALSE),2)","v":57.333333333333336},{"$f":"((($I$10-4)/6)*((AE130*$J$10+AF130)-(AE127*$J$10+AF127)))+(AE127*$J$10+AF127)","v":53.137860082304528},10,500,67,{"$f":"INDEX(LINEST(AJ129:AJ130,AI129:AI130,TRUE,FALSE),1)","v":2.6666666666666672E-2},{"$f":"INDEX(LINEST(AJ129:AJ130,AI129:AI130,TRUE,FALSE),2)","v":53.666666666666664},{"$f":"((($I$10-4)/6)*((AK130*$J$10+AL130)-(AK127*$J$10+AL127)))+(AK127*$J$10+AL127)","v":53.644032921810705},null,10,500,67,{"$f":"INDEX(LINEST(AQ129:AQ130,AP129:AP130,TRUE,FALSE),1)","v":3.3333333333333333E-2},{"$f":"INDEX(LINEST(AQ129:AQ130,AP129:AP130,TRUE,FALSE),2)","v":50.333333333333336},{"$f":"((($I$10-4)/6)*((AR130*$J$10+AS130)-(AR127*$J$10+AS127)))+(AR127*$J$10+AS127)","v":59.53086419753086},10,500,73,null,{"$f":"INDEX(LINEST(AW129:AW130,AV129:AV130,TRUE,FALSE),1)","v":0.06},{"$f":"INDEX(LINEST(AW129:AW130,AV129:AV130,TRUE,FALSE),2)","v":43},{"$f":"((($I$10-4)/6)*((AY130*$J$10+AZ130)-(AY127*$J$10+AZ127)))+(AY127*$J$10+AZ127)","v":50.251028806584358},10,500,78,{"$f":"INDEX(LINEST(BD129:BD130,BC129:BC130,TRUE,FALSE),1)","v":3.3333333333333333E-2},{"$f":"INDEX(LINEST(BD129:BD130,BC129:BC130,TRUE,FALSE),2)","v":61.333333333333336},{"$f":"((($I$10-4)/6)*((BE130*$J$10+BF130)-(BE127*$J$10+BF127)))+(BE127*$J$10+BF127)","v":62.310699588477362}]
[]
["600x150",1,100,{"$f":"D122+1","v":44},null,null,null,1,100,{"$f":"J122+1","v":45},null,null,null,1,100,{"$f":"P122+1","v":48},null,null,null,null,1,100,{"$f":"W122+1","v":50},null,null,null,1,100,null,{"$f":"AD122+1","v":47},null,null,null,1,100,{"$f":"AJ122+1","v":45},null,null,null,null,1,100,{"$f":"AQ122+1","v":38},null,null,null,1,100,{"$f":"AW122+1","v":40},null,null,null,null,1,100,{"$f":"BD122+1","v":52}]
[null,1,200,{"$f":"D123+1","v":49},{"$f":"INDEX(LINEST(D132:D133,C132:C133,TRUE,FALSE),1)","v":0.05},{"$f":"INDEX(LINEST(D132:D133,C132:C133,TRUE,FALSE),2)","v":39},null,1,200,{"$f":"J123+1","v":48},{"$f":"INDEX(LINEST(J132:J133,I132:I133,TRUE,FALSE),1)","v":2.9999999999999995E-2},{"$f":"INDEX(LINEST(J132:J133,I132:I133,TRUE,FALSE),2)","v":42},null,1,200,{"$f":"P123+1","v":52},{"$f":"INDEX(LINEST(P132:P133,O132:O133,TRUE,FALSE),1)","v":4.0000000000000008E-2},{"$f":"INDEX(LINEST(P132:P133,O132:O133,TRUE,FALSE),2)","v":44},null,null,1,200,{"$f":"W123+1","v":54},{"$f":"INDEX(LINEST(W132:W133,V132:V133,TRUE,FALSE),1)","v":4.0000000000000008E-2},{"$f":"INDEX(LINEST(W132:W133,V132:V133,TRUE,FALSE),2)","v":46},null,1,200,null,{"$f":"AD123+1","v":53},{"$f":"INDEX(LINEST(AD132:AD133,AB132:AB133,TRUE,FALSE),1)","v":5.9999999999999991E-2},{"$f":"INDEX(LINEST(AD132:AD133,AB132:AB133,TRUE,FALSE),2)","v":41},null,1,200,{"$f":"AJ123+1","v":52},{"$f":"INDEX(LINEST(AJ132:AJ133,AI132:AI133,TRUE,FALSE),1)","v":7.0000000000000021E-2},{"$f":"INDEX(LINEST(AJ132:AJ133,AI132:AI133,TRUE,FALSE),2)","v":38},null,null,1,200,{"$f":"AQ123+1","v":46},{"$f":"INDEX(LINEST(AQ132:AQ133,AP132:AP133,TRUE,FALSE),1)","v":8.0000000000000016E-2},{"$f":"INDEX(LINEST(AQ132:AQ133,AP132:AP133,TRUE,FALSE),2)","v":30},null,1,200,{"$f":"AW123+1","v":44},null,{"$f":"INDEX(LINEST(AW132:AW133,AV132:AV133,TRUE,FALSE),1)","v":4.0000000000000008E-2},{"$f":"INDEX(LINEST(AW132:AW133,AV132:AV133,TRUE,FALSE),2)","v":36},null,1,200,{"$f":"BD123+1","v":58},{"$f":"INDEX(LINEST(BD132:BD133,BC132:BC133,TRUE,FALSE),1)","v":5.9999999999999991E-2},{"$f":"INDEX(LINEST(BD132:BD133,BC132:BC133,TRUE,FALSE),2)","v":46}]
[null,1,500,50,{"$f":"INDEX(LINEST(D133:D134,C133:C134,TRUE,FALSE),1)","v":3.333333333333334E-3},{"$f":"INDEX(LINEST(D133:D134,C133:C134,TRUE,FALSE),2)","v":48.333333333333336},null,1,500,51,{"$f":"INDEX(LINEST(J133:J134,I133:I134,TRUE,FALSE),1)","v":1.0000000000000004E-2},{"$f":"INDEX(LINEST(J133:J134,I133:I134,TRUE,FALSE),2)","v":46},null,1,500,47,{"$f":"INDEX(LINEST(P133:P134,O133:O134,TRUE,FALSE),1)","v":-1.6666666666666666E-2},{"$f":"INDEX(LINEST(P133:P134,O133:O134,TRUE,FALSE),2)","v":55.333333333333336},null,null,1,500,61,{"$f":"INDEX(LINEST(W133:W134,V133:V134,TRUE,FALSE),1)","v":2.3333333333333331E-2},{"$f":"INDEX(LINEST(W133:W134,V133:V134,TRUE,FALSE),2)","v":49.333333333333336},null,1,500,null,60,{"$f":"INDEX(LINEST(AD133:AD134,AB133:AB134,TRUE,FALSE),1)","v":2.3333333333333331E-2},{"$f":"INDEX(LINEST(AD133:AD134,AB133:AB134,TRUE,FALSE),2)","v":48.333333333333336},null,1,500,60,{"$f":"INDEX(LINEST(AJ133:AJ134,AI133:AI134,TRUE,FALSE),1)","v":2.6666666666666672E-2},{"$f":"INDEX(LINEST(AJ133:AJ134,AI133:AI134,TRUE,FALSE),2)","v":46.666666666666664},null,null,1,500,62,{"$f":"INDEX(LINEST(AQ133:AQ134,AP133:AP134,TRUE,FALSE),1)","v":5.3333333333333344E-2},{"$f":"INDEX(LINEST(AQ133:AQ134,AP133:AP134,TRUE,FALSE),2)","v":35.333333333333329},null,1,500,58,null,{"$f":"INDEX(LINEST(AW133:AW134,AV133:AV134,TRUE,FALSE),1)","v":4.6666666666666662E-2},{"$f":"INDEX(LINEST(AW133:AW134,AV133:AV134,TRUE,FALSE),2)","v":34.666666666666671},null,1,500,67,{"$f":"INDEX(LINEST(BD133:BD134,BC133:BC134,TRUE,FALSE),1)","v":0.03},{"$f":"INDEX(LINEST(BD133:BD134,BC133:BC134,TRUE,FALSE),2)","v":52}]
[null,4,100,56,null,null,null,4,100,58,null,null,null,4,100,56,null,null,null,null,4,100,53,null,null,null,4,100,null,51,null,null,null,4,100,50,null,null,null,null,4,100,45,null,null,null,4,100,42,null,null,null,null,4,100,57]
[null,4,200,59,{"$f":"INDEX(LINEST(D135:D136,C135:C136,TRUE,FALSE),1)","v":2.9999999999999995E-2},{"$f":"INDEX(LINEST(D135:D136,C135:C136,TRUE,FALSE),2)","v":53},{"$f":"((($I$11-1)/3)*((E136*$J$11+F136)-(E133*$J$11+F133)))+(E133*$J$11+F133)","v":54.150205761316869},4,200,63,{"$f":"INDEX(LINEST(J135:J136,I135:I136,TRUE,FALSE),1)","v":0.05},{"$f":"INDEX(LINEST(J135:J136,I135:I136,TRUE,FALSE),2)","v":53},{"$f":"((($I$11-1)/3)*((K136*$J$11+L136)-(K133*$J$11+L133)))+(K133*$J$11+L133)","v":56.236625514403293},4,200,65,{"$f":"INDEX(LINEST(P135:P136,O135:O136,TRUE,FALSE),1)","v":0.09},{"$f":"INDEX(LINEST(P135:P136,O135:O136,TRUE,FALSE),2)","v":47},null,{"$f":"((($I$11-1)/3)*((Q136*$J$11+R136)-(Q133*$J$11+R133)))+(Q133*$J$11+R133)","v":57.302469135802468},4,200,60,{"$f":"INDEX(LINEST(W135:W136,V135:V136,TRUE,FALSE),1)","v":7.0000000000000021E-2},{"$f":"INDEX(LINEST(W135:W136,V135:V136,TRUE,FALSE),2)","v":46},{"$f":"((($I$11-1)/3)*((X136*$J$11+Y136)-(X133*$J$11+Y133)))+(X133*$J$11+Y133)","v":55.129629629629626},4,200,null,56,{"$f":"INDEX(LINEST(AD135:AD136,AB135:AB136,TRUE,FALSE),1)","v":0.05},{"$f":"INDEX(LINEST(AD135:AD136,AB135:AB136,TRUE,FALSE),2)","v":46},{"$f":"((($I$11-1)/3)*((AE136*$J$11+AF136)-(AE133*$J$11+AF133)))+(AE133*$J$11+AF133)","v":52.434156378600825},4,200,56,{"$f":"INDEX(LINEST(AJ135:AJ136,AI135:AI136,TRUE,FALSE),1)","v":5.9999999999999991E-2},{"$f":"INDEX(LINEST(AJ135:AJ136,AI135:AI136,TRUE,FALSE),2)","v":44},{"$f":"((($I$11-1)/3)*((AK136*$J$11+AL136)-(AK133*$J$11+AL133)))+(AK133*$J$11+AL133)","v":51.629629629629626},null,4,200,61,{"$f":"INDEX(LINEST(AQ135:AQ136,AP135:AP136,TRUE,FALSE),1)","v":0.16000000000000003},{"$f":"INDEX(LINEST(AQ135:AQ136,AP135:AP136,TRUE,FALSE),2)","v":28.999999999999996},{"$f":"((($I$11-1)/3)*((AR136*$J$11+AS136)-(AR133*$J$11+AS133)))+(AR133*$J$11+AS133)","v":49.650205761316869},4,200,54,null,{"$f":"INDEX(LINEST(AW135:AW136,AV135:AV136,TRUE,FALSE),1)","v":0.11999999999999998},{"$f":"INDEX(LINEST(AW135:AW136,AV135:AV136,TRUE,FALSE),2)","v":30.000000000000004},{"$f":"((($I$11-1)/3)*((AY136*$J$11+AZ136)-(AY133*$J$11+AZ133)))+(AY133*$J$11+AZ133)","v":46.172839506172842},4,200,65,{"$f":"INDEX(LINEST(BD135:BD136,BC135:BC136,TRUE,FALSE),1)","v":8.0000000000000016E-2},{"$f":"INDEX(LINEST(BD135:BD136,BC135:BC136,TRUE,FALSE),2)","v":49},{"$f":"((($I$11-1)/3)*((BE136*$J$11+BF136)-(BE133*$J$11+BF133)))+(BE133*$J$11+BF133)","v":59.172839506172842}]
[null,4,500,64,{"$f":"INDEX(LINEST(D136:D137,C136:C137,TRUE,FALSE),1)","v":1.6666666666666666E-2},{"$f":"INDEX(LINEST(D136:D137,C136:C137,TRUE,FALSE),2)","v":55.666666666666664},{"$f":"((($I$11-1)/3)*((E137*$J$11+F137)-(E134*$J$11+F134)))+(E134*$J$11+F134)","v":55.324417009602193},4,500,65,{"$f":"INDEX(LINEST(J136:J137,I136:I137,TRUE,FALSE),1)","v":6.666666666666668E-3},{"$f":"INDEX(LINEST(J136:J137,I136:I137,TRUE,FALSE),2)","v":61.666666666666664},{"$f":"((($I$11-1)/3)*((K137*$J$11+L137)-(K134*$J$11+L134)))+(K134*$J$11+L134)","v":58.048010973936897},4,500,69,{"$f":"INDEX(LINEST(P136:P137,O136:O137,TRUE,FALSE),1)","v":1.3333333333333336E-2},{"$f":"INDEX(LINEST(P136:P137,O136:O137,TRUE,FALSE),2)","v":62.333333333333329},null,{"$f":"((($I$11-1)/3)*((Q137*$J$11+R137)-(Q134*$J$11+R134)))+(Q134*$J$11+R134)","v":60.831275720164605},4,500,72,{"$f":"INDEX(LINEST(W136:W137,V136:V137,TRUE,FALSE),1)","v":4.0000000000000015E-2},{"$f":"INDEX(LINEST(W136:W137,V136:V137,TRUE,FALSE),2)","v":51.999999999999993},{"$f":"((($I$11-1)/3)*((X137*$J$11+Y137)-(X134*$J$11+Y134)))+(X134*$J$11+Y134)","v":56.426611796982165},4,500,null,65,{"$f":"INDEX(LINEST(AD136:AD137,AB136:AB137,TRUE,FALSE),1)","v":0.03},{"$f":"INDEX(LINEST(AD136:AD137,AB136:AB137,TRUE,FALSE),2)","v":50},{"$f":"((($I$11-1)/3)*((AE137*$J$11+AF137)-(AE134*$J$11+AF134)))+(AE134*$J$11+AF134)","v":53.687928669410148},4,500,63,{"$f":"INDEX(LINEST(AJ136:AJ137,AI136:AI137,TRUE,FALSE),1)","v":2.3333333333333331E-2},{"$f":"INDEX(LINEST(AJ136:AJ137,AI136:AI137,TRUE,FALSE),2)","v":51.333333333333336},{"$f":"((($I$11-1)/3)*((AK137*$J$11+AL137)-(AK134*$J$11+AL134)))+(AK134*$J$11+AL134)","v":53.564471879286693},null,4,500,65,{"$f":"INDEX(LINEST(AQ136:AQ137,AP136:AP137,TRUE,FALSE),1)","v":1.3333333333333336E-2},{"$f":"INDEX(LINEST(AQ136:AQ137,AP136:AP137,TRUE,FALSE),2)","v":58.333333333333329},{"$f":"((($I$11-1)/3)*((AR137*$J$11+AS137)-(AR134*$J$11+AS134)))+(AR134*$J$11+AS134)","v":55.156378600823039},4,500,70,null,{"$f":"INDEX(LINEST(AW136:AW137,AV136:AV137,TRUE,FALSE),1)","v":5.3333333333333344E-2},{"$f":"INDEX(LINEST(AW136:AW137,AV136:AV137,TRUE,FALSE),2)","v":43.333333333333329},{"$f":"((($I$11-1)/3)*((AY137*$J$11+AZ137)-(AY134*$J$11+AZ134)))+(AY134*$J$11+AZ134)","v":48.389574759945127},4,500,74,{"$f":"INDEX(LINEST(BD136:BD137,BC136:BC137,TRUE,FALSE),1)","v":0.03},{"$f":"INDEX(LINEST(BD136:BD137,BC136:BC137,TRUE,FALSE),2)","v":59},{"$f":"((($I$11-1)/3)*((BE137*$J$11+BF137)-(BE134*$J$11+BF134)))+(BE134*$J$11+BF134)","v":61.368312757201643}]
[null,10,100,67,null,null,null,10,100,66,null,null,null,10,100,64,null,null,null,null,10,100,60,null,null,null,10,100,null,59,null,null,null,10,100,54,null,null,null,null,10,100,50,null,null,null,10,100,47,null,null,null,null,10,100,63]
[null,10,200,74,{"$f":"INDEX(LINEST(D138:D139,C138:C139,TRUE,FALSE),1)","v":7.0000000000000021E-2},{"$f":"INDEX(LINEST(D138:D139,C138:C139,TRUE,FALSE),2)","v":60},{"$f":"((($I$9-4)/6)*((E139*$J$9+F139)-(E136*$J$9+F136)))+(E136*$J$9+F136)","v":58.864197530864196},10,200,72,{"$f":"INDEX(LINEST(J138:J139,I138:I139,TRUE,FALSE),1)","v":5.9999999999999991E-2},{"$f":"INDEX(LINEST(J138:J139,I138:I139,TRUE,FALSE),2)","v":60},{"$f":"((($I$11-4)/6)*((K139*$J$11+L139)-(K136*$J$11+L136)))+(K136*$J$11+L136)","v":59.205761316872426},10,200,71,{"$f":"INDEX(LINEST(P138:P139,O138:O139,TRUE,FALSE),1)","v":7.0000000000000021E-2},{"$f":"INDEX(LINEST(P138:P139,O138:O139,TRUE,FALSE),2)","v":57},null,{"$f":"((($I$11-4)/6)*((Q139*$J$11+R139)-(Q136*$J$11+R136)))+(Q136*$J$11+R136)","v":59.434156378600825},10,200,66,{"$f":"INDEX(LINEST(W138:W139,V138:V139,TRUE,FALSE),1)","v":5.9999999999999991E-2},{"$f":"INDEX(LINEST(W138:W139,V138:V139,TRUE,FALSE),2)","v":54},{"$f":"((($I$11-4)/6)*((X139*$J$11+Y139)-(X136*$J$11+Y136)))+(X136*$J$11+Y136)","v":55.510288065843625},10,200,null,63,{"$f":"INDEX(LINEST(AD138:AD139,AB138:AB139,TRUE,FALSE),1)","v":4.0000000000000008E-2},{"$f":"INDEX(LINEST(AD138:AD139,AB138:AB139,TRUE,FALSE),2)","v":55},{"$f":"((($I$11-4)/6)*((AE139*$J$11+AF139)-(AE136*$J$11+AF136)))+(AE136*$J$11+AF136)","v":52.358024691358025},10,200,60,{"$f":"INDEX(LINEST(AJ138:AJ139,AI138:AI139,TRUE,FALSE),1)","v":5.9999999999999991E-2},{"$f":"INDEX(LINEST(AJ138:AJ139,AI138:AI139,TRUE,FALSE),2)","v":48},{"$f":"((($I$11-4)/6)*((AK139*$J$11+AL139)-(AK136*$J$11+AL136)))+(AK136*$J$11+AL136)","v":52.390946502057616},null,10,200,58,{"$f":"INDEX(LINEST(AQ138:AQ139,AP138:AP139,TRUE,FALSE),1)","v":8.0000000000000016E-2},{"$f":"INDEX(LINEST(AQ138:AQ139,AP138:AP139,TRUE,FALSE),2)","v":42},{"$f":"((($I$11-4)/6)*((AR139*$J$11+AS139)-(AR136*$J$11+AS136)))+(AR136*$J$11+AS136)","v":52.847736625514401},10,200,56,null,{"$f":"INDEX(LINEST(AW138:AW139,AV138:AV139,TRUE,FALSE),1)","v":0.09},{"$f":"INDEX(LINEST(AW138:AW139,AV138:AV139,TRUE,FALSE),2)","v":38},{"$f":"((($I$11-4)/6)*((AY139*$J$11+AZ139)-(AY136*$J$11+AZ136)))+(AY136*$J$11+AZ136)","v":47.467078189300409},10,200,69,{"$f":"INDEX(LINEST(BD138:BD139,BC138:BC139,TRUE,FALSE),1)","v":5.9999999999999991E-2},{"$f":"INDEX(LINEST(BD138:BD139,BC138:BC139,TRUE,FALSE),2)","v":57},{"$f":"((($I$11-4)/6)*((BE139*$J$11+BF139)-(BE136*$J$11+BF136)))+(BE136*$J$11+BF136)","v":60.238683127572017}]
[null,10,500,76,{"$f":"INDEX(LINEST(D139:D140,C139:C140,TRUE,FALSE),1)","v":6.666666666666668E-3},{"$f":"INDEX(LINEST(D139:D140,C139:C140,TRUE,FALSE),2)","v":72.666666666666671},{"$f":"((($I$9-4)/6)*((E140*$J$9+F140)-(E137*$J$9+F137)))+(E137*$J$9+F137)","v":59.793209876543209},10,500,78,{"$f":"INDEX(LINEST(J139:J140,I139:I140,TRUE,FALSE),1)","v":2.0000000000000007E-2},{"$f":"INDEX(LINEST(J139:J140,I139:I140,TRUE,FALSE),2)","v":68},{"$f":"((($I$11-4)/6)*((K140*$J$11+L140)-(K137*$J$11+L137)))+(K137*$J$11+L137)","v":61.397805212620028},10,500,80,{"$f":"INDEX(LINEST(P139:P140,O139:O140,TRUE,FALSE),1)","v":0.03},{"$f":"INDEX(LINEST(P139:P140,O139:O140,TRUE,FALSE),2)","v":65},null,{"$f":"((($I$11-4)/6)*((Q140*$J$11+R140)-(Q137*$J$11+R137)))+(Q137*$J$11+R137)","v":63.546639231824415},10,500,77,{"$f":"INDEX(LINEST(W139:W140,V139:V140,TRUE,FALSE),1)","v":3.6666666666666674E-2},{"$f":"INDEX(LINEST(W139:W140,V139:V140,TRUE,FALSE),2)","v":58.666666666666664},{"$f":"((($I$11-4)/6)*((X140*$J$11+Y140)-(X137*$J$11+Y137)))+(X137*$J$11+Y137)","v":57.061042524005479},10,500,null,70,{"$f":"INDEX(LINEST(AD139:AD140,AB139:AB140,TRUE,FALSE),1)","v":2.3333333333333331E-2},{"$f":"INDEX(LINEST(AD139:AD140,AB139:AB140,TRUE,FALSE),2)","v":58.333333333333336},{"$f":"((($I$11-4)/6)*((AE140*$J$11+AF140)-(AE137*$J$11+AF137)))+(AE137*$J$11+AF137)","v":53.383401920438956},10,500,68,{"$f":"INDEX(LINEST(AJ139:AJ140,AI139:AI140,TRUE,FALSE),1)","v":2.6666666666666672E-2},{"$f":"INDEX(LINEST(AJ139:AJ140,AI139:AI140,TRUE,FALSE),2)","v":54.666666666666664},{"$f":"((($I$11-4)/6)*((AK140*$J$11+AL140)-(AK137*$J$11+AL137)))+(AK137*$J$11+AL137)","v":54.249657064471883},null,10,500,68,{"$f":"INDEX(LINEST(AQ139:AQ140,AP139:AP140,TRUE,FALSE),1)","v":3.3333333333333333E-2},{"$f":"INDEX(LINEST(AQ139:AQ140,AP139:AP140,TRUE,FALSE),2)","v":51.333333333333336},{"$f":"((($I$11-4)/6)*((AR140*$J$11+AS140)-(AR137*$J$11+AS137)))+(AR137*$J$11+AS137)","v":60.942386831275712},10,500,74,null,{"$f":"INDEX(LINEST(AW139:AW140,AV139:AV140,TRUE,FALSE),1)","v":0.06},{"$f":"INDEX(LINEST(AW139:AW140,AV139:AV140,TRUE,FALSE),2)","v":44},{"$f":"((($I$11-4)/6)*((AY140*$J$11+AZ140)-(AY137*$J$11+AZ137)))+(AY137*$J$11+AZ137)","v":51.079561042523999},10,500,79,{"$f":"INDEX(LINEST(BD139:BD140,BC139:BC140,TRUE,FALSE),1)","v":3.3333333333333333E-2},{"$f":"INDEX(LINEST(BD139:BD140,BC139:BC140,TRUE,FALSE),2)","v":62.333333333333336},{"$f":"((($I$11-4)/6)*((BE140*$J$11+BF140)-(BE137*$J$11+BF137)))+(BE137*$J$11+BF137)","v":62.916323731138547}]
[]
["200x200",1,100,{"$f":"D152-1","v":44},null,null,null,1,100,{"$f":"J152-1","v":43},null,null,null,1,100,{"$f":"P152-1","v":47},null,null,null,null,1,100,{"$f":"W152-1","v":45},null,null,null,1,100,null,{"$f":"AD152-1","v":49},null,null,null,1,100,{"$f":"AJ152-1","v":49},null,null,null,null,1,100,{"$f":"AQ152-1","v":36},null,null,null,1,100,{"$f":"AW152-1","v":35},null,null,null,null,1,100,{"$f":"BD152-1","v":53}]
[null,1,200,{"$f":"D153-1","v":48},{"$f":"INDEX(LINEST(D142:D143,C142:C143,TRUE,FALSE),1)","v":4.0000000000000008E-2},{"$f":"INDEX(LINEST(D142:D143,C142:C143,TRUE,FALSE),2)","v":40},null,1,200,{"$f":"J153-1","v":44},{"$f":"INDEX(LINEST(J142:J143,I142:I143,TRUE,FALSE),1)","v":1.0000000000000002E-2},{"$f":"INDEX(LINEST(J142:J143,I142:I143,TRUE,FALSE),2)","v":42},null,1,200,{"$f":"P153-1","v":53},{"$f":"INDEX(LINEST(P142:P143,O142:O143,TRUE,FALSE),1)","v":5.9999999999999991E-2},{"$f":"INDEX(LINEST(P142:P143,O142:O143,TRUE,FALSE),2)","v":41},null,null,1,200,{"$f":"W153-1","v":51},{"$f":"INDEX(LINEST(W142:W143,V142:V143,TRUE,FALSE),1)","v":5.9999999999999991E-2},{"$f":"INDEX(LINEST(W142:W143,V142:V143,TRUE,FALSE),2)","v":39},null,1,200,null,{"$f":"AD153-1","v":50},{"$f":"INDEX(LINEST(AD142:AD143,AB142:AB143,TRUE,FALSE),1)","v":1.0000000000000002E-2},{"$f":"INDEX(LINEST(AD142:AD143,AB142:AB143,TRUE,FALSE),2)","v":48},null,1,200,{"$f":"AJ153-1","v":61},{"$f":"INDEX(LINEST(AJ142:AJ143,AI142:AI143,TRUE,FALSE),1)","v":0.11999999999999998},{"$f":"INDEX(LINEST(AJ142:AJ143,AI142:AI143,TRUE,FALSE),2)","v":37},null,null,1,200,{"$f":"AQ153-1","v":44},{"$f":"INDEX(LINEST(AQ142:AQ143,AP142:AP143,TRUE,FALSE),1)","v":8.0000000000000016E-2},{"$f":"INDEX(LINEST(AQ142:AQ143,AP142:AP143,TRUE,FALSE),2)","v":28},null,1,200,{"$f":"AW153-1","v":40},null,{"$f":"INDEX(LINEST(AW142:AW143,AV142:AV143,TRUE,FALSE),1)","v":0.05},{"$f":"INDEX(LINEST(AW142:AW143,AV142:AV143,TRUE,FALSE),2)","v":30},null,1,200,{"$f":"BD153-1","v":63},{"$f":"INDEX(LINEST(BD142:BD143,BC142:BC143,TRUE,FALSE),1)","v":0.1},{"$f":"INDEX(LINEST(BD142:BD143,BC142:BC143,TRUE,FALSE),2)","v":43}]
[null,1,500,52,{"$f":"INDEX(LINEST(D143:D144,C143:C144,TRUE,FALSE),1)","v":1.3333333333333336E-2},{"$f":"INDEX(LINEST(D143:D144,C143:C144,TRUE,FALSE),2)","v":45.333333333333329},null,1,500,48,{"$f":"INDEX(LINEST(J143:J144,I143:I144,TRUE,FALSE),1)","v":1.3333333333333336E-2},{"$f":"INDEX(LINEST(J143:J144,I143:I144,TRUE,FALSE),2)","v":41.333333333333329},null,1,500,57,{"$f":"INDEX(LINEST(P143:P144,O143:O144,TRUE,FALSE),1)","v":1.3333333333333336E-2},{"$f":"INDEX(LINEST(P143:P144,O143:O144,TRUE,FALSE),2)","v":50.333333333333329},null,null,1,500,59,{"$f":"INDEX(LINEST(W143:W144,V143:V144,TRUE,FALSE),1)","v":2.6666666666666672E-2},{"$f":"INDEX(LINEST(W143:W144,V143:V144,TRUE,FALSE),2)","v":45.666666666666664},null,1,500,null,57,{"$f":"INDEX(LINEST(AD143:AD144,AB143:AB144,TRUE,FALSE),1)","v":2.3333333333333331E-2},{"$f":"INDEX(LINEST(AD143:AD144,AB143:AB144,TRUE,FALSE),2)","v":45.333333333333336},null,1,500,65,{"$f":"INDEX(LINEST(AJ143:AJ144,AI143:AI144,TRUE,FALSE),1)","v":1.3333333333333336E-2},{"$f":"INDEX(LINEST(AJ143:AJ144,AI143:AI144,TRUE,FALSE),2)","v":58.333333333333329},null,null,1,500,51,{"$f":"INDEX(LINEST(AQ143:AQ144,AP143:AP144,TRUE,FALSE),1)","v":2.3333333333333331E-2},{"$f":"INDEX(LINEST(AQ143:AQ144,AP143:AP144,TRUE,FALSE),2)","v":39.333333333333336},null,1,500,51,null,{"$f":"INDEX(LINEST(AW143:AW144,AV143:AV144,TRUE,FALSE),1)","v":3.6666666666666674E-2},{"$f":"INDEX(LINEST(AW143:AW144,AV143:AV144,TRUE,FALSE),2)","v":32.666666666666664},null,1,500,67,{"$f":"INDEX(LINEST(BD143:BD144,BC143:BC144,TRUE,FALSE),1)","v":1.3333333333333336E-2},{"$f":"INDEX(LINEST(BD143:BD144,BC143:BC144,TRUE,FALSE),2)","v":60.333333333333329}]
[null,4,100,56,null,null,null,4,100,47,null,null,null,4,100,48,null,null,null,null,4,100,49,null,null,null,4,100,null,50,null,null,null,4,100,51,null,null,null,null,4,100,43,null,null,null,4,100,36,null,null,null,null,4,100,55]
[null,4,200,60,{"$f":"INDEX(LINEST(D145:D146,C145:C146,TRUE,FALSE),1)","v":4.0000000000000008E-2},{"$f":"INDEX(LINEST(D145:D146,C145:C146,TRUE,FALSE),2)","v":52},{"$f":"((($I$11-1)/3)*((E146*$J$11+F146)-(E143*$J$11+F143)))+(E143*$J$11+F143)","v":54.345679012345677},4,200,54,{"$f":"INDEX(LINEST(J145:J146,I145:I146,TRUE,FALSE),1)","v":7.0000000000000021E-2},{"$f":"INDEX(LINEST(J145:J146,I145:I146,TRUE,FALSE),2)","v":40},{"$f":"((($I$12-1)/3)*((K146*$J$12+L146)-(K143*$J$12+L143)))+(K143*$J$12+L143)","v":57.370370370370367},4,200,55,{"$f":"INDEX(LINEST(P145:P146,O145:O146,TRUE,FALSE),1)","v":7.0000000000000021E-2},{"$f":"INDEX(LINEST(P145:P146,O145:O146,TRUE,FALSE),2)","v":41},null,{"$f":"((($I$12-1)/3)*((Q146*$J$12+R146)-(Q143*$J$12+R143)))+(Q143*$J$12+R143)","v":52.972222222222221},4,200,57,{"$f":"INDEX(LINEST(W145:W146,V145:V146,TRUE,FALSE),1)","v":8.0000000000000016E-2},{"$f":"INDEX(LINEST(W145:W146,V145:V146,TRUE,FALSE),2)","v":41},{"$f":"((($I$12-1)/3)*((X146*$J$12+Y146)-(X143*$J$12+Y143)))+(X143*$J$12+Y143)","v":57.907407407407405},4,200,null,55,{"$f":"INDEX(LINEST(AD145:AD146,AB145:AB146,TRUE,FALSE),1)","v":0.05},{"$f":"INDEX(LINEST(AD145:AD146,AB145:AB146,TRUE,FALSE),2)","v":45},{"$f":"((($I$12-1)/3)*((AE146*$J$12+AF146)-(AE143*$J$12+AF143)))+(AE143*$J$12+AF143)","v":55.444444444444443},4,200,56,{"$f":"INDEX(LINEST(AJ145:AJ146,AI145:AI146,TRUE,FALSE),1)","v":0.05},{"$f":"INDEX(LINEST(AJ145:AJ146,AI145:AI146,TRUE,FALSE),2)","v":46},{"$f":"((($I$12-1)/3)*((AK146*$J$12+AL146)-(AK143*$J$12+AL143)))+(AK143*$J$12+AL143)","v":52.027777777777779},null,4,200,53,{"$f":"INDEX(LINEST(AQ145:AQ146,AP145:AP146,TRUE,FALSE),1)","v":0.1},{"$f":"INDEX(LINEST(AQ145:AQ146,AP145:AP146,TRUE,FALSE),2)","v":33},{"$f":"((($I$12-1)/3)*((AR146*$J$12+AS146)-(AR143*$J$12+AS143)))+(AR143*$J$12+AS143)","v":55.851851851851848},4,200,48,null,{"$f":"INDEX(LINEST(AW145:AW146,AV145:AV146,TRUE,FALSE),1)","v":0.11999999999999998},{"$f":"INDEX(LINEST(AW145:AW146,AV145:AV146,TRUE,FALSE),2)","v":24.000000000000004},{"$f":"((($I$12-1)/3)*((AY146*$J$12+AZ146)-(AY143*$J$12+AZ143)))+(AY143*$J$12+AZ143)","v":46.416666666666664},4,200,61,{"$f":"INDEX(LINEST(BD145:BD146,BC145:BC146,TRUE,FALSE),1)","v":5.9999999999999991E-2},{"$f":"INDEX(LINEST(BD145:BD146,BC145:BC146,TRUE,FALSE),2)","v":49},{"$f":"((($I$12-1)/3)*((BE146*$J$12+BF146)-(BE143*$J$12+BF143)))+(BE143*$J$12+BF143)","v":58}]
[null,4,500,66,{"$f":"INDEX(LINEST(D146:D147,C146:C147,TRUE,FALSE),1)","v":2.0000000000000007E-2},{"$f":"INDEX(LINEST(D146:D147,C146:C147,TRUE,FALSE),2)","v":56},{"$f":"((($I$11-1)/3)*((E147*$J$11+F147)-(E144*$J$11+F144)))+(E144*$J$11+F144)","v":55.447187928669408},4,500,57,{"$f":"INDEX(LINEST(J146:J147,I146:I147,TRUE,FALSE),1)","v":1.0000000000000004E-2},{"$f":"INDEX(LINEST(J146:J147,I146:I147,TRUE,FALSE),2)","v":52},{"$f":"((($I$12-1)/3)*((K147*$J$12+L147)-(K144*$J$12+L144)))+(K144*$J$12+L144)","v":63.478395061728392},4,500,60,{"$f":"INDEX(LINEST(P146:P147,O146:O147,TRUE,FALSE),1)","v":1.6666666666666666E-2},{"$f":"INDEX(LINEST(P146:P147,O146:O147,TRUE,FALSE),2)","v":51.666666666666664},null,{"$f":"((($I$12-1)/3)*((Q147*$J$12+R147)-(Q144*$J$12+R144)))+(Q144*$J$12+R144)","v":55.966049382716051},4,500,62,{"$f":"INDEX(LINEST(W146:W147,V146:V147,TRUE,FALSE),1)","v":1.6666666666666666E-2},{"$f":"INDEX(LINEST(W146:W147,V146:V147,TRUE,FALSE),2)","v":53.666666666666664},{"$f":"((($I$12-1)/3)*((X147*$J$12+Y147)-(X144*$J$12+Y144)))+(X144*$J$12+Y144)","v":62.546296296296291},4,500,null,62,{"$f":"INDEX(LINEST(AD146:AD147,AB146:AB147,TRUE,FALSE),1)","v":2.3333333333333331E-2},{"$f":"INDEX(LINEST(AD146:AD147,AB146:AB147,TRUE,FALSE),2)","v":50.333333333333336},{"$f":"((($I$12-1)/3)*((AE147*$J$12+AF147)-(AE144*$J$12+AF144)))+(AE144*$J$12+AF144)","v":58.74074074074074},4,500,63,{"$f":"INDEX(LINEST(AJ146:AJ147,AI146:AI147,TRUE,FALSE),1)","v":2.3333333333333331E-2},{"$f":"INDEX(LINEST(AJ146:AJ147,AI146:AI147,TRUE,FALSE),2)","v":51.333333333333336},{"$f":"((($I$12-1)/3)*((AK147*$J$12+AL147)-(AK144*$J$12+AL144)))+(AK144*$J$12+AL144)","v":49.435185185185198},null,4,500,64,{"$f":"INDEX(LINEST(AQ146:AQ147,AP146:AP147,TRUE,FALSE),1)","v":3.6666666666666674E-2},{"$f":"INDEX(LINEST(AQ146:AQ147,AP146:AP147,TRUE,FALSE),2)","v":45.666666666666664},{"$f":"((($I$12-1)/3)*((AR147*$J$12+AS147)-(AR144*$J$12+AS144)))+(AR144*$J$12+AS144)","v":59.34567901234567},4,500,59,null,{"$f":"INDEX(LINEST(AW146:AW147,AV146:AV147,TRUE,FALSE),1)","v":3.6666666666666674E-2},{"$f":"INDEX(LINEST(AW146:AW147,AV146:AV147,TRUE,FALSE),2)","v":40.666666666666664},{"$f":"((($I$12-1)/3)*((AY147*$J$12+AZ147)-(AY144*$J$12+AZ144)))+(AY144*$J$12+AZ144)","v":54.018518518518512},4,500,69,{"$f":"INDEX(LINEST(BD146:BD147,BC146:BC147,TRUE,FALSE),1)","v":2.6666666666666672E-2},{"$f":"INDEX(LINEST(BD146:BD147,BC146:BC147,TRUE,FALSE),2)","v":55.666666666666664},{"$f":"((($I$12-1)/3)*((BE147*$J$12+BF147)-(BE144*$J$12+BF144)))+(BE144*$J$12+BF144)","v":57.049382716049386}]
[null,10,100,59,null,null,null,10,100,55,null,null,null,10,100,53,null,null,null,null,10,100,54,null,null,null,10,100,null,50,null,null,null,10,100,47,null,null,null,null,10,100,44,null,null,null,10,100,41,null,null,null,null,10,100,56]
[null,10,200,73,{"$f":"INDEX(LINEST(D148:D149,C148:C149,TRUE,FALSE),1)","v":0.14000000000000004},{"$f":"INDEX(LINEST(D148:D149,C148:C149,TRUE,FALSE),2)","v":44.999999999999993},{"$f":"((($I$9-4)/6)*((E149*$J$9+F149)-(E146*$J$9+F146)))+(E146*$J$9+F146)","v":58.839506172839506},10,200,62,{"$f":"INDEX(LINEST(J148:J149,I148:I149,TRUE,FALSE),1)","v":7.0000000000000021E-2},{"$f":"INDEX(LINEST(J148:J149,I148:I149,TRUE,FALSE),2)","v":48},{"$f":"((($I$12-4)/6)*((K149*$J$12+L149)-(K146*$J$12+L146)))+(K146*$J$12+L146)","v":54.425925925925924},10,200,60,{"$f":"INDEX(LINEST(P148:P149,O148:O149,TRUE,FALSE),1)","v":7.0000000000000021E-2},{"$f":"INDEX(LINEST(P148:P149,O148:O149,TRUE,FALSE),2)","v":46},null,{"$f":"((($I$12-4)/6)*((Q149*$J$12+R149)-(Q146*$J$12+R146)))+(Q146*$J$12+R146)","v":53.953703703703702},10,200,60,{"$f":"INDEX(LINEST(W148:W149,V148:V149,TRUE,FALSE),1)","v":5.9999999999999991E-2},{"$f":"INDEX(LINEST(W148:W149,V148:V149,TRUE,FALSE),2)","v":48},{"$f":"((($I$12-4)/6)*((X149*$J$12+Y149)-(X146*$J$12+Y146)))+(X146*$J$12+Y146)","v":54.962962962962962},10,200,null,57,{"$f":"INDEX(LINEST(AD148:AD149,AB148:AB149,TRUE,FALSE),1)","v":7.0000000000000021E-2},{"$f":"INDEX(LINEST(AD148:AD149,AB148:AB149,TRUE,FALSE),2)","v":43},{"$f":"((($I$12-4)/6)*((AE149*$J$12+AF149)-(AE146*$J$12+AF146)))+(AE146*$J$12+AF146)","v":52.99074074074074},10,200,58,{"$f":"INDEX(LINEST(AJ148:AJ149,AI148:AI149,TRUE,FALSE),1)","v":0.11000000000000001},{"$f":"INDEX(LINEST(AJ148:AJ149,AI148:AI149,TRUE,FALSE),2)","v":36},{"$f":"((($I$12-4)/6)*((AK149*$J$12+AL149)-(AK146*$J$12+AL146)))+(AK146*$J$12+AL146)","v":53.00925925925926},null,10,200,54,{"$f":"INDEX(LINEST(AQ148:AQ149,AP148:AP149,TRUE,FALSE),1)","v":0.1},{"$f":"INDEX(LINEST(AQ148:AQ149,AP148:AP149,TRUE,FALSE),2)","v":34},{"$f":"((($I$12-4)/6)*((AR149*$J$12+AS149)-(AR146*$J$12+AS146)))+(AR146*$J$12+AS146)","v":48.49074074074074},10,200,51,null,{"$f":"INDEX(LINEST(AW148:AW149,AV148:AV149,TRUE,FALSE),1)","v":0.1},{"$f":"INDEX(LINEST(AW148:AW149,AV148:AV149,TRUE,FALSE),2)","v":31},{"$f":"((($I$12-4)/6)*((AY149*$J$12+AZ149)-(AY146*$J$12+AZ146)))+(AY146*$J$12+AZ146)","v":43.962962962962962},10,200,64,{"$f":"INDEX(LINEST(BD148:BD149,BC148:BC149,TRUE,FALSE),1)","v":8.0000000000000016E-2},{"$f":"INDEX(LINEST(BD148:BD149,BC148:BC149,TRUE,FALSE),2)","v":48},{"$f":"((($I$12-4)/6)*((BE149*$J$12+BF149)-(BE146*$J$12+BF146)))+(BE146*$J$12+BF146)","v":58.981481481481481}]
[null,10,500,76,{"$f":"INDEX(LINEST(D149:D150,C149:C150,TRUE,FALSE),1)","v":1.0000000000000004E-2},{"$f":"INDEX(LINEST(D149:D150,C149:C150,TRUE,FALSE),2)","v":71},{"$f":"((($I$9-4)/6)*((E150*$J$9+F150)-(E147*$J$9+F147)))+(E147*$J$9+F147)","v":60.416666666666664},10,500,71,{"$f":"INDEX(LINEST(J149:J150,I149:I150,TRUE,FALSE),1)","v":0.03},{"$f":"INDEX(LINEST(J149:J150,I149:I150,TRUE,FALSE),2)","v":56},{"$f":"((($I$12-4)/6)*((K150*$J$12+L150)-(K147*$J$12+L147)))+(K147*$J$12+L147)","v":56.935185185185183},10,500,70,{"$f":"INDEX(LINEST(P149:P150,O149:O150,TRUE,FALSE),1)","v":3.3333333333333333E-2},{"$f":"INDEX(LINEST(P149:P150,O149:O150,TRUE,FALSE),2)","v":53.333333333333336},null,{"$f":"((($I$12-4)/6)*((Q150*$J$12+R150)-(Q147*$J$12+R147)))+(Q147*$J$12+R147)","v":56.211419753086417},10,500,69,{"$f":"INDEX(LINEST(W149:W150,V149:V150,TRUE,FALSE),1)","v":0.03},{"$f":"INDEX(LINEST(W149:W150,V149:V150,TRUE,FALSE),2)","v":54},{"$f":"((($I$12-4)/6)*((X150*$J$12+Y150)-(X147*$J$12+Y147)))+(X147*$J$12+Y147)","v":57.311728395061728},10,500,null,67,{"$f":"INDEX(LINEST(AD149:AD150,AB149:AB150,TRUE,FALSE),1)","v":3.3333333333333333E-2},{"$f":"INDEX(LINEST(AD149:AD150,AB149:AB150,TRUE,FALSE),2)","v":50.333333333333336},{"$f":"((($I$12-4)/6)*((AE150*$J$12+AF150)-(AE147*$J$12+AF147)))+(AE147*$J$12+AF147)","v":54.569444444444443},10,500,65,{"$f":"INDEX(LINEST(AJ149:AJ150,AI149:AI150,TRUE,FALSE),1)","v":2.3333333333333331E-2},{"$f":"INDEX(LINEST(AJ149:AJ150,AI149:AI150,TRUE,FALSE),2)","v":53.333333333333336},{"$f":"((($I$12-4)/6)*((AK150*$J$12+AL150)-(AK147*$J$12+AL147)))+(AK147*$J$12+AL147)","v":55.814814814814817},null,10,500,64,{"$f":"INDEX(LINEST(AQ149:AQ150,AP149:AP150,TRUE,FALSE),1)","v":3.3333333333333333E-2},{"$f":"INDEX(LINEST(AQ149:AQ150,AP149:AP150,TRUE,FALSE),2)","v":47.333333333333336},{"$f":"((($I$12-4)/6)*((AR150*$J$12+AS150)-(AR147*$J$12+AS147)))+(AR147*$J$12+AS147)","v":51.739197530864196},10,500,65,null,{"$f":"INDEX(LINEST(AW149:AW150,AV149:AV150,TRUE,FALSE),1)","v":4.6666666666666662E-2},{"$f":"INDEX(LINEST(AW149:AW150,AV149:AV150,TRUE,FALSE),2)","v":41.666666666666671},{"$f":"((($I$12-4)/6)*((AY150*$J$12+AZ150)-(AY147*$J$12+AZ147)))+(AY147*$J$12+AZ147)","v":47.393518518518519},10,500,73,{"$f":"INDEX(LINEST(BD149:BD150,BC149:BC150,TRUE,FALSE),1)","v":0.03},{"$f":"INDEX(LINEST(BD149:BD150,BC149:BC150,TRUE,FALSE),2)","v":58},{"$f":"((($I$12-4)/6)*((BE150*$J$12+BF150)-(BE147*$J$12+BF147)))+(BE147*$J$12+BF147)","v":61.057098765432094}]
[]
["300x200",1,100,{"$f":"D162-1","v":45},null,null,null,1,100,{"$f":"J162-1","v":44},null,null,null,1,100,{"$f":"P162-1","v":48},null,null,null,null,1,100,{"$f":"W162-1","v":46},null,null,null,1,100,null,{"$f":"AD162-1","v":50},null,null,null,1,100,{"$f":"AJ162-1","v":50},null,null,null,null,1,100,{"$f":"AQ162-1","v":37},null,null,null,1,100,{"$f":"AW162-1","v":36},null,null,null,null,1,100,{"$f":"BD162-1","v":54}]
[null,1,200,{"$f":"D163-1","v":49},{"$f":"INDEX(LINEST(D152:D153,C152:C153,TRUE,FALSE),1)","v":4.0000000000000008E-2},{"$f":"INDEX(LINEST(D152:D153,C152:C153,TRUE,FALSE),2)","v":41},null,1,200,{"$f":"J163-1","v":45},{"$f":"INDEX(LINEST(J152:J153,I152:I153,TRUE,FALSE),1)","v":1.0000000000000002E-2},{"$f":"INDEX(LINEST(J152:J153,I152:I153,TRUE,FALSE),2)","v":43},null,1,200,{"$f":"P163-1","v":54},{"$f":"INDEX(LINEST(P152:P153,O152:O153,TRUE,FALSE),1)","v":5.9999999999999991E-2},{"$f":"INDEX(LINEST(P152:P153,O152:O153,TRUE,FALSE),2)","v":42},null,null,1,200,{"$f":"W163-1","v":52},{"$f":"INDEX(LINEST(W152:W153,V152:V153,TRUE,FALSE),1)","v":5.9999999999999991E-2},{"$f":"INDEX(LINEST(W152:W153,V152:V153,TRUE,FALSE),2)","v":40},null,1,200,null,{"$f":"AD163-1","v":51},{"$f":"INDEX(LINEST(AD152:AD153,AB152:AB153,TRUE,FALSE),1)","v":1.0000000000000002E-2},{"$f":"INDEX(LINEST(AD152:AD153,AB152:AB153,TRUE,FALSE),2)","v":49},null,1,200,{"$f":"AJ163-1","v":62},{"$f":"INDEX(LINEST(AJ152:AJ153,AI152:AI153,TRUE,FALSE),1)","v":0.11999999999999998},{"$f":"INDEX(LINEST(AJ152:AJ153,AI152:AI153,TRUE,FALSE),2)","v":38},null,null,1,200,{"$f":"AQ163-1","v":45},{"$f":"INDEX(LINEST(AQ152:AQ153,AP152:AP153,TRUE,FALSE),1)","v":8.0000000000000016E-2},{"$f":"INDEX(LINEST(AQ152:AQ153,AP152:AP153,TRUE,FALSE),2)","v":29},null,1,200,{"$f":"AW163-1","v":41},null,{"$f":"INDEX(LINEST(AW152:AW153,AV152:AV153,TRUE,FALSE),1)","v":0.05},{"$f":"INDEX(LINEST(AW152:AW153,AV152:AV153,TRUE,FALSE),2)","v":31},null,1,200,{"$f":"BD163-1","v":64},{"$f":"INDEX(LINEST(BD152:BD153,BC152:BC153,TRUE,FALSE),1)","v":0.1},{"$f":"INDEX(LINEST(BD152:BD153,BC152:BC153,TRUE,FALSE),2)","v":44}]
[null,1,500,53,{"$f":"INDEX(LINEST(D153:D154,C153:C154,TRUE,FALSE),1)","v":1.3333333333333336E-2},{"$f":"INDEX(LINEST(D153:D154,C153:C154,TRUE,FALSE),2)","v":46.333333333333329},null,1,500,49,{"$f":"INDEX(LINEST(J153:J154,I153:I154,TRUE,FALSE),1)","v":1.3333333333333336E-2},{"$f":"INDEX(LINEST(J153:J154,I153:I154,TRUE,FALSE),2)","v":42.333333333333329},null,1,500,58,{"$f":"INDEX(LINEST(P153:P154,O153:O154,TRUE,FALSE),1)","v":1.3333333333333336E-2},{"$f":"INDEX(LINEST(P153:P154,O153:O154,TRUE,FALSE),2)","v":51.333333333333329},null,null,1,500,60,{"$f":"INDEX(LINEST(W153:W154,V153:V154,TRUE,FALSE),1)","v":2.6666666666666672E-2},{"$f":"INDEX(LINEST(W153:W154,V153:V154,TRUE,FALSE),2)","v":46.666666666666664},null,1,500,null,58,{"$f":"INDEX(LINEST(AD153:AD154,AB153:AB154,TRUE,FALSE),1)","v":2.3333333333333331E-2},{"$f":"INDEX(LINEST(AD153:AD154,AB153:AB154,TRUE,FALSE),2)","v":46.333333333333336},null,1,500,66,{"$f":"INDEX(LINEST(AJ153:AJ154,AI153:AI154,TRUE,FALSE),1)","v":1.3333333333333336E-2},{"$f":"INDEX(LINEST(AJ153:AJ154,AI153:AI154,TRUE,FALSE),2)","v":59.333333333333329},null,null,1,500,52,{"$f":"INDEX(LINEST(AQ153:AQ154,AP153:AP154,TRUE,FALSE),1)","v":2.3333333333333331E-2},{"$f":"INDEX(LINEST(AQ153:AQ154,AP153:AP154,TRUE,FALSE),2)","v":40.333333333333336},null,1,500,52,null,{"$f":"INDEX(LINEST(AW153:AW154,AV153:AV154,TRUE,FALSE),1)","v":3.6666666666666674E-2},{"$f":"INDEX(LINEST(AW153:AW154,AV153:AV154,TRUE,FALSE),2)","v":33.666666666666664},null,1,500,68,{"$f":"INDEX(LINEST(BD153:BD154,BC153:BC154,TRUE,FALSE),1)","v":1.3333333333333336E-2},{"$f":"INDEX(LINEST(BD153:BD154,BC153:BC154,TRUE,FALSE),2)","v":61.333333333333329}]
[null,4,100,57,null,null,null,4,100,48,null,null,null,4,100,49,null,null,null,null,4,100,50,null,null,null,4,100,null,51,null,null,null,4,100,52,null,null,null,null,4,100,44,null,null,null,4,100,37,null,null,null,null,4,100,56]
[null,4,200,61,{"$f":"INDEX(LINEST(D155:D156,C155:C156,TRUE,FALSE),1)","v":4.0000000000000008E-2},{"$f":"INDEX(LINEST(D155:D156,C155:C156,TRUE,FALSE),2)","v":53},{"$f":"((($I$13-1)/3)*((E156*$J$13+F156)-(E153*$J$13+F153)))+(E153*$J$13+F153)","v":61.518518518518519},4,200,55,{"$f":"INDEX(LINEST(J155:J156,I155:I156,TRUE,FALSE),1)","v":7.0000000000000021E-2},{"$f":"INDEX(LINEST(J155:J156,I155:I156,TRUE,FALSE),2)","v":41},{"$f":"((($I$13-1)/3)*((K156*$J$13+L156)-(K153*$J$13+L153)))+(K153*$J$13+L153)","v":52.96913580246914},4,200,56,{"$f":"INDEX(LINEST(P155:P156,O155:O156,TRUE,FALSE),1)","v":7.0000000000000021E-2},{"$f":"INDEX(LINEST(P155:P156,O155:O156,TRUE,FALSE),2)","v":42},null,{"$f":"((($I$13-1)/3)*((Q156*$J$13+R156)-(Q153*$J$13+R153)))+(Q153*$J$13+R153)","v":52.814814814814817},4,200,58,{"$f":"INDEX(LINEST(W155:W156,V155:V156,TRUE,FALSE),1)","v":8.0000000000000016E-2},{"$f":"INDEX(LINEST(W155:W156,V155:V156,TRUE,FALSE),2)","v":42},{"$f":"((($I$13-1)/3)*((X156*$J$13+Y156)-(X153*$J$13+Y153)))+(X153*$J$13+Y153)","v":55.049382716049379},4,200,null,56,{"$f":"INDEX(LINEST(AD155:AD156,AB155:AB156,TRUE,FALSE),1)","v":0.05},{"$f":"INDEX(LINEST(AD155:AD156,AB155:AB156,TRUE,FALSE),2)","v":46},{"$f":"((($I$13-1)/3)*((AE156*$J$13+AF156)-(AE153*$J$13+AF153)))+(AE153*$J$13+AF153)","v":54.129629629629633},4,200,57,{"$f":"INDEX(LINEST(AJ155:AJ156,AI155:AI156,TRUE,FALSE),1)","v":0.05},{"$f":"INDEX(LINEST(AJ155:AJ156,AI155:AI156,TRUE,FALSE),2)","v":47},{"$f":"((($I$13-1)/3)*((AK156*$J$13+AL156)-(AK153*$J$13+AL153)))+(AK153*$J$13+AL153)","v":54.185185185185183},null,4,200,54,{"$f":"INDEX(LINEST(AQ155:AQ156,AP155:AP156,TRUE,FALSE),1)","v":0.1},{"$f":"INDEX(LINEST(AQ155:AQ156,AP155:AP156,TRUE,FALSE),2)","v":34},{"$f":"((($I$13-1)/3)*((AR156*$J$13+AS156)-(AR153*$J$13+AS153)))+(AR153*$J$13+AS153)","v":50.679012345679013},4,200,49,null,{"$f":"INDEX(LINEST(AW155:AW156,AV155:AV156,TRUE,FALSE),1)","v":0.11999999999999998},{"$f":"INDEX(LINEST(AW155:AW156,AV155:AV156,TRUE,FALSE),2)","v":25.000000000000004},{"$f":"((($I$13-1)/3)*((AY156*$J$13+AZ156)-(AY153*$J$13+AZ153)))+(AY153*$J$13+AZ153)","v":43.944444444444443},4,200,62,{"$f":"INDEX(LINEST(BD155:BD156,BC155:BC156,TRUE,FALSE),1)","v":5.9999999999999991E-2},{"$f":"INDEX(LINEST(BD155:BD156,BC155:BC156,TRUE,FALSE),2)","v":50},{"$f":"((($I$13-1)/3)*((BE156*$J$13+BF156)-(BE153*$J$13+BF153)))+(BE153*$J$13+BF153)","v":59}]
[null,4,500,67,{"$f":"INDEX(LINEST(D156:D157,C156:C157,TRUE,FALSE),1)","v":2.0000000000000007E-2},{"$f":"INDEX(LINEST(D156:D157,C156:C157,TRUE,FALSE),2)","v":57},{"$f":"((($I$13-1)/3)*((E157*$J$13+F157)-(E154*$J$13+F154)))+(E154*$J$13+F154)","v":62.448559670781897},4,500,58,{"$f":"INDEX(LINEST(J156:J157,I156:I157,TRUE,FALSE),1)","v":1.0000000000000004E-2},{"$f":"INDEX(LINEST(J156:J157,I156:I157,TRUE,FALSE),2)","v":53},{"$f":"((($I$13-1)/3)*((K157*$J$13+L157)-(K154*$J$13+L154)))+(K154*$J$13+L154)","v":56.63374485596708},4,500,61,{"$f":"INDEX(LINEST(P156:P157,O156:O157,TRUE,FALSE),1)","v":1.6666666666666666E-2},{"$f":"INDEX(LINEST(P156:P157,O156:O157,TRUE,FALSE),2)","v":52.666666666666664},null,{"$f":"((($I$13-1)/3)*((Q157*$J$13+R157)-(Q154*$J$13+R154)))+(Q154*$J$13+R154)","v":55.551440329218103},4,500,63,{"$f":"INDEX(LINEST(W156:W157,V156:V157,TRUE,FALSE),1)","v":1.6666666666666666E-2},{"$f":"INDEX(LINEST(W156:W157,V156:V157,TRUE,FALSE),2)","v":54.666666666666664},{"$f":"((($I$13-1)/3)*((X157*$J$13+Y157)-(X154*$J$13+Y154)))+(X154*$J$13+Y154)","v":58.53086419753086},4,500,null,63,{"$f":"INDEX(LINEST(AD156:AD157,AB156:AB157,TRUE,FALSE),1)","v":2.3333333333333331E-2},{"$f":"INDEX(LINEST(AD156:AD157,AB156:AB157,TRUE,FALSE),2)","v":51.333333333333336},{"$f":"((($I$13-1)/3)*((AE157*$J$13+AF157)-(AE154*$J$13+AF154)))+(AE154*$J$13+AF154)","v":55.882716049382722},4,500,64,{"$f":"INDEX(LINEST(AJ156:AJ157,AI156:AI157,TRUE,FALSE),1)","v":2.3333333333333331E-2},{"$f":"INDEX(LINEST(AJ156:AJ157,AI156:AI157,TRUE,FALSE),2)","v":52.333333333333336},{"$f":"((($I$13-1)/3)*((AK157*$J$13+AL157)-(AK154*$J$13+AL154)))+(AK154*$J$13+AL154)","v":54.679012345679013},null,4,500,65,{"$f":"INDEX(LINEST(AQ156:AQ157,AP156:AP157,TRUE,FALSE),1)","v":3.6666666666666674E-2},{"$f":"INDEX(LINEST(AQ156:AQ157,AP156:AP157,TRUE,FALSE),2)","v":46.666666666666664},{"$f":"((($I$13-1)/3)*((AR157*$J$13+AS157)-(AR154*$J$13+AS154)))+(AR154*$J$13+AS154)","v":53.915637860082299},4,500,60,null,{"$f":"INDEX(LINEST(AW156:AW157,AV156:AV157,TRUE,FALSE),1)","v":3.6666666666666674E-2},{"$f":"INDEX(LINEST(AW156:AW157,AV156:AV157,TRUE,FALSE),2)","v":41.666666666666664},{"$f":"((($I$13-1)/3)*((AY157*$J$13+AZ157)-(AY154*$J$13+AZ154)))+(AY154*$J$13+AZ154)","v":48.845679012345677},4,500,70,{"$f":"INDEX(LINEST(BD156:BD157,BC156:BC157,TRUE,FALSE),1)","v":2.6666666666666672E-2},{"$f":"INDEX(LINEST(BD156:BD157,BC156:BC157,TRUE,FALSE),2)","v":56.666666666666664},{"$f":"((($I$13-1)/3)*((BE157*$J$13+BF157)-(BE154*$J$13+BF154)))+(BE154*$J$13+BF154)","v":60.10699588477366}]
[null,10,100,60,null,null,null,10,100,56,null,null,null,10,100,54,null,null,null,null,10,100,55,null,null,null,10,100,null,51,null,null,null,10,100,48,null,null,null,null,10,100,45,null,null,null,10,100,42,null,null,null,null,10,100,57]
[null,10,200,74,{"$f":"INDEX(LINEST(D158:D159,C158:C159,TRUE,FALSE),1)","v":0.14000000000000004},{"$f":"INDEX(LINEST(D158:D159,C158:C159,TRUE,FALSE),2)","v":45.999999999999993},{"$f":"((($I$9-4)/6)*((E159*$J$9+F159)-(E156*$J$9+F156)))+(E156*$J$9+F156)","v":59.839506172839506},10,200,63,{"$f":"INDEX(LINEST(J158:J159,I158:I159,TRUE,FALSE),1)","v":7.0000000000000021E-2},{"$f":"INDEX(LINEST(J158:J159,I158:I159,TRUE,FALSE),2)","v":49},{"$f":"((($I$13-4)/6)*((K159*$J$13+L159)-(K156*$J$13+L156)))+(K156*$J$13+L156)","v":52.339506172839506},10,200,61,{"$f":"INDEX(LINEST(P158:P159,O158:O159,TRUE,FALSE),1)","v":7.0000000000000021E-2},{"$f":"INDEX(LINEST(P158:P159,O158:O159,TRUE,FALSE),2)","v":47},null,{"$f":"((($I$13-4)/6)*((Q159*$J$13+R159)-(Q156*$J$13+R156)))+(Q156*$J$13+R156)","v":53.02469135802469},10,200,61,{"$f":"INDEX(LINEST(W158:W159,V158:V159,TRUE,FALSE),1)","v":5.9999999999999991E-2},{"$f":"INDEX(LINEST(W158:W159,V158:V159,TRUE,FALSE),2)","v":49},{"$f":"((($I$13-4)/6)*((X159*$J$13+Y159)-(X156*$J$13+Y156)))+(X156*$J$13+Y156)","v":54.419753086419753},10,200,null,58,{"$f":"INDEX(LINEST(AD158:AD159,AB158:AB159,TRUE,FALSE),1)","v":7.0000000000000021E-2},{"$f":"INDEX(LINEST(AD158:AD159,AB158:AB159,TRUE,FALSE),2)","v":44},{"$f":"((($I$13-4)/6)*((AE159*$J$13+AF159)-(AE156*$J$13+AF156)))+(AE156*$J$13+AF156)","v":53.604938271604937},10,200,59,{"$f":"INDEX(LINEST(AJ158:AJ159,AI158:AI159,TRUE,FALSE),1)","v":0.11000000000000001},{"$f":"INDEX(LINEST(AJ158:AJ159,AI158:AI159,TRUE,FALSE),2)","v":37},{"$f":"((($I$13-4)/6)*((AK159*$J$13+AL159)-(AK156*$J$13+AL156)))+(AK156*$J$13+AL156)","v":54.395061728395063},null,10,200,55,{"$f":"INDEX(LINEST(AQ158:AQ159,AP158:AP159,TRUE,FALSE),1)","v":0.1},{"$f":"INDEX(LINEST(AQ158:AQ159,AP158:AP159,TRUE,FALSE),2)","v":35},{"$f":"((($I$13-4)/6)*((AR159*$J$13+AS159)-(AR156*$J$13+AS156)))+(AR156*$J$13+AS156)","v":49.104938271604937},10,200,52,null,{"$f":"INDEX(LINEST(AW158:AW159,AV158:AV159,TRUE,FALSE),1)","v":0.1},{"$f":"INDEX(LINEST(AW158:AW159,AV158:AV159,TRUE,FALSE),2)","v":32},{"$f":"((($I$13-4)/6)*((AY159*$J$13+AZ159)-(AY156*$J$13+AZ156)))+(AY156*$J$13+AZ156)","v":43.419753086419753},10,200,65,{"$f":"INDEX(LINEST(BD158:BD159,BC158:BC159,TRUE,FALSE),1)","v":8.0000000000000016E-2},{"$f":"INDEX(LINEST(BD158:BD159,BC158:BC159,TRUE,FALSE),2)","v":49},{"$f":"((($I$13-4)/6)*((BE159*$J$13+BF159)-(BE156*$J$13+BF156)))+(BE156*$J$13+BF156)","v":59.209876543209873}]
[null,10,500,77,{"$f":"INDEX(LINEST(D159:D160,C159:C160,TRUE,FALSE),1)","v":1.0000000000000004E-2},{"$f":"INDEX(LINEST(D159:D160,C159:C160,TRUE,FALSE),2)","v":72},{"$f":"((($I$9-4)/6)*((E160*$J$9+F160)-(E157*$J$9+F157)))+(E157*$J$9+F157)","v":61.416666666666664},10,500,72,{"$f":"INDEX(LINEST(J159:J160,I159:I160,TRUE,FALSE),1)","v":0.03},{"$f":"INDEX(LINEST(J159:J160,I159:I160,TRUE,FALSE),2)","v":57},{"$f":"((($I$13-4)/6)*((K160*$J$13+L160)-(K157*$J$13+L157)))+(K157*$J$13+L157)","v":55.23456790123457},10,500,71,{"$f":"INDEX(LINEST(P159:P160,O159:O160,TRUE,FALSE),1)","v":3.3333333333333333E-2},{"$f":"INDEX(LINEST(P159:P160,O159:O160,TRUE,FALSE),2)","v":54.333333333333336},null,{"$f":"((($I$13-4)/6)*((Q160*$J$13+R160)-(Q157*$J$13+R157)))+(Q157*$J$13+R157)","v":55.603909465020571},10,500,70,{"$f":"INDEX(LINEST(W159:W160,V159:V160,TRUE,FALSE),1)","v":0.03},{"$f":"INDEX(LINEST(W159:W160,V159:V160,TRUE,FALSE),2)","v":55},{"$f":"((($I$13-4)/6)*((X160*$J$13+Y160)-(X157*$J$13+Y157)))+(X157*$J$13+Y157)","v":57.411522633744852},10,500,null,68,{"$f":"INDEX(LINEST(AD159:AD160,AB159:AB160,TRUE,FALSE),1)","v":3.3333333333333333E-2},{"$f":"INDEX(LINEST(AD159:AD160,AB159:AB160,TRUE,FALSE),2)","v":51.333333333333336},{"$f":"((($I$13-4)/6)*((AE160*$J$13+AF160)-(AE157*$J$13+AF157)))+(AE157*$J$13+AF157)","v":54.99074074074074},10,500,66,{"$f":"INDEX(LINEST(AJ159:AJ160,AI159:AI160,TRUE,FALSE),1)","v":2.3333333333333331E-2},{"$f":"INDEX(LINEST(AJ159:AJ160,AI159:AI160,TRUE,FALSE),2)","v":54.333333333333336},{"$f":"((($I$13-4)/6)*((AK160*$J$13+AL160)-(AK157*$J$13+AL157)))+(AK157*$J$13+AL157)","v":56.043209876543216},null,10,500,65,{"$f":"INDEX(LINEST(AQ159:AQ160,AP159:AP160,TRUE,FALSE),1)","v":3.3333333333333333E-2},{"$f":"INDEX(LINEST(AQ159:AQ160,AP159:AP160,TRUE,FALSE),2)","v":48.333333333333336},{"$f":"((($I$13-4)/6)*((AR160*$J$13+AS160)-(AR157*$J$13+AS157)))+(AR157*$J$13+AS157)","v":52.289094650205762},10,500,66,null,{"$f":"INDEX(LINEST(AW159:AW160,AV159:AV160,TRUE,FALSE),1)","v":4.6666666666666662E-2},{"$f":"INDEX(LINEST(AW159:AW160,AV159:AV160,TRUE,FALSE),2)","v":42.666666666666671},{"$f":"((($I$13-4)/6)*((AY160*$J$13+AZ160)-(AY157*$J$13+AZ157)))+(AY157*$J$13+AZ157)","v":47.429012345679013},10,500,74,{"$f":"INDEX(LINEST(BD159:BD160,BC159:BC160,TRUE,FALSE),1)","v":0.03},{"$f":"INDEX(LINEST(BD159:BD160,BC159:BC160,TRUE,FALSE),2)","v":59},{"$f":"((($I$13-4)/6)*((BE160*$J$13+BF160)-(BE157*$J$13+BF157)))+(BE157*$J$13+BF157)","v":60.96399176954732}]
[]
["400x200",1,100,{"$f":"D172-1","v":46},null,null,null,1,100,{"$f":"J172-1","v":45},null,null,null,1,100,{"$f":"P172-1","v":49},null,null,null,null,1,100,{"$f":"W172-1","v":47},null,null,null,1,100,null,{"$f":"AD172-1","v":51},null,null,null,1,100,{"$f":"AJ172-1","v":51},null,null,null,null,1,100,{"$f":"AQ172-1","v":38},null,null,null,1,100,{"$f":"AW172-1","v":37},null,null,null,null,1,100,{"$f":"BD172-1","v":55}]
[null,1,200,{"$f":"D173-1","v":50},{"$f":"INDEX(LINEST(D162:D163,C162:C163,TRUE,FALSE),1)","v":4.0000000000000008E-2},{"$f":"INDEX(LINEST(D162:D163,C162:C163,TRUE,FALSE),2)","v":42},null,1,200,{"$f":"J173-1","v":46},{"$f":"INDEX(LINEST(J162:J163,I162:I163,TRUE,FALSE),1)","v":1.0000000000000002E-2},{"$f":"INDEX(LINEST(J162:J163,I162:I163,TRUE,FALSE),2)","v":44},null,1,200,{"$f":"P173-1","v":55},{"$f":"INDEX(LINEST(P162:P163,O162:O163,TRUE,FALSE),1)","v":5.9999999999999991E-2},{"$f":"INDEX(LINEST(P162:P163,O162:O163,TRUE,FALSE),2)","v":43},null,null,1,200,{"$f":"W173-1","v":53},{"$f":"INDEX(LINEST(W162:W163,V162:V163,TRUE,FALSE),1)","v":5.9999999999999991E-2},{"$f":"INDEX(LINEST(W162:W163,V162:V163,TRUE,FALSE),2)","v":41},null,1,200,null,{"$f":"AD173-1","v":52},{"$f":"INDEX(LINEST(AD162:AD163,AB162:AB163,TRUE,FALSE),1)","v":1.0000000000000002E-2},{"$f":"INDEX(LINEST(AD162:AD163,AB162:AB163,TRUE,FALSE),2)","v":50},null,1,200,{"$f":"AJ173-1","v":63},{"$f":"INDEX(LINEST(AJ162:AJ163,AI162:AI163,TRUE,FALSE),1)","v":0.11999999999999998},{"$f":"INDEX(LINEST(AJ162:AJ163,AI162:AI163,TRUE,FALSE),2)","v":39},null,null,1,200,{"$f":"AQ173-1","v":46},{"$f":"INDEX(LINEST(AQ162:AQ163,AP162:AP163,TRUE,FALSE),1)","v":8.0000000000000016E-2},{"$f":"INDEX(LINEST(AQ162:AQ163,AP162:AP163,TRUE,FALSE),2)","v":30},null,1,200,{"$f":"AW173-1","v":42},null,{"$f":"INDEX(LINEST(AW162:AW163,AV162:AV163,TRUE,FALSE),1)","v":0.05},{"$f":"INDEX(LINEST(AW162:AW163,AV162:AV163,TRUE,FALSE),2)","v":32},null,1,200,{"$f":"BD173-1","v":65},{"$f":"INDEX(LINEST(BD162:BD163,BC162:BC163,TRUE,FALSE),1)","v":0.1},{"$f":"INDEX(LINEST(BD162:BD163,BC162:BC163,TRUE,FALSE),2)","v":45}]
[null,1,500,54,{"$f":"INDEX(LINEST(D163:D164,C163:C164,TRUE,FALSE),1)","v":1.3333333333333336E-2},{"$f":"INDEX(LINEST(D163:D164,C163:C164,TRUE,FALSE),2)","v":47.333333333333329},null,1,500,50,{"$f":"INDEX(LINEST(J163:J164,I163:I164,TRUE,FALSE),1)","v":1.3333333333333336E-2},{"$f":"INDEX(LINEST(J163:J164,I163:I164,TRUE,FALSE),2)","v":43.333333333333329},null,1,500,59,{"$f":"INDEX(LINEST(P163:P164,O163:O164,TRUE,FALSE),1)","v":1.3333333333333336E-2},{"$f":"INDEX(LINEST(P163:P164,O163:O164,TRUE,FALSE),2)","v":52.333333333333329},null,null,1,500,61,{"$f":"INDEX(LINEST(W163:W164,V163:V164,TRUE,FALSE),1)","v":2.6666666666666672E-2},{"$f":"INDEX(LINEST(W163:W164,V163:V164,TRUE,FALSE),2)","v":47.666666666666664},null,1,500,null,59,{"$f":"INDEX(LINEST(AD163:AD164,AB163:AB164,TRUE,FALSE),1)","v":2.3333333333333331E-2},{"$f":"INDEX(LINEST(AD163:AD164,AB163:AB164,TRUE,FALSE),2)","v":47.333333333333336},null,1,500,67,{"$f":"INDEX(LINEST(AJ163:AJ164,AI163:AI164,TRUE,FALSE),1)","v":1.3333333333333336E-2},{"$f":"INDEX(LINEST(AJ163:AJ164,AI163:AI164,TRUE,FALSE),2)","v":60.333333333333329},null,null,1,500,53,{"$f":"INDEX(LINEST(AQ163:AQ164,AP163:AP164,TRUE,FALSE),1)","v":2.3333333333333331E-2},{"$f":"INDEX(LINEST(AQ163:AQ164,AP163:AP164,TRUE,FALSE),2)","v":41.333333333333336},null,1,500,53,null,{"$f":"INDEX(LINEST(AW163:AW164,AV163:AV164,TRUE,FALSE),1)","v":3.6666666666666674E-2},{"$f":"INDEX(LINEST(AW163:AW164,AV163:AV164,TRUE,FALSE),2)","v":34.666666666666664},null,1,500,69,{"$f":"INDEX(LINEST(BD163:BD164,BC163:BC164,TRUE,FALSE),1)","v":1.3333333333333336E-2},{"$f":"INDEX(LINEST(BD163:BD164,BC163:BC164,TRUE,FALSE),2)","v":62.333333333333329}]
[null,4,100,58,null,null,null,4,100,49,null,null,null,4,100,50,null,null,null,null,4,100,51,null,null,null,4,100,null,52,null,null,null,4,100,53,null,null,null,null,4,100,45,null,null,null,4,100,38,null,null,null,null,4,100,57]
[null,4,200,62,{"$f":"INDEX(LINEST(D165:D166,C165:C166,TRUE,FALSE),1)","v":4.0000000000000008E-2},{"$f":"INDEX(LINEST(D165:D166,C165:C166,TRUE,FALSE),2)","v":54},{"$f":"((($I$14-1)/3)*((E166*$J$14+F166)-(E163*$J$14+F163)))+(E163*$J$14+F163)","v":57.888888888888886},4,200,56,{"$f":"INDEX(LINEST(J165:J166,I165:I166,TRUE,FALSE),1)","v":7.0000000000000021E-2},{"$f":"INDEX(LINEST(J165:J166,I165:I166,TRUE,FALSE),2)","v":42},{"$f":"((($I$14-1)/3)*((K166*$J$14+L166)-(K163*$J$14+L163)))+(K163*$J$14+L163)","v":51.268518518518519},4,200,57,{"$f":"INDEX(LINEST(P165:P166,O165:O166,TRUE,FALSE),1)","v":7.0000000000000021E-2},{"$f":"INDEX(LINEST(P165:P166,O165:O166,TRUE,FALSE),2)","v":43},null,{"$f":"((($I$14-1)/3)*((Q166*$J$14+R166)-(Q163*$J$14+R163)))+(Q163*$J$14+R163)","v":53.236111111111114},4,200,59,{"$f":"INDEX(LINEST(W165:W166,V165:V166,TRUE,FALSE),1)","v":8.0000000000000016E-2},{"$f":"INDEX(LINEST(W165:W166,V165:V166,TRUE,FALSE),2)","v":43},{"$f":"((($I$14-1)/3)*((X166*$J$14+Y166)-(X163*$J$14+Y163)))+(X163*$J$14+Y163)","v":54.120370370370367},4,200,null,57,{"$f":"INDEX(LINEST(AD165:AD166,AB165:AB166,TRUE,FALSE),1)","v":0.05},{"$f":"INDEX(LINEST(AD165:AD166,AB165:AB166,TRUE,FALSE),2)","v":47},{"$f":"((($I$14-1)/3)*((AE166*$J$14+AF166)-(AE163*$J$14+AF163)))+(AE163*$J$14+AF163)","v":53.972222222222221},4,200,58,{"$f":"INDEX(LINEST(AJ165:AJ166,AI165:AI166,TRUE,FALSE),1)","v":0.05},{"$f":"INDEX(LINEST(AJ165:AJ166,AI165:AI166,TRUE,FALSE),2)","v":48},{"$f":"((($I$14-1)/3)*((AK166*$J$14+AL166)-(AK163*$J$14+AL163)))+(AK163*$J$14+AL163)","v":55.763888888888886},null,4,200,55,{"$f":"INDEX(LINEST(AQ165:AQ166,AP165:AP166,TRUE,FALSE),1)","v":0.1},{"$f":"INDEX(LINEST(AQ165:AQ166,AP165:AP166,TRUE,FALSE),2)","v":35},{"$f":"((($I$14-1)/3)*((AR166*$J$14+AS166)-(AR163*$J$14+AS163)))+(AR163*$J$14+AS163)","v":48.592592592592588},4,200,50,null,{"$f":"INDEX(LINEST(AW165:AW166,AV165:AV166,TRUE,FALSE),1)","v":0.11999999999999998},{"$f":"INDEX(LINEST(AW165:AW166,AV165:AV166,TRUE,FALSE),2)","v":26.000000000000004},{"$f":"((($I$14-1)/3)*((AY166*$J$14+AZ166)-(AY163*$J$14+AZ163)))+(AY163*$J$14+AZ163)","v":43.208333333333329},4,200,63,{"$f":"INDEX(LINEST(BD165:BD166,BC165:BC166,TRUE,FALSE),1)","v":5.9999999999999991E-2},{"$f":"INDEX(LINEST(BD165:BD166,BC165:BC166,TRUE,FALSE),2)","v":51},{"$f":"((($I$14-1)/3)*((BE166*$J$14+BF166)-(BE163*$J$14+BF163)))+(BE163*$J$14+BF163)","v":60}]
[null,4,500,68,{"$f":"INDEX(LINEST(D166:D167,C166:C167,TRUE,FALSE),1)","v":2.0000000000000007E-2},{"$f":"INDEX(LINEST(D166:D167,C166:C167,TRUE,FALSE),2)","v":58},{"$f":"((($I$14-1)/3)*((E167*$J$14+F167)-(E164*$J$14+F164)))+(E164*$J$14+F164)","v":58.947530864197532},4,500,59,{"$f":"INDEX(LINEST(J166:J167,I166:I167,TRUE,FALSE),1)","v":1.0000000000000004E-2},{"$f":"INDEX(LINEST(J166:J167,I166:I167,TRUE,FALSE),2)","v":54},{"$f":"((($I$14-1)/3)*((K167*$J$14+L167)-(K164*$J$14+L164)))+(K164*$J$14+L164)","v":53.711419753086417},4,500,62,{"$f":"INDEX(LINEST(P166:P167,O166:O167,TRUE,FALSE),1)","v":1.6666666666666666E-2},{"$f":"INDEX(LINEST(P166:P167,O166:O167,TRUE,FALSE),2)","v":53.666666666666664},null,{"$f":"((($I$14-1)/3)*((Q167*$J$14+R167)-(Q164*$J$14+R164)))+(Q164*$J$14+R164)","v":55.844135802469133},4,500,64,{"$f":"INDEX(LINEST(W166:W167,V166:V167,TRUE,FALSE),1)","v":1.6666666666666666E-2},{"$f":"INDEX(LINEST(W166:W167,V166:V167,TRUE,FALSE),2)","v":55.666666666666664},{"$f":"((($I$14-1)/3)*((X167*$J$14+Y167)-(X164*$J$14+Y164)))+(X164*$J$14+Y164)","v":57.023148148148145},4,500,null,64,{"$f":"INDEX(LINEST(AD166:AD167,AB166:AB167,TRUE,FALSE),1)","v":2.3333333333333331E-2},{"$f":"INDEX(LINEST(AD166:AD167,AB166:AB167,TRUE,FALSE),2)","v":52.333333333333336},{"$f":"((($I$14-1)/3)*((AE167*$J$14+AF167)-(AE164*$J$14+AF164)))+(AE164*$J$14+AF164)","v":54.953703703703702},4,500,65,{"$f":"INDEX(LINEST(AJ166:AJ167,AI166:AI167,TRUE,FALSE),1)","v":2.3333333333333331E-2},{"$f":"INDEX(LINEST(AJ166:AJ167,AI166:AI167,TRUE,FALSE),2)","v":53.333333333333336},{"$f":"((($I$14-1)/3)*((AK167*$J$14+AL167)-(AK164*$J$14+AL164)))+(AK164*$J$14+AL164)","v":57.800925925925931},null,4,500,66,{"$f":"INDEX(LINEST(AQ166:AQ167,AP166:AP167,TRUE,FALSE),1)","v":3.6666666666666674E-2},{"$f":"INDEX(LINEST(AQ166:AQ167,AP166:AP167,TRUE,FALSE),2)","v":47.666666666666664},{"$f":"((($I$14-1)/3)*((AR167*$J$14+AS167)-(AR164*$J$14+AS164)))+(AR164*$J$14+AS164)","v":51.700617283950614},4,500,61,null,{"$f":"INDEX(LINEST(AW166:AW167,AV166:AV167,TRUE,FALSE),1)","v":3.6666666666666674E-2},{"$f":"INDEX(LINEST(AW166:AW167,AV166:AV167,TRUE,FALSE),2)","v":42.666666666666664},{"$f":"((($I$14-1)/3)*((AY167*$J$14+AZ167)-(AY164*$J$14+AZ164)))+(AY164*$J$14+AZ164)","v":46.759259259259252},4,500,71,{"$f":"INDEX(LINEST(BD166:BD167,BC166:BC167,TRUE,FALSE),1)","v":2.6666666666666672E-2},{"$f":"INDEX(LINEST(BD166:BD167,BC166:BC167,TRUE,FALSE),2)","v":57.666666666666664},{"$f":"((($I$14-1)/3)*((BE167*$J$14+BF167)-(BE164*$J$14+BF164)))+(BE164*$J$14+BF164)","v":62.135802469135797}]
[null,10,100,61,null,null,null,10,100,57,null,null,null,10,100,55,null,null,null,null,10,100,56,null,null,null,10,100,null,52,null,null,null,10,100,49,null,null,null,null,10,100,46,null,null,null,10,100,43,null,null,null,null,10,100,58]
[null,10,200,75,{"$f":"INDEX(LINEST(D168:D169,C168:C169,TRUE,FALSE),1)","v":0.14000000000000004},{"$f":"INDEX(LINEST(D168:D169,C168:C169,TRUE,FALSE),2)","v":46.999999999999993},{"$f":"((($I$14-4)/6)*((E169*$J$14+F169)-(E166*$J$14+F166)))+(E166*$J$14+F166)","v":59.296296296296298},10,200,64,{"$f":"INDEX(LINEST(J168:J169,I168:I169,TRUE,FALSE),1)","v":7.0000000000000021E-2},{"$f":"INDEX(LINEST(J168:J169,I168:I169,TRUE,FALSE),2)","v":50},{"$f":"((($I$14-4)/6)*((K169*$J$14+L169)-(K166*$J$14+L166)))+(K166*$J$14+L166)","v":51.796296296296298},10,200,62,{"$f":"INDEX(LINEST(P168:P169,O168:O169,TRUE,FALSE),1)","v":7.0000000000000021E-2},{"$f":"INDEX(LINEST(P168:P169,O168:O169,TRUE,FALSE),2)","v":48},null,{"$f":"((($I$14-4)/6)*((Q169*$J$14+R169)-(Q166*$J$14+R166)))+(Q166*$J$14+R166)","v":53.060185185185183},10,200,62,{"$f":"INDEX(LINEST(W168:W169,V168:V169,TRUE,FALSE),1)","v":5.9999999999999991E-2},{"$f":"INDEX(LINEST(W168:W169,V168:V169,TRUE,FALSE),2)","v":50},{"$f":"((($I$14-4)/6)*((X169*$J$14+Y169)-(X166*$J$14+Y166)))+(X166*$J$14+Y166)","v":54.648148148148145},10,200,null,59,{"$f":"INDEX(LINEST(AD168:AD169,AB168:AB169,TRUE,FALSE),1)","v":7.0000000000000021E-2},{"$f":"INDEX(LINEST(AD168:AD169,AB168:AB169,TRUE,FALSE),2)","v":45},{"$f":"((($I$14-4)/6)*((AE169*$J$14+AF169)-(AE166*$J$14+AF166)))+(AE166*$J$14+AF166)","v":54.412037037037038},10,200,60,{"$f":"INDEX(LINEST(AJ168:AJ169,AI168:AI169,TRUE,FALSE),1)","v":0.11000000000000001},{"$f":"INDEX(LINEST(AJ168:AJ169,AI168:AI169,TRUE,FALSE),2)","v":38},{"$f":"((($I$14-4)/6)*((AK169*$J$14+AL169)-(AK166*$J$14+AL166)))+(AK166*$J$14+AL166)","v":55.587962962962962},null,10,200,56,{"$f":"INDEX(LINEST(AQ168:AQ169,AP168:AP169,TRUE,FALSE),1)","v":0.1},{"$f":"INDEX(LINEST(AQ168:AQ169,AP168:AP169,TRUE,FALSE),2)","v":36},{"$f":"((($I$14-4)/6)*((AR169*$J$14+AS169)-(AR166*$J$14+AS166)))+(AR166*$J$14+AS166)","v":49.912037037037038},10,200,53,null,{"$f":"INDEX(LINEST(AW168:AW169,AV168:AV169,TRUE,FALSE),1)","v":0.1},{"$f":"INDEX(LINEST(AW168:AW169,AV168:AV169,TRUE,FALSE),2)","v":33},{"$f":"((($I$14-4)/6)*((AY169*$J$14+AZ169)-(AY166*$J$14+AZ166)))+(AY166*$J$14+AZ166)","v":43.648148148148145},10,200,66,{"$f":"INDEX(LINEST(BD168:BD169,BC168:BC169,TRUE,FALSE),1)","v":8.0000000000000016E-2},{"$f":"INDEX(LINEST(BD168:BD169,BC168:BC169,TRUE,FALSE),2)","v":50},{"$f":"((($I$14-4)/6)*((BE169*$J$14+BF169)-(BE166*$J$14+BF166)))+(BE166*$J$14+BF166)","v":59.824074074074076}]
[null,10,500,78,{"$f":"INDEX(LINEST(D169:D170,C169:C170,TRUE,FALSE),1)","v":1.0000000000000004E-2},{"$f":"INDEX(LINEST(D169:D170,C169:C170,TRUE,FALSE),2)","v":73},{"$f":"((($I$14-4)/6)*((E170*$J$14+F170)-(E167*$J$14+F167)))+(E167*$J$14+F167)","v":59.8125},10,500,73,{"$f":"INDEX(LINEST(J169:J170,I169:I170,TRUE,FALSE),1)","v":0.03},{"$f":"INDEX(LINEST(J169:J170,I169:I170,TRUE,FALSE),2)","v":58},{"$f":"((($I$14-4)/6)*((K170*$J$14+L170)-(K167*$J$14+L167)))+(K167*$J$14+L167)","v":54.88425925925926},10,500,72,{"$f":"INDEX(LINEST(P169:P170,O169:O170,TRUE,FALSE),1)","v":3.3333333333333333E-2},{"$f":"INDEX(LINEST(P169:P170,O169:O170,TRUE,FALSE),2)","v":55.333333333333336},null,{"$f":"((($I$14-4)/6)*((Q170*$J$14+R170)-(Q167*$J$14+R167)))+(Q167*$J$14+R167)","v":55.800154320987652},10,500,71,{"$f":"INDEX(LINEST(W169:W170,V169:V170,TRUE,FALSE),1)","v":0.03},{"$f":"INDEX(LINEST(W169:W170,V169:V170,TRUE,FALSE),2)","v":56},{"$f":"((($I$14-4)/6)*((X170*$J$14+Y170)-(X167*$J$14+Y167)))+(X167*$J$14+Y167)","v":57.961419753086417},10,500,null,69,{"$f":"INDEX(LINEST(AD169:AD170,AB169:AB170,TRUE,FALSE),1)","v":3.3333333333333333E-2},{"$f":"INDEX(LINEST(AD169:AD170,AB169:AB170,TRUE,FALSE),2)","v":52.333333333333336},{"$f":"((($I$14-4)/6)*((AE170*$J$14+AF170)-(AE167*$J$14+AF167)))+(AE167*$J$14+AF167)","v":55.701388888888893},10,500,67,{"$f":"INDEX(LINEST(AJ169:AJ170,AI169:AI170,TRUE,FALSE),1)","v":2.3333333333333331E-2},{"$f":"INDEX(LINEST(AJ169:AJ170,AI169:AI170,TRUE,FALSE),2)","v":55.333333333333336},{"$f":"((($I$14-4)/6)*((AK170*$J$14+AL170)-(AK167*$J$14+AL167)))+(AK167*$J$14+AL167)","v":56.657407407407412},null,10,500,66,{"$f":"INDEX(LINEST(AQ169:AQ170,AP169:AP170,TRUE,FALSE),1)","v":3.3333333333333333E-2},{"$f":"INDEX(LINEST(AQ169:AQ170,AP169:AP170,TRUE,FALSE),2)","v":49.333333333333336},{"$f":"((($I$14-4)/6)*((AR170*$J$14+AS170)-(AR167*$J$14+AS167)))+(AR167*$J$14+AS167)","v":53.064043209876537},10,500,67,null,{"$f":"INDEX(LINEST(AW169:AW170,AV169:AV170,TRUE,FALSE),1)","v":4.6666666666666662E-2},{"$f":"INDEX(LINEST(AW169:AW170,AV169:AV170,TRUE,FALSE),2)","v":43.666666666666671},{"$f":"((($I$14-4)/6)*((AY170*$J$14+AZ170)-(AY167*$J$14+AZ167)))+(AY167*$J$14+AZ167)","v":47.946759259259252},10,500,75,{"$f":"INDEX(LINEST(BD169:BD170,BC169:BC170,TRUE,FALSE),1)","v":0.03},{"$f":"INDEX(LINEST(BD169:BD170,BC169:BC170,TRUE,FALSE),2)","v":60},{"$f":"((($I$14-4)/6)*((BE170*$J$14+BF170)-(BE167*$J$14+BF167)))+(BE167*$J$14+BF167)","v":61.417438271604937}]
[]
["500x200",1,100,{"$f":"D182-1","v":47},null,null,null,1,100,{"$f":"J182-1","v":46},null,null,null,1,100,{"$f":"P182-1","v":50},null,null,null,null,1,100,{"$f":"W182-1","v":48},null,null,null,1,100,null,{"$f":"AD182-1","v":52},null,null,null,1,100,{"$f":"AJ182-1","v":52},null,null,null,null,1,100,{"$f":"AQ182-1","v":39},null,null,null,1,100,{"$f":"AW182-1","v":38},null,null,null,null,1,100,{"$f":"BD182-1","v":56}]
[null,1,200,{"$f":"D183-1","v":51},{"$f":"INDEX(LINEST(D172:D173,C172:C173,TRUE,FALSE),1)","v":4.0000000000000008E-2},{"$f":"INDEX(LINEST(D172:D173,C172:C173,TRUE,FALSE),2)","v":43},null,1,200,{"$f":"J183-1","v":47},{"$f":"INDEX(LINEST(J172:J173,I172:I173,TRUE,FALSE),1)","v":1.0000000000000002E-2},{"$f":"INDEX(LINEST(J172:J173,I172:I173,TRUE,FALSE),2)","v":45},null,1,200,{"$f":"P183-1","v":56},{"$f":"INDEX(LINEST(P172:P173,O172:O173,TRUE,FALSE),1)","v":5.9999999999999991E-2},{"$f":"INDEX(LINEST(P172:P173,O172:O173,TRUE,FALSE),2)","v":44},null,null,1,200,{"$f":"W183-1","v":54},{"$f":"INDEX(LINEST(W172:W173,V172:V173,TRUE,FALSE),1)","v":5.9999999999999991E-2},{"$f":"INDEX(LINEST(W172:W173,V172:V173,TRUE,FALSE),2)","v":42},null,1,200,null,{"$f":"AD183-1","v":53},{"$f":"INDEX(LINEST(AD172:AD173,AB172:AB173,TRUE,FALSE),1)","v":1.0000000000000002E-2},{"$f":"INDEX(LINEST(AD172:AD173,AB172:AB173,TRUE,FALSE),2)","v":51},null,1,200,{"$f":"AJ183-1","v":64},{"$f":"INDEX(LINEST(AJ172:AJ173,AI172:AI173,TRUE,FALSE),1)","v":0.11999999999999998},{"$f":"INDEX(LINEST(AJ172:AJ173,AI172:AI173,TRUE,FALSE),2)","v":40},null,null,1,200,{"$f":"AQ183-1","v":47},{"$f":"INDEX(LINEST(AQ172:AQ173,AP172:AP173,TRUE,FALSE),1)","v":8.0000000000000016E-2},{"$f":"INDEX(LINEST(AQ172:AQ173,AP172:AP173,TRUE,FALSE),2)","v":31},null,1,200,{"$f":"AW183-1","v":43},null,{"$f":"INDEX(LINEST(AW172:AW173,AV172:AV173,TRUE,FALSE),1)","v":0.05},{"$f":"INDEX(LINEST(AW172:AW173,AV172:AV173,TRUE,FALSE),2)","v":33},null,1,200,{"$f":"BD183-1","v":66},{"$f":"INDEX(LINEST(BD172:BD173,BC172:BC173,TRUE,FALSE),1)","v":0.1},{"$f":"INDEX(LINEST(BD172:BD173,BC172:BC173,TRUE,FALSE),2)","v":46}]
[null,1,500,55,{"$f":"INDEX(LINEST(D173:D174,C173:C174,TRUE,FALSE),1)","v":1.3333333333333336E-2},{"$f":"INDEX(LINEST(D173:D174,C173:C174,TRUE,FALSE),2)","v":48.333333333333329},null,1,500,51,{"$f":"INDEX(LINEST(J173:J174,I173:I174,TRUE,FALSE),1)","v":1.3333333333333336E-2},{"$f":"INDEX(LINEST(J173:J174,I173:I174,TRUE,FALSE),2)","v":44.333333333333329},null,1,500,60,{"$f":"INDEX(LINEST(P173:P174,O173:O174,TRUE,FALSE),1)","v":1.3333333333333336E-2},{"$f":"INDEX(LINEST(P173:P174,O173:O174,TRUE,FALSE),2)","v":53.333333333333329},null,null,1,500,62,{"$f":"INDEX(LINEST(W173:W174,V173:V174,TRUE,FALSE),1)","v":2.6666666666666672E-2},{"$f":"INDEX(LINEST(W173:W174,V173:V174,TRUE,FALSE),2)","v":48.666666666666664},null,1,500,null,60,{"$f":"INDEX(LINEST(AD173:AD174,AB173:AB174,TRUE,FALSE),1)","v":2.3333333333333331E-2},{"$f":"INDEX(LINEST(AD173:AD174,AB173:AB174,TRUE,FALSE),2)","v":48.333333333333336},null,1,500,68,{"$f":"INDEX(LINEST(AJ173:AJ174,AI173:AI174,TRUE,FALSE),1)","v":1.3333333333333336E-2},{"$f":"INDEX(LINEST(AJ173:AJ174,AI173:AI174,TRUE,FALSE),2)","v":61.333333333333329},null,null,1,500,54,{"$f":"INDEX(LINEST(AQ173:AQ174,AP173:AP174,TRUE,FALSE),1)","v":2.3333333333333331E-2},{"$f":"INDEX(LINEST(AQ173:AQ174,AP173:AP174,TRUE,FALSE),2)","v":42.333333333333336},null,1,500,54,null,{"$f":"INDEX(LINEST(AW173:AW174,AV173:AV174,TRUE,FALSE),1)","v":3.6666666666666674E-2},{"$f":"INDEX(LINEST(AW173:AW174,AV173:AV174,TRUE,FALSE),2)","v":35.666666666666664},null,1,500,70,{"$f":"INDEX(LINEST(BD173:BD174,BC173:BC174,TRUE,FALSE),1)","v":1.3333333333333336E-2},{"$f":"INDEX(LINEST(BD173:BD174,BC173:BC174,TRUE,FALSE),2)","v":63.333333333333329}]
[null,4,100,59,null,null,null,4,100,50,null,null,null,4,100,51,null,null,null,null,4,100,52,null,null,null,4,100,null,53,null,null,null,4,100,54,null,null,null,null,4,100,46,null,null,null,4,100,39,null,null,null,null,4,100,58]
[null,4,200,63,{"$f":"INDEX(LINEST(D175:D176,C175:C176,TRUE,FALSE),1)","v":4.0000000000000008E-2},{"$f":"INDEX(LINEST(D175:D176,C175:C176,TRUE,FALSE),2)","v":55},{"$f":"((($I$15-1)/3)*((E176*$J$15+F176)-(E173*$J$15+F173)))+(E173*$J$15+F173)","v":56.111111111111114},4,200,57,{"$f":"INDEX(LINEST(J175:J176,I175:I176,TRUE,FALSE),1)","v":7.0000000000000021E-2},{"$f":"INDEX(LINEST(J175:J176,I175:I176,TRUE,FALSE),2)","v":43},{"$f":"((($I$15-1)/3)*((K176*$J$15+L176)-(K173*$J$15+L173)))+(K173*$J$15+L173)","v":50.648148148148145},4,200,58,{"$f":"INDEX(LINEST(P175:P176,O175:O176,TRUE,FALSE),1)","v":7.0000000000000021E-2},{"$f":"INDEX(LINEST(P175:P176,O175:O176,TRUE,FALSE),2)","v":44},null,{"$f":"((($I$15-1)/3)*((Q176*$J$15+R176)-(Q173*$J$15+R173)))+(Q173*$J$15+R173)","v":53.888888888888886},4,200,60,{"$f":"INDEX(LINEST(W175:W176,V175:V176,TRUE,FALSE),1)","v":8.0000000000000016E-2},{"$f":"INDEX(LINEST(W175:W176,V175:V176,TRUE,FALSE),2)","v":44},{"$f":"((($I$15-1)/3)*((X176*$J$15+Y176)-(X173*$J$15+Y173)))+(X173*$J$15+Y173)","v":53.962962962962962},4,200,null,58,{"$f":"INDEX(LINEST(AD175:AD176,AB175:AB176,TRUE,FALSE),1)","v":0.05},{"$f":"INDEX(LINEST(AD175:AD176,AB175:AB176,TRUE,FALSE),2)","v":48},{"$f":"((($I$15-1)/3)*((AE176*$J$15+AF176)-(AE173*$J$15+AF173)))+(AE173*$J$15+AF173)","v":54.277777777777779},4,200,59,{"$f":"INDEX(LINEST(AJ175:AJ176,AI175:AI176,TRUE,FALSE),1)","v":0.05},{"$f":"INDEX(LINEST(AJ175:AJ176,AI175:AI176,TRUE,FALSE),2)","v":49},{"$f":"((($I$15-1)/3)*((AK176*$J$15+AL176)-(AK173*$J$15+AL173)))+(AK173*$J$15+AL173)","v":57.111111111111114},null,4,200,56,{"$f":"INDEX(LINEST(AQ175:AQ176,AP175:AP176,TRUE,FALSE),1)","v":0.1},{"$f":"INDEX(LINEST(AQ175:AQ176,AP175:AP176,TRUE,FALSE),2)","v":36},{"$f":"((($I$15-1)/3)*((AR176*$J$15+AS176)-(AR173*$J$15+AS173)))+(AR173*$J$15+AS173)","v":47.74074074074074},4,200,51,null,{"$f":"INDEX(LINEST(AW175:AW176,AV175:AV176,TRUE,FALSE),1)","v":0.11999999999999998},{"$f":"INDEX(LINEST(AW175:AW176,AV175:AV176,TRUE,FALSE),2)","v":27.000000000000004},{"$f":"((($I$15-1)/3)*((AY176*$J$15+AZ176)-(AY173*$J$15+AZ173)))+(AY173*$J$15+AZ173)","v":43.166666666666664},4,200,64,{"$f":"INDEX(LINEST(BD175:BD176,BC175:BC176,TRUE,FALSE),1)","v":5.9999999999999991E-2},{"$f":"INDEX(LINEST(BD175:BD176,BC175:BC176,TRUE,FALSE),2)","v":52},{"$f":"((($I$15-1)/3)*((BE176*$J$15+BF176)-(BE173*$J$15+BF173)))+(BE173*$J$15+BF173)","v":61}]
[null,4,500,69,{"$f":"INDEX(LINEST(D176:D177,C176:C177,TRUE,FALSE),1)","v":2.0000000000000007E-2},{"$f":"INDEX(LINEST(D176:D177,C176:C177,TRUE,FALSE),2)","v":59},{"$f":"((($I$15-1)/3)*((E177*$J$15+F177)-(E174*$J$15+F174)))+(E174*$J$15+F174)","v":57.246913580246911},4,500,60,{"$f":"INDEX(LINEST(J176:J177,I176:I177,TRUE,FALSE),1)","v":1.0000000000000004E-2},{"$f":"INDEX(LINEST(J176:J177,I176:I177,TRUE,FALSE),2)","v":55},{"$f":"((($I$15-1)/3)*((K177*$J$15+L177)-(K174*$J$15+L174)))+(K174*$J$15+L174)","v":52.358024691358025},4,500,63,{"$f":"INDEX(LINEST(P176:P177,O176:O177,TRUE,FALSE),1)","v":1.6666666666666666E-2},{"$f":"INDEX(LINEST(P176:P177,O176:O177,TRUE,FALSE),2)","v":54.666666666666664},null,{"$f":"((($I$15-1)/3)*((Q177*$J$15+R177)-(Q174*$J$15+R174)))+(Q174*$J$15+R174)","v":56.419753086419746},4,500,65,{"$f":"INDEX(LINEST(W176:W177,V176:V177,TRUE,FALSE),1)","v":1.6666666666666666E-2},{"$f":"INDEX(LINEST(W176:W177,V176:V177,TRUE,FALSE),2)","v":56.666666666666664},{"$f":"((($I$15-1)/3)*((X177*$J$15+Y177)-(X174*$J$15+Y174)))+(X174*$J$15+Y174)","v":56.518518518518519},4,500,null,65,{"$f":"INDEX(LINEST(AD176:AD177,AB176:AB177,TRUE,FALSE),1)","v":2.3333333333333331E-2},{"$f":"INDEX(LINEST(AD176:AD177,AB176:AB177,TRUE,FALSE),2)","v":53.333333333333336},{"$f":"((($I$15-1)/3)*((AE177*$J$15+AF177)-(AE174*$J$15+AF174)))+(AE174*$J$15+AF174)","v":54.796296296296298},4,500,66,{"$f":"INDEX(LINEST(AJ176:AJ177,AI176:AI177,TRUE,FALSE),1)","v":2.3333333333333331E-2},{"$f":"INDEX(LINEST(AJ176:AJ177,AI176:AI177,TRUE,FALSE),2)","v":54.333333333333336},{"$f":"((($I$15-1)/3)*((AK177*$J$15+AL177)-(AK174*$J$15+AL174)))+(AK174*$J$15+AL174)","v":60.074074074074076},null,4,500,67,{"$f":"INDEX(LINEST(AQ176:AQ177,AP176:AP177,TRUE,FALSE),1)","v":3.6666666666666674E-2},{"$f":"INDEX(LINEST(AQ176:AQ177,AP176:AP177,TRUE,FALSE),2)","v":48.666666666666664},{"$f":"((($I$15-1)/3)*((AR177*$J$15+AS177)-(AR174*$J$15+AS174)))+(AR174*$J$15+AS174)","v":50.771604938271608},4,500,62,null,{"$f":"INDEX(LINEST(AW176:AW177,AV176:AV177,TRUE,FALSE),1)","v":3.6666666666666674E-2},{"$f":"INDEX(LINEST(AW176:AW177,AV176:AV177,TRUE,FALSE),2)","v":43.666666666666664},{"$f":"((($I$15-1)/3)*((AY177*$J$15+AZ177)-(AY174*$J$15+AZ174)))+(AY174*$J$15+AZ174)","v":45.907407407407405},4,500,72,{"$f":"INDEX(LINEST(BD176:BD177,BC176:BC177,TRUE,FALSE),1)","v":2.6666666666666672E-2},{"$f":"INDEX(LINEST(BD176:BD177,BC176:BC177,TRUE,FALSE),2)","v":58.666666666666664},{"$f":"((($I$15-1)/3)*((BE177*$J$15+BF177)-(BE174*$J$15+BF174)))+(BE174*$J$15+BF174)","v":63.753086419753082}]
[null,10,100,62,null,null,null,10,100,58,null,null,null,10,100,56,null,null,null,null,10,100,57,null,null,null,10,100,null,53,null,null,null,10,100,50,null,null,null,null,10,100,47,null,null,null,10,100,44,null,null,null,null,10,100,59]
[null,10,200,76,{"$f":"INDEX(LINEST(D178:D179,C178:C179,TRUE,FALSE),1)","v":0.14000000000000004},{"$f":"INDEX(LINEST(D178:D179,C178:C179,TRUE,FALSE),2)","v":47.999999999999993},{"$f":"((($I$15-4)/6)*((E179*$J$15+F179)-(E176*$J$15+F176)))+(E176*$J$15+F176)","v":59.370370370370367},10,200,65,{"$f":"INDEX(LINEST(J178:J179,I178:I179,TRUE,FALSE),1)","v":7.0000000000000021E-2},{"$f":"INDEX(LINEST(J178:J179,I178:I179,TRUE,FALSE),2)","v":51},{"$f":"((($I$15-4)/6)*((K179*$J$15+L179)-(K176*$J$15+L176)))+(K176*$J$15+L176)","v":51.870370370370367},10,200,63,{"$f":"INDEX(LINEST(P178:P179,O178:O179,TRUE,FALSE),1)","v":7.0000000000000021E-2},{"$f":"INDEX(LINEST(P178:P179,O178:O179,TRUE,FALSE),2)","v":49},null,{"$f":"((($I$15-4)/6)*((Q179*$J$15+R179)-(Q176*$J$15+R176)))+(Q176*$J$15+R176)","v":53.481481481481481},10,200,63,{"$f":"INDEX(LINEST(W178:W179,V178:V179,TRUE,FALSE),1)","v":5.9999999999999991E-2},{"$f":"INDEX(LINEST(W178:W179,V178:V179,TRUE,FALSE),2)","v":51},{"$f":"((($I$15-4)/6)*((X179*$J$15+Y179)-(X176*$J$15+Y176)))+(X176*$J$15+Y176)","v":55.185185185185183},10,200,null,60,{"$f":"INDEX(LINEST(AD178:AD179,AB178:AB179,TRUE,FALSE),1)","v":7.0000000000000021E-2},{"$f":"INDEX(LINEST(AD178:AD179,AB178:AB179,TRUE,FALSE),2)","v":46},{"$f":"((($I$15-4)/6)*((AE179*$J$15+AF179)-(AE176*$J$15+AF176)))+(AE176*$J$15+AF176)","v":55.296296296296298},10,200,61,{"$f":"INDEX(LINEST(AJ178:AJ179,AI178:AI179,TRUE,FALSE),1)","v":0.11000000000000001},{"$f":"INDEX(LINEST(AJ178:AJ179,AI178:AI179,TRUE,FALSE),2)","v":39},{"$f":"((($I$15-4)/6)*((AK179*$J$15+AL179)-(AK176*$J$15+AL176)))+(AK176*$J$15+AL176)","v":56.703703703703702},null,10,200,57,{"$f":"INDEX(LINEST(AQ178:AQ179,AP178:AP179,TRUE,FALSE),1)","v":0.1},{"$f":"INDEX(LINEST(AQ178:AQ179,AP178:AP179,TRUE,FALSE),2)","v":37},{"$f":"((($I$15-4)/6)*((AR179*$J$15+AS179)-(AR176*$J$15+AS176)))+(AR176*$J$15+AS176)","v":50.796296296296298},10,200,54,null,{"$f":"INDEX(LINEST(AW178:AW179,AV178:AV179,TRUE,FALSE),1)","v":0.1},{"$f":"INDEX(LINEST(AW178:AW179,AV178:AV179,TRUE,FALSE),2)","v":34},{"$f":"((($I$15-4)/6)*((AY179*$J$15+AZ179)-(AY176*$J$15+AZ176)))+(AY176*$J$15+AZ176)","v":44.185185185185183},10,200,67,{"$f":"INDEX(LINEST(BD178:BD179,BC178:BC179,TRUE,FALSE),1)","v":8.0000000000000016E-2},{"$f":"INDEX(LINEST(BD178:BD179,BC178:BC179,TRUE,FALSE),2)","v":51},{"$f":"((($I$15-4)/6)*((BE179*$J$15+BF179)-(BE176*$J$15+BF176)))+(BE176*$J$15+BF176)","v":60.592592592592595}]
[null,10,500,79,{"$f":"INDEX(LINEST(D179:D180,C179:C180,TRUE,FALSE),1)","v":1.0000000000000004E-2},{"$f":"INDEX(LINEST(D179:D180,C179:C180,TRUE,FALSE),2)","v":74},{"$f":"((($I$15-4)/6)*((E180*$J$15+F180)-(E177*$J$15+F177)))+(E177*$J$15+F177)","v":59.25},10,500,74,{"$f":"INDEX(LINEST(J179:J180,I179:I180,TRUE,FALSE),1)","v":0.03},{"$f":"INDEX(LINEST(J179:J180,I179:I180,TRUE,FALSE),2)","v":59},{"$f":"((($I$15-4)/6)*((K180*$J$15+L180)-(K177*$J$15+L177)))+(K177*$J$15+L177)","v":55.074074074074076},10,500,73,{"$f":"INDEX(LINEST(P179:P180,O179:O180,TRUE,FALSE),1)","v":3.3333333333333333E-2},{"$f":"INDEX(LINEST(P179:P180,O179:O180,TRUE,FALSE),2)","v":56.333333333333336},null,{"$f":"((($I$15-4)/6)*((Q180*$J$15+R180)-(Q177*$J$15+R177)))+(Q177*$J$15+R177)","v":56.317901234567898},10,500,72,{"$f":"INDEX(LINEST(W179:W180,V179:V180,TRUE,FALSE),1)","v":0.03},{"$f":"INDEX(LINEST(W179:W180,V179:V180,TRUE,FALSE),2)","v":57},{"$f":"((($I$15-4)/6)*((X180*$J$15+Y180)-(X177*$J$15+Y177)))+(X177*$J$15+Y177)","v":58.691358024691354},10,500,null,70,{"$f":"INDEX(LINEST(AD179:AD180,AB179:AB180,TRUE,FALSE),1)","v":3.3333333333333333E-2},{"$f":"INDEX(LINEST(AD179:AD180,AB179:AB180,TRUE,FALSE),2)","v":53.333333333333336},{"$f":"((($I$15-4)/6)*((AE180*$J$15+AF180)-(AE177*$J$15+AF177)))+(AE177*$J$15+AF177)","v":56.527777777777779},10,500,68,{"$f":"INDEX(LINEST(AJ179:AJ180,AI179:AI180,TRUE,FALSE),1)","v":2.3333333333333331E-2},{"$f":"INDEX(LINEST(AJ179:AJ180,AI179:AI180,TRUE,FALSE),2)","v":56.333333333333336},{"$f":"((($I$15-4)/6)*((AK180*$J$15+AL180)-(AK177*$J$15+AL177)))+(AK177*$J$15+AL177)","v":57.425925925925931},null,10,500,67,{"$f":"INDEX(LINEST(AQ179:AQ180,AP179:AP180,TRUE,FALSE),1)","v":3.3333333333333333E-2},{"$f":"INDEX(LINEST(AQ179:AQ180,AP179:AP180,TRUE,FALSE),2)","v":50.333333333333336},{"$f":"((($I$15-4)/6)*((AR180*$J$15+AS180)-(AR177*$J$15+AS177)))+(AR177*$J$15+AS177)","v":53.929012345679006},10,500,68,null,{"$f":"INDEX(LINEST(AW179:AW180,AV179:AV180,TRUE,FALSE),1)","v":4.6666666666666662E-2},{"$f":"INDEX(LINEST(AW179:AW180,AV179:AV180,TRUE,FALSE),2)","v":44.666666666666671},{"$f":"((($I$15-4)/6)*((AY180*$J$15+AZ180)-(AY177*$J$15+AZ177)))+(AY177*$J$15+AZ177)","v":48.657407407407405},10,500,76,{"$f":"INDEX(LINEST(BD179:BD180,BC179:BC180,TRUE,FALSE),1)","v":0.03},{"$f":"INDEX(LINEST(BD179:BD180,BC179:BC180,TRUE,FALSE),2)","v":61},{"$f":"((($I$15-4)/6)*((BE180*$J$15+BF180)-(BE177*$J$15+BF177)))+(BE177*$J$15+BF177)","v":62.089506172839506}]
[]
["600x200",1,100,48,null,null,null,1,100,47,null,null,null,1,100,51,null,null,null,null,1,100,49,null,null,null,1,100,null,53,null,null,null,1,100,53,null,null,null,null,1,100,40,null,null,null,1,100,39,null,null,null,null,1,100,57]
[null,1,200,52,{"$f":"INDEX(LINEST(D182:D183,C182:C183,TRUE,FALSE),1)","v":4.0000000000000008E-2},{"$f":"INDEX(LINEST(D182:D183,C182:C183,TRUE,FALSE),2)","v":44},null,1,200,48,{"$f":"INDEX(LINEST(J182:J183,I182:I183,TRUE,FALSE),1)","v":1.0000000000000002E-2},{"$f":"INDEX(LINEST(J182:J183,I182:I183,TRUE,FALSE),2)","v":46},null,1,200,57,{"$f":"INDEX(LINEST(P182:P183,O182:O183,TRUE,FALSE),1)","v":5.9999999999999991E-2},{"$f":"INDEX(LINEST(P182:P183,O182:O183,TRUE,FALSE),2)","v":45},null,null,1,200,55,{"$f":"INDEX(LINEST(W182:W183,V182:V183,TRUE,FALSE),1)","v":5.9999999999999991E-2},{"$f":"INDEX(LINEST(W182:W183,V182:V183,TRUE,FALSE),2)","v":43},null,1,200,null,54,{"$f":"INDEX(LINEST(AD182:AD183,AB182:AB183,TRUE,FALSE),1)","v":1.0000000000000002E-2},{"$f":"INDEX(LINEST(AD182:AD183,AB182:AB183,TRUE,FALSE),2)","v":52},null,1,200,65,{"$f":"INDEX(LINEST(AJ182:AJ183,AI182:AI183,TRUE,FALSE),1)","v":0.11999999999999998},{"$f":"INDEX(LINEST(AJ182:AJ183,AI182:AI183,TRUE,FALSE),2)","v":41},null,null,1,200,48,{"$f":"INDEX(LINEST(AQ182:AQ183,AP182:AP183,TRUE,FALSE),1)","v":8.0000000000000016E-2},{"$f":"INDEX(LINEST(AQ182:AQ183,AP182:AP183,TRUE,FALSE),2)","v":32},null,1,200,44,null,{"$f":"INDEX(LINEST(AW182:AW183,AV182:AV183,TRUE,FALSE),1)","v":0.05},{"$f":"INDEX(LINEST(AW182:AW183,AV182:AV183,TRUE,FALSE),2)","v":34},null,1,200,67,{"$f":"INDEX(LINEST(BD182:BD183,BC182:BC183,TRUE,FALSE),1)","v":0.1},{"$f":"INDEX(LINEST(BD182:BD183,BC182:BC183,TRUE,FALSE),2)","v":47}]
[null,1,500,56,{"$f":"INDEX(LINEST(D183:D184,C183:C184,TRUE,FALSE),1)","v":1.3333333333333336E-2},{"$f":"INDEX(LINEST(D183:D184,C183:C184,TRUE,FALSE),2)","v":49.333333333333329},null,1,500,52,{"$f":"INDEX(LINEST(J183:J184,I183:I184,TRUE,FALSE),1)","v":1.3333333333333336E-2},{"$f":"INDEX(LINEST(J183:J184,I183:I184,TRUE,FALSE),2)","v":45.333333333333329},null,1,500,61,{"$f":"INDEX(LINEST(P183:P184,O183:O184,TRUE,FALSE),1)","v":1.3333333333333336E-2},{"$f":"INDEX(LINEST(P183:P184,O183:O184,TRUE,FALSE),2)","v":54.333333333333329},null,null,1,500,63,{"$f":"INDEX(LINEST(W183:W184,V183:V184,TRUE,FALSE),1)","v":2.6666666666666672E-2},{"$f":"INDEX(LINEST(W183:W184,V183:V184,TRUE,FALSE),2)","v":49.666666666666664},null,1,500,null,61,{"$f":"INDEX(LINEST(AD183:AD184,AB183:AB184,TRUE,FALSE),1)","v":2.3333333333333331E-2},{"$f":"INDEX(LINEST(AD183:AD184,AB183:AB184,TRUE,FALSE),2)","v":49.333333333333336},null,1,500,69,{"$f":"INDEX(LINEST(AJ183:AJ184,AI183:AI184,TRUE,FALSE),1)","v":1.3333333333333336E-2},{"$f":"INDEX(LINEST(AJ183:AJ184,AI183:AI184,TRUE,FALSE),2)","v":62.333333333333329},null,null,1,500,55,{"$f":"INDEX(LINEST(AQ183:AQ184,AP183:AP184,TRUE,FALSE),1)","v":2.3333333333333331E-2},{"$f":"INDEX(LINEST(AQ183:AQ184,AP183:AP184,TRUE,FALSE),2)","v":43.333333333333336},null,1,500,55,null,{"$f":"INDEX(LINEST(AW183:AW184,AV183:AV184,TRUE,FALSE),1)","v":3.6666666666666674E-2},{"$f":"INDEX(LINEST(AW183:AW184,AV183:AV184,TRUE,FALSE),2)","v":36.666666666666664},null,1,500,71,{"$f":"INDEX(LINEST(BD183:BD184,BC183:BC184,TRUE,FALSE),1)","v":1.3333333333333336E-2},{"$f":"INDEX(LINEST(BD183:BD184,BC183:BC184,TRUE,FALSE),2)","v":64.333333333333329}]
[null,4,100,60,null,null,null,4,100,51,null,null,null,4,100,52,null,null,null,null,4,100,53,null,null,null,4,100,null,54,null,null,null,4,100,55,null,null,null,null,4,100,47,null,null,null,4,100,40,null,null,null,null,4,100,59]
[null,4,200,64,{"$f":"INDEX(LINEST(D185:D186,C185:C186,TRUE,FALSE),1)","v":4.0000000000000008E-2},{"$f":"INDEX(LINEST(D185:D186,C185:C186,TRUE,FALSE),2)","v":56},{"$f":"((($I$16-1)/3)*((E186*$J$16+F186)-(E183*$J$16+F183)))+(E183*$J$16+F183)","v":55.25925925925926},4,200,58,{"$f":"INDEX(LINEST(J185:J186,I185:I186,TRUE,FALSE),1)","v":7.0000000000000021E-2},{"$f":"INDEX(LINEST(J185:J186,I185:I186,TRUE,FALSE),2)","v":44},{"$f":"((($I$16-1)/3)*((K186*$J$16+L186)-(K183*$J$16+L183)))+(K183*$J$16+L183)","v":50.567901234567898},4,200,59,{"$f":"INDEX(LINEST(P185:P186,O185:O186,TRUE,FALSE),1)","v":7.0000000000000021E-2},{"$f":"INDEX(LINEST(P185:P186,O185:O186,TRUE,FALSE),2)","v":45},null,{"$f":"((($I$16-1)/3)*((Q186*$J$16+R186)-(Q183*$J$16+R183)))+(Q183*$J$16+R183)","v":54.657407407407405},4,200,61,{"$f":"INDEX(LINEST(W185:W186,V185:V186,TRUE,FALSE),1)","v":8.0000000000000016E-2},{"$f":"INDEX(LINEST(W185:W186,V185:V186,TRUE,FALSE),2)","v":45},{"$f":"((($I$16-1)/3)*((X186*$J$16+Y186)-(X183*$J$16+Y183)))+(X183*$J$16+Y183)","v":54.191358024691361},4,200,null,59,{"$f":"INDEX(LINEST(AD185:AD186,AB185:AB186,TRUE,FALSE),1)","v":0.05},{"$f":"INDEX(LINEST(AD185:AD186,AB185:AB186,TRUE,FALSE),2)","v":49},{"$f":"((($I$16-1)/3)*((AE186*$J$16+AF186)-(AE183*$J$16+AF183)))+(AE183*$J$16+AF183)","v":54.814814814814817},4,200,60,{"$f":"INDEX(LINEST(AJ185:AJ186,AI185:AI186,TRUE,FALSE),1)","v":0.05},{"$f":"INDEX(LINEST(AJ185:AJ186,AI185:AI186,TRUE,FALSE),2)","v":50},{"$f":"((($I$16-1)/3)*((AK186*$J$16+AL186)-(AK183*$J$16+AL183)))+(AK183*$J$16+AL183)","v":58.342592592592595},null,4,200,57,{"$f":"INDEX(LINEST(AQ185:AQ186,AP185:AP186,TRUE,FALSE),1)","v":0.1},{"$f":"INDEX(LINEST(AQ185:AQ186,AP185:AP186,TRUE,FALSE),2)","v":37},{"$f":"((($I$16-1)/3)*((AR186*$J$16+AS186)-(AR183*$J$16+AS183)))+(AR183*$J$16+AS183)","v":47.506172839506171},4,200,52,null,{"$f":"INDEX(LINEST(AW185:AW186,AV185:AV186,TRUE,FALSE),1)","v":0.11999999999999998},{"$f":"INDEX(LINEST(AW185:AW186,AV185:AV186,TRUE,FALSE),2)","v":28.000000000000004},{"$f":"((($I$16-1)/3)*((AY186*$J$16+AZ186)-(AY183*$J$16+AZ183)))+(AY183*$J$16+AZ183)","v":43.472222222222221},4,200,65,{"$f":"INDEX(LINEST(BD185:BD186,BC185:BC186,TRUE,FALSE),1)","v":5.9999999999999991E-2},{"$f":"INDEX(LINEST(BD185:BD186,BC185:BC186,TRUE,FALSE),2)","v":53},{"$f":"((($I$16-1)/3)*((BE186*$J$16+BF186)-(BE183*$J$16+BF183)))+(BE183*$J$16+BF183)","v":62}]
[null,4,500,70,{"$f":"INDEX(LINEST(D186:D187,C186:C187,TRUE,FALSE),1)","v":2.0000000000000007E-2},{"$f":"INDEX(LINEST(D186:D187,C186:C187,TRUE,FALSE),2)","v":60},{"$f":"((($I$16-1)/3)*((E187*$J$16+F187)-(E184*$J$16+F184)))+(E184*$J$16+F184)","v":56.446502057613166},4,500,61,{"$f":"INDEX(LINEST(J186:J187,I186:I187,TRUE,FALSE),1)","v":1.0000000000000004E-2},{"$f":"INDEX(LINEST(J186:J187,I186:I187,TRUE,FALSE),2)","v":56},{"$f":"((($I$16-1)/3)*((K187*$J$16+L187)-(K184*$J$16+L184)))+(K184*$J$16+L184)","v":51.789094650205762},4,500,64,{"$f":"INDEX(LINEST(P186:P187,O186:O187,TRUE,FALSE),1)","v":1.6666666666666666E-2},{"$f":"INDEX(LINEST(P186:P187,O186:O187,TRUE,FALSE),2)","v":55.666666666666664},null,{"$f":"((($I$16-1)/3)*((Q187*$J$16+R187)-(Q184*$J$16+R184)))+(Q184*$J$16+R184)","v":57.136831275720162},4,500,66,{"$f":"INDEX(LINEST(W186:W187,V186:V187,TRUE,FALSE),1)","v":1.6666666666666666E-2},{"$f":"INDEX(LINEST(W186:W187,V186:V187,TRUE,FALSE),2)","v":57.666666666666664},{"$f":"((($I$16-1)/3)*((X187*$J$16+Y187)-(X184*$J$16+Y184)))+(X184*$J$16+Y184)","v":56.51543209876543},4,500,null,66,{"$f":"INDEX(LINEST(AD186:AD187,AB186:AB187,TRUE,FALSE),1)","v":2.3333333333333331E-2},{"$f":"INDEX(LINEST(AD186:AD187,AB186:AB187,TRUE,FALSE),2)","v":54.333333333333336},{"$f":"((($I$16-1)/3)*((AE187*$J$16+AF187)-(AE184*$J$16+AF184)))+(AE184*$J$16+AF184)","v":55.024691358024697},4,500,67,{"$f":"INDEX(LINEST(AJ186:AJ187,AI186:AI187,TRUE,FALSE),1)","v":2.3333333333333331E-2},{"$f":"INDEX(LINEST(AJ186:AJ187,AI186:AI187,TRUE,FALSE),2)","v":55.333333333333336},{"$f":"((($I$16-1)/3)*((AK187*$J$16+AL187)-(AK184*$J$16+AL184)))+(AK184*$J$16+AL184)","v":61.922839506172835},null,4,500,68,{"$f":"INDEX(LINEST(AQ186:AQ187,AP186:AP187,TRUE,FALSE),1)","v":3.6666666666666674E-2},{"$f":"INDEX(LINEST(AQ186:AQ187,AP186:AP187,TRUE,FALSE),2)","v":49.666666666666664},{"$f":"((($I$16-1)/3)*((AR187*$J$16+AS187)-(AR184*$J$16+AS184)))+(AR184*$J$16+AS184)","v":50.485596707818928},4,500,63,null,{"$f":"INDEX(LINEST(AW186:AW187,AV186:AV187,TRUE,FALSE),1)","v":3.6666666666666674E-2},{"$f":"INDEX(LINEST(AW186:AW187,AV186:AV187,TRUE,FALSE),2)","v":44.666666666666664},{"$f":"((($I$16-1)/3)*((AY187*$J$16+AZ187)-(AY184*$J$16+AZ184)))+(AY184*$J$16+AZ184)","v":45.672839506172835},4,500,73,{"$f":"INDEX(LINEST(BD186:BD187,BC186:BC187,TRUE,FALSE),1)","v":2.6666666666666672E-2},{"$f":"INDEX(LINEST(BD186:BD187,BC186:BC187,TRUE,FALSE),2)","v":59.666666666666664},{"$f":"((($I$16-1)/3)*((BE187*$J$16+BF187)-(BE184*$J$16+BF184)))+(BE184*$J$16+BF184)","v":65.164609053497941}]
[null,10,100,63,null,null,null,10,100,59,null,null,null,10,100,57,null,null,null,null,10,100,58,null,null,null,10,100,null,54,null,null,null,10,100,51,null,null,null,null,10,100,48,null,null,null,10,100,45,null,null,null,null,10,100,60]
[null,10,200,77,{"$f":"INDEX(LINEST(D188:D189,C188:C189,TRUE,FALSE),1)","v":0.14000000000000004},{"$f":"INDEX(LINEST(D188:D189,C188:C189,TRUE,FALSE),2)","v":48.999999999999993},{"$f":"((($I$16-4)/6)*((E189*$J$16+F189)-(E186*$J$16+F186)))+(E186*$J$16+F186)","v":59.753086419753089},10,200,66,{"$f":"INDEX(LINEST(J188:J189,I188:I189,TRUE,FALSE),1)","v":7.0000000000000021E-2},{"$f":"INDEX(LINEST(J188:J189,I188:I189,TRUE,FALSE),2)","v":52},{"$f":"((($I$16-4)/6)*((K189*$J$16+L189)-(K186*$J$16+L186)))+(K186*$J$16+L186)","v":52.253086419753089},10,200,64,{"$f":"INDEX(LINEST(P188:P189,O188:O189,TRUE,FALSE),1)","v":7.0000000000000021E-2},{"$f":"INDEX(LINEST(P188:P189,O188:O189,TRUE,FALSE),2)","v":50},null,{"$f":"((($I$16-4)/6)*((Q189*$J$16+R189)-(Q186*$J$16+R186)))+(Q186*$J$16+R186)","v":54.095679012345677},10,200,64,{"$f":"INDEX(LINEST(W188:W189,V188:V189,TRUE,FALSE),1)","v":5.9999999999999991E-2},{"$f":"INDEX(LINEST(W188:W189,V188:V189,TRUE,FALSE),2)","v":52},{"$f":"((($I$16-4)/6)*((X189*$J$16+Y189)-(X186*$J$16+Y186)))+(X186*$J$16+Y186)","v":55.876543209876544},10,200,null,61,{"$f":"INDEX(LINEST(AD188:AD189,AB188:AB189,TRUE,FALSE),1)","v":7.0000000000000021E-2},{"$f":"INDEX(LINEST(AD188:AD189,AB188:AB189,TRUE,FALSE),2)","v":47},{"$f":"((($I$16-4)/6)*((AE189*$J$16+AF189)-(AE186*$J$16+AF186)))+(AE186*$J$16+AF186)","v":56.219135802469133},10,200,62,{"$f":"INDEX(LINEST(AJ188:AJ189,AI188:AI189,TRUE,FALSE),1)","v":0.11000000000000001},{"$f":"INDEX(LINEST(AJ188:AJ189,AI188:AI189,TRUE,FALSE),2)","v":40},{"$f":"((($I$16-4)/6)*((AK189*$J$16+AL189)-(AK186*$J$16+AL186)))+(AK186*$J$16+AL186)","v":57.780864197530867},null,10,200,58,{"$f":"INDEX(LINEST(AQ188:AQ189,AP188:AP189,TRUE,FALSE),1)","v":0.1},{"$f":"INDEX(LINEST(AQ188:AQ189,AP188:AP189,TRUE,FALSE),2)","v":38},{"$f":"((($I$16-4)/6)*((AR189*$J$16+AS189)-(AR186*$J$16+AS186)))+(AR186*$J$16+AS186)","v":51.719135802469133},10,200,55,null,{"$f":"INDEX(LINEST(AW188:AW189,AV188:AV189,TRUE,FALSE),1)","v":0.1},{"$f":"INDEX(LINEST(AW188:AW189,AV188:AV189,TRUE,FALSE),2)","v":35},{"$f":"((($I$16-4)/6)*((AY189*$J$16+AZ189)-(AY186*$J$16+AZ186)))+(AY186*$J$16+AZ186)","v":44.876543209876544},10,200,68,{"$f":"INDEX(LINEST(BD188:BD189,BC188:BC189,TRUE,FALSE),1)","v":8.0000000000000016E-2},{"$f":"INDEX(LINEST(BD188:BD189,BC188:BC189,TRUE,FALSE),2)","v":52},{"$f":"((($I$16-4)/6)*((BE189*$J$16+BF189)-(BE186*$J$16+BF186)))+(BE186*$J$16+BF186)","v":61.438271604938272}]
[null,10,500,80,{"$f":"INDEX(LINEST(D189:D190,C189:C190,TRUE,FALSE),1)","v":1.0000000000000004E-2},{"$f":"INDEX(LINEST(D189:D190,C189:C190,TRUE,FALSE),2)","v":75},{"$f":"((($I$16-4)/6)*((E190*$J$16+F190)-(E187*$J$16+F187)))+(E187*$J$16+F187)","v":59.208333333333336},10,500,75,{"$f":"INDEX(LINEST(J189:J190,I189:I190,TRUE,FALSE),1)","v":0.03},{"$f":"INDEX(LINEST(J189:J190,I189:I190,TRUE,FALSE),2)","v":60},{"$f":"((($I$16-4)/6)*((K190*$J$16+L190)-(K187*$J$16+L187)))+(K187*$J$16+L187)","v":55.533950617283949},10,500,74,{"$f":"INDEX(LINEST(P189:P190,O189:O190,TRUE,FALSE),1)","v":3.3333333333333333E-2},{"$f":"INDEX(LINEST(P189:P190,O189:O190,TRUE,FALSE),2)","v":57.333333333333336},null,{"$f":"((($I$16-4)/6)*((Q190*$J$16+R190)-(Q187*$J$16+R187)))+(Q187*$J$16+R187)","v":56.996399176954732},10,500,73,{"$f":"INDEX(LINEST(W189:W190,V189:V190,TRUE,FALSE),1)","v":0.03},{"$f":"INDEX(LINEST(W189:W190,V189:V190,TRUE,FALSE),2)","v":58},{"$f":"((($I$16-4)/6)*((X190*$J$16+Y190)-(X187*$J$16+Y187)))+(X187*$J$16+Y187)","v":59.511316872427983},10,500,null,71,{"$f":"INDEX(LINEST(AD189:AD190,AB189:AB190,TRUE,FALSE),1)","v":3.3333333333333333E-2},{"$f":"INDEX(LINEST(AD189:AD190,AB189:AB190,TRUE,FALSE),2)","v":54.333333333333336},{"$f":"((($I$16-4)/6)*((AE190*$J$16+AF190)-(AE187*$J$16+AF187)))+(AE187*$J$16+AF187)","v":57.412037037037038},10,500,69,{"$f":"INDEX(LINEST(AJ189:AJ190,AI189:AI190,TRUE,FALSE),1)","v":2.3333333333333331E-2},{"$f":"INDEX(LINEST(AJ189:AJ190,AI189:AI190,TRUE,FALSE),2)","v":57.333333333333336},{"$f":"((($I$16-4)/6)*((AK190*$J$16+AL190)-(AK187*$J$16+AL187)))+(AK187*$J$16+AL187)","v":58.271604938271608},null,10,500,68,{"$f":"INDEX(LINEST(AQ189:AQ190,AP189:AP190,TRUE,FALSE),1)","v":3.3333333333333333E-2},{"$f":"INDEX(LINEST(AQ189:AQ190,AP189:AP190,TRUE,FALSE),2)","v":51.333333333333336},{"$f":"((($I$16-4)/6)*((AR190*$J$16+AS190)-(AR187*$J$16+AS187)))+(AR187*$J$16+AS187)","v":54.83899176954732},10,500,69,null,{"$f":"INDEX(LINEST(AW189:AW190,AV189:AV190,TRUE,FALSE),1)","v":4.6666666666666662E-2},{"$f":"INDEX(LINEST(AW189:AW190,AV189:AV190,TRUE,FALSE),2)","v":45.666666666666671},{"$f":"((($I$16-4)/6)*((AY190*$J$16+AZ190)-(AY187*$J$16+AZ187)))+(AY187*$J$16+AZ187)","v":49.464506172839499},10,500,77,{"$f":"INDEX(LINEST(BD189:BD190,BC189:BC190,TRUE,FALSE),1)","v":0.03},{"$f":"INDEX(LINEST(BD189:BD190,BC189:BC190,TRUE,FALSE),2)","v":62},{"$f":"((($I$16-4)/6)*((BE190*$J$16+BF190)-(BE187*$J$16+BF187)))+(BE187*$J$16+BF187)","v":62.870884773662546}]
[]
["800x200",1,100,{"$f":"D182+1","v":49},null,null,null,1,100,{"$f":"J182+1","v":48},null,null,null,1,100,{"$f":"P182+1","v":52},null,null,null,null,1,100,{"$f":"W182+1","v":50},null,null,null,1,100,null,{"$f":"AD182+1","v":54},null,null,null,1,100,{"$f":"AJ182+1","v":54},null,null,null,null,1,100,{"$f":"AQ182+1","v":41},null,null,null,1,100,{"$f":"AW182+1","v":40},null,null,null,null,1,100,{"$f":"BD182+1","v":58}]
[null,1,200,{"$f":"D183+1","v":53},{"$f":"INDEX(LINEST(D192:D193,C192:C193,TRUE,FALSE),1)","v":4.0000000000000008E-2},{"$f":"INDEX(LINEST(D192:D193,C192:C193,TRUE,FALSE),2)","v":45},null,1,200,{"$f":"J183+1","v":49},{"$f":"INDEX(LINEST(J192:J193,I192:I193,TRUE,FALSE),1)","v":1.0000000000000002E-2},{"$f":"INDEX(LINEST(J192:J193,I192:I193,TRUE,FALSE),2)","v":47},null,1,200,{"$f":"P183+1","v":58},{"$f":"INDEX(LINEST(P192:P193,O192:O193,TRUE,FALSE),1)","v":5.9999999999999991E-2},{"$f":"INDEX(LINEST(P192:P193,O192:O193,TRUE,FALSE),2)","v":46},null,null,1,200,{"$f":"W183+1","v":56},{"$f":"INDEX(LINEST(W192:W193,V192:V193,TRUE,FALSE),1)","v":5.9999999999999991E-2},{"$f":"INDEX(LINEST(W192:W193,V192:V193,TRUE,FALSE),2)","v":44},null,1,200,null,{"$f":"AD183+1","v":55},{"$f":"INDEX(LINEST(AD192:AD193,AB192:AB193,TRUE,FALSE),1)","v":1.0000000000000002E-2},{"$f":"INDEX(LINEST(AD192:AD193,AB192:AB193,TRUE,FALSE),2)","v":53},null,1,200,{"$f":"AJ183+1","v":66},{"$f":"INDEX(LINEST(AJ192:AJ193,AI192:AI193,TRUE,FALSE),1)","v":0.11999999999999998},{"$f":"INDEX(LINEST(AJ192:AJ193,AI192:AI193,TRUE,FALSE),2)","v":42},null,null,1,200,{"$f":"AQ183+1","v":49},{"$f":"INDEX(LINEST(AQ192:AQ193,AP192:AP193,TRUE,FALSE),1)","v":8.0000000000000016E-2},{"$f":"INDEX(LINEST(AQ192:AQ193,AP192:AP193,TRUE,FALSE),2)","v":33},null,1,200,{"$f":"AW183+1","v":45},null,{"$f":"INDEX(LINEST(AW192:AW193,AV192:AV193,TRUE,FALSE),1)","v":0.05},{"$f":"INDEX(LINEST(AW192:AW193,AV192:AV193,TRUE,FALSE),2)","v":35},null,1,200,{"$f":"BD183+1","v":68},{"$f":"INDEX(LINEST(BD192:BD193,BC192:BC193,TRUE,FALSE),1)","v":0.1},{"$f":"INDEX(LINEST(BD192:BD193,BC192:BC193,TRUE,FALSE),2)","v":48}]
[null,1,500,57,{"$f":"INDEX(LINEST(D193:D194,C193:C194,TRUE,FALSE),1)","v":1.3333333333333336E-2},{"$f":"INDEX(LINEST(D193:D194,C193:C194,TRUE,FALSE),2)","v":50.333333333333329},null,1,500,53,{"$f":"INDEX(LINEST(J193:J194,I193:I194,TRUE,FALSE),1)","v":1.3333333333333336E-2},{"$f":"INDEX(LINEST(J193:J194,I193:I194,TRUE,FALSE),2)","v":46.333333333333329},null,1,500,62,{"$f":"INDEX(LINEST(P193:P194,O193:O194,TRUE,FALSE),1)","v":1.3333333333333336E-2},{"$f":"INDEX(LINEST(P193:P194,O193:O194,TRUE,FALSE),2)","v":55.333333333333329},null,null,1,500,64,{"$f":"INDEX(LINEST(W193:W194,V193:V194,TRUE,FALSE),1)","v":2.6666666666666672E-2},{"$f":"INDEX(LINEST(W193:W194,V193:V194,TRUE,FALSE),2)","v":50.666666666666664},null,1,500,null,62,{"$f":"INDEX(LINEST(AD193:AD194,AB193:AB194,TRUE,FALSE),1)","v":2.3333333333333331E-2},{"$f":"INDEX(LINEST(AD193:AD194,AB193:AB194,TRUE,FALSE),2)","v":50.333333333333336},null,1,500,70,{"$f":"INDEX(LINEST(AJ193:AJ194,AI193:AI194,TRUE,FALSE),1)","v":1.3333333333333336E-2},{"$f":"INDEX(LINEST(AJ193:AJ194,AI193:AI194,TRUE,FALSE),2)","v":63.333333333333329},null,null,1,500,56,{"$f":"INDEX(LINEST(AQ193:AQ194,AP193:AP194,TRUE,FALSE),1)","v":2.3333333333333331E-2},{"$f":"INDEX(LINEST(AQ193:AQ194,AP193:AP194,TRUE,FALSE),2)","v":44.333333333333336},null,1,500,56,null,{"$f":"INDEX(LINEST(AW193:AW194,AV193:AV194,TRUE,FALSE),1)","v":3.6666666666666674E-2},{"$f":"INDEX(LINEST(AW193:AW194,AV193:AV194,TRUE,FALSE),2)","v":37.666666666666664},null,1,500,72,{"$f":"INDEX(LINEST(BD193:BD194,BC193:BC194,TRUE,FALSE),1)","v":1.3333333333333336E-2},{"$f":"INDEX(LINEST(BD193:BD194,BC193:BC194,TRUE,FALSE),2)","v":65.333333333333329}]
[null,4,100,61,null,null,null,4,100,52,null,null,null,4,100,53,null,null,null,null,4,100,54,null,null,null,4,100,null,55,null,null,null,4,100,56,null,null,null,null,4,100,48,null,null,null,4,100,41,null,null,null,null,4,100,60]
[null,4,200,65,{"$f":"INDEX(LINEST(D195:D196,C195:C196,TRUE,FALSE),1)","v":4.0000000000000008E-2},{"$f":"INDEX(LINEST(D195:D196,C195:C196,TRUE,FALSE),2)","v":57},{"$f":"((($I$17-1)/3)*((E196*$J$17+F196)-(E193*$J$17+F193)))+(E193*$J$17+F193)","v":53.944444444444443},4,200,59,{"$f":"INDEX(LINEST(J195:J196,I195:I196,TRUE,FALSE),1)","v":7.0000000000000021E-2},{"$f":"INDEX(LINEST(J195:J196,I195:I196,TRUE,FALSE),2)","v":45},{"$f":"((($I$17-1)/3)*((K196*$J$17+L196)-(K193*$J$17+L193)))+(K193*$J$17+L193)","v":50.217592592592595},4,200,60,{"$f":"INDEX(LINEST(P195:P196,O195:O196,TRUE,FALSE),1)","v":7.0000000000000021E-2},{"$f":"INDEX(LINEST(P195:P196,O195:O196,TRUE,FALSE),2)","v":46},null,{"$f":"((($I$17-1)/3)*((Q196*$J$17+R196)-(Q193*$J$17+R193)))+(Q193*$J$17+R193)","v":55.368055555555557},4,200,62,{"$f":"INDEX(LINEST(W195:W196,V195:V196,TRUE,FALSE),1)","v":8.0000000000000016E-2},{"$f":"INDEX(LINEST(W195:W196,V195:V196,TRUE,FALSE),2)","v":46},{"$f":"((($I$17-1)/3)*((X196*$J$17+Y196)-(X193*$J$17+Y193)))+(X193*$J$17+Y193)","v":54.226851851851848},4,200,null,60,{"$f":"INDEX(LINEST(AD195:AD196,AB195:AB196,TRUE,FALSE),1)","v":0.05},{"$f":"INDEX(LINEST(AD195:AD196,AB195:AB196,TRUE,FALSE),2)","v":50},{"$f":"((($I$17-1)/3)*((AE196*$J$17+AF196)-(AE193*$J$17+AF193)))+(AE193*$J$17+AF193)","v":55.236111111111114},4,200,61,{"$f":"INDEX(LINEST(AJ195:AJ196,AI195:AI196,TRUE,FALSE),1)","v":0.05},{"$f":"INDEX(LINEST(AJ195:AJ196,AI195:AI196,TRUE,FALSE),2)","v":51},{"$f":"((($I$17-1)/3)*((AK196*$J$17+AL196)-(AK193*$J$17+AL193)))+(AK193*$J$17+AL193)","v":59.631944444444443},null,4,200,58,{"$f":"INDEX(LINEST(AQ195:AQ196,AP195:AP196,TRUE,FALSE),1)","v":0.1},{"$f":"INDEX(LINEST(AQ195:AQ196,AP195:AP196,TRUE,FALSE),2)","v":38},{"$f":"((($I$17-1)/3)*((AR196*$J$17+AS196)-(AR193*$J$17+AS193)))+(AR193*$J$17+AS193)","v":46.962962962962962},4,200,53,null,{"$f":"INDEX(LINEST(AW195:AW196,AV195:AV196,TRUE,FALSE),1)","v":0.11999999999999998},{"$f":"INDEX(LINEST(AW195:AW196,AV195:AV196,TRUE,FALSE),2)","v":29.000000000000004},{"$f":"((($I$17-1)/3)*((AY196*$J$17+AZ196)-(AY193*$J$17+AZ193)))+(AY193*$J$17+AZ193)","v":43.604166666666664},4,200,66,{"$f":"INDEX(LINEST(BD195:BD196,BC195:BC196,TRUE,FALSE),1)","v":5.9999999999999991E-2},{"$f":"INDEX(LINEST(BD195:BD196,BC195:BC196,TRUE,FALSE),2)","v":54},{"$f":"((($I$17-1)/3)*((BE196*$J$17+BF196)-(BE193*$J$17+BF193)))+(BE193*$J$17+BF193)","v":63}]
[null,4,500,71,{"$f":"INDEX(LINEST(D196:D197,C196:C197,TRUE,FALSE),1)","v":2.0000000000000007E-2},{"$f":"INDEX(LINEST(D196:D197,C196:C197,TRUE,FALSE),2)","v":61},{"$f":"((($I$17-1)/3)*((E197*$J$17+F197)-(E194*$J$17+F194)))+(E194*$J$17+F194)","v":55.19598765432098},4,500,62,{"$f":"INDEX(LINEST(J196:J197,I196:I197,TRUE,FALSE),1)","v":1.0000000000000004E-2},{"$f":"INDEX(LINEST(J196:J197,I196:I197,TRUE,FALSE),2)","v":57},{"$f":"((($I$17-1)/3)*((K197*$J$17+L197)-(K194*$J$17+L194)))+(K194*$J$17+L194)","v":50.82793209876543},4,500,65,{"$f":"INDEX(LINEST(P196:P197,O196:O197,TRUE,FALSE),1)","v":1.6666666666666666E-2},{"$f":"INDEX(LINEST(P196:P197,O196:O197,TRUE,FALSE),2)","v":56.666666666666664},null,{"$f":"((($I$17-1)/3)*((Q197*$J$17+R197)-(Q194*$J$17+R194)))+(Q194*$J$17+R194)","v":57.783179012345677},4,500,67,{"$f":"INDEX(LINEST(W196:W197,V196:V197,TRUE,FALSE),1)","v":1.6666666666666666E-2},{"$f":"INDEX(LINEST(W196:W197,V196:V197,TRUE,FALSE),2)","v":58.666666666666664},{"$f":"((($I$17-1)/3)*((X197*$J$17+Y197)-(X194*$J$17+Y194)))+(X194*$J$17+Y194)","v":56.261574074074069},4,500,null,67,{"$f":"INDEX(LINEST(AD196:AD197,AB196:AB197,TRUE,FALSE),1)","v":2.3333333333333331E-2},{"$f":"INDEX(LINEST(AD196:AD197,AB196:AB197,TRUE,FALSE),2)","v":55.333333333333336},{"$f":"((($I$17-1)/3)*((AE197*$J$17+AF197)-(AE194*$J$17+AF194)))+(AE194*$J$17+AF194)","v":55.06018518518519},4,500,68,{"$f":"INDEX(LINEST(AJ196:AJ197,AI196:AI197,TRUE,FALSE),1)","v":2.3333333333333331E-2},{"$f":"INDEX(LINEST(AJ196:AJ197,AI196:AI197,TRUE,FALSE),2)","v":56.333333333333336},{"$f":"((($I$17-1)/3)*((AK197*$J$17+AL197)-(AK194*$J$17+AL194)))+(AK194*$J$17+AL194)","v":63.983796296296291},null,4,500,69,{"$f":"INDEX(LINEST(AQ196:AQ197,AP196:AP197,TRUE,FALSE),1)","v":3.6666666666666674E-2},{"$f":"INDEX(LINEST(AQ196:AQ197,AP196:AP197,TRUE,FALSE),2)","v":50.666666666666664},{"$f":"((($I$17-1)/3)*((AR197*$J$17+AS197)-(AR194*$J$17+AS194)))+(AR194*$J$17+AS194)","v":49.878086419753089},4,500,64,null,{"$f":"INDEX(LINEST(AW196:AW197,AV196:AV197,TRUE,FALSE),1)","v":3.6666666666666674E-2},{"$f":"INDEX(LINEST(AW196:AW197,AV196:AV197,TRUE,FALSE),2)","v":45.666666666666664},{"$f":"((($I$17-1)/3)*((AY197*$J$17+AZ197)-(AY194*$J$17+AZ194)))+(AY194*$J$17+AZ194)","v":45.129629629629626},4,500,74,{"$f":"INDEX(LINEST(BD196:BD197,BC196:BC197,TRUE,FALSE),1)","v":2.6666666666666672E-2},{"$f":"INDEX(LINEST(BD196:BD197,BC196:BC197,TRUE,FALSE),2)","v":60.666666666666664},{"$f":"((($I$17-1)/3)*((BE197*$J$17+BF197)-(BE194*$J$17+BF194)))+(BE194*$J$17+BF194)","v":66.679012345679013}]
[null,10,100,64,null,null,null,10,100,60,null,null,null,10,100,58,null,null,null,null,10,100,59,null,null,null,10,100,null,55,null,null,null,10,100,52,null,null,null,null,10,100,49,null,null,null,10,100,46,null,null,null,null,10,100,61]
[null,10,200,78,{"$f":"INDEX(LINEST(D198:D199,C198:C199,TRUE,FALSE),1)","v":0.14000000000000004},{"$f":"INDEX(LINEST(D198:D199,C198:C199,TRUE,FALSE),2)","v":49.999999999999993},{"$f":"((($I$17-4)/6)*((E199*$J$17+F199)-(E196*$J$17+F196)))+(E196*$J$17+F196)","v":59.981481481481481},10,200,67,{"$f":"INDEX(LINEST(J198:J199,I198:I199,TRUE,FALSE),1)","v":7.0000000000000021E-2},{"$f":"INDEX(LINEST(J198:J199,I198:I199,TRUE,FALSE),2)","v":53},{"$f":"((($I$17-4)/6)*((K199*$J$17+L199)-(K196*$J$17+L196)))+(K196*$J$17+L196)","v":52.481481481481481},10,200,65,{"$f":"INDEX(LINEST(P198:P199,O198:O199,TRUE,FALSE),1)","v":7.0000000000000021E-2},{"$f":"INDEX(LINEST(P198:P199,O198:O199,TRUE,FALSE),2)","v":51},null,{"$f":"((($I$17-4)/6)*((Q199*$J$17+R199)-(Q196*$J$17+R196)))+(Q196*$J$17+R196)","v":54.613425925925924},10,200,65,{"$f":"INDEX(LINEST(W198:W199,V198:V199,TRUE,FALSE),1)","v":5.9999999999999991E-2},{"$f":"INDEX(LINEST(W198:W199,V198:V199,TRUE,FALSE),2)","v":53},{"$f":"((($I$17-4)/6)*((X199*$J$17+Y199)-(X196*$J$17+Y196)))+(X196*$J$17+Y196)","v":56.49074074074074},10,200,null,62,{"$f":"INDEX(LINEST(AD198:AD199,AB198:AB199,TRUE,FALSE),1)","v":7.0000000000000021E-2},{"$f":"INDEX(LINEST(AD198:AD199,AB198:AB199,TRUE,FALSE),2)","v":48},{"$f":"((($I$17-4)/6)*((AE199*$J$17+AF199)-(AE196*$J$17+AF196)))+(AE196*$J$17+AF196)","v":57.122685185185183},10,200,63,{"$f":"INDEX(LINEST(AJ198:AJ199,AI198:AI199,TRUE,FALSE),1)","v":0.11000000000000001},{"$f":"INDEX(LINEST(AJ198:AJ199,AI198:AI199,TRUE,FALSE),2)","v":41},{"$f":"((($I$17-4)/6)*((AK199*$J$17+AL199)-(AK196*$J$17+AL196)))+(AK196*$J$17+AL196)","v":58.877314814814817},null,10,200,59,{"$f":"INDEX(LINEST(AQ198:AQ199,AP198:AP199,TRUE,FALSE),1)","v":0.1},{"$f":"INDEX(LINEST(AQ198:AQ199,AP198:AP199,TRUE,FALSE),2)","v":39},{"$f":"((($I$17-4)/6)*((AR199*$J$17+AS199)-(AR196*$J$17+AS196)))+(AR196*$J$17+AS196)","v":52.622685185185183},10,200,56,null,{"$f":"INDEX(LINEST(AW198:AW199,AV198:AV199,TRUE,FALSE),1)","v":0.1},{"$f":"INDEX(LINEST(AW198:AW199,AV198:AV199,TRUE,FALSE),2)","v":36},{"$f":"((($I$17-4)/6)*((AY199*$J$17+AZ199)-(AY196*$J$17+AZ196)))+(AY196*$J$17+AZ196)","v":45.49074074074074},10,200,69,{"$f":"INDEX(LINEST(BD198:BD199,BC198:BC199,TRUE,FALSE),1)","v":8.0000000000000016E-2},{"$f":"INDEX(LINEST(BD198:BD199,BC198:BC199,TRUE,FALSE),2)","v":53},{"$f":"((($I$17-4)/6)*((BE199*$J$17+BF199)-(BE196*$J$17+BF196)))+(BE196*$J$17+BF196)","v":62.245370370370367}]
[null,10,500,81,{"$f":"INDEX(LINEST(D199:D200,C199:C200,TRUE,FALSE),1)","v":1.0000000000000004E-2},{"$f":"INDEX(LINEST(D199:D200,C199:C200,TRUE,FALSE),2)","v":76},{"$f":"((($I$17-4)/6)*((E200*$J$17+F200)-(E197*$J$17+F197)))+(E197*$J$17+F197)","v":58.90625},10,500,76,{"$f":"INDEX(LINEST(J199:J200,I199:I200,TRUE,FALSE),1)","v":0.03},{"$f":"INDEX(LINEST(J199:J200,I199:I200,TRUE,FALSE),2)","v":61},{"$f":"((($I$17-4)/6)*((K200*$J$17+L200)-(K197*$J$17+L197)))+(K197*$J$17+L197)","v":55.858796296296298},10,500,75,{"$f":"INDEX(LINEST(P199:P200,O199:O200,TRUE,FALSE),1)","v":3.3333333333333333E-2},{"$f":"INDEX(LINEST(P199:P200,O199:O200,TRUE,FALSE),2)","v":58.333333333333336},null,{"$f":"((($I$17-4)/6)*((Q200*$J$17+R200)-(Q197*$J$17+R197)))+(Q197*$J$17+R197)","v":57.594521604938265},10,500,74,{"$f":"INDEX(LINEST(W199:W200,V199:V200,TRUE,FALSE),1)","v":0.03},{"$f":"INDEX(LINEST(W199:W200,V199:V200,TRUE,FALSE),2)","v":59},{"$f":"((($I$17-4)/6)*((X200*$J$17+Y200)-(X197*$J$17+Y197)))+(X197*$J$17+Y197)","v":60.286265432098759},10,500,null,72,{"$f":"INDEX(LINEST(AD199:AD200,AB199:AB200,TRUE,FALSE),1)","v":3.3333333333333333E-2},{"$f":"INDEX(LINEST(AD199:AD200,AB199:AB200,TRUE,FALSE),2)","v":55.333333333333336},{"$f":"((($I$17-4)/6)*((AE200*$J$17+AF200)-(AE197*$J$17+AF197)))+(AE197*$J$17+AF197)","v":58.267361111111114},10,500,70,{"$f":"INDEX(LINEST(AJ199:AJ200,AI199:AI200,TRUE,FALSE),1)","v":2.3333333333333331E-2},{"$f":"INDEX(LINEST(AJ199:AJ200,AI199:AI200,TRUE,FALSE),2)","v":58.333333333333336},{"$f":"((($I$17-4)/6)*((AK200*$J$17+AL200)-(AK197*$J$17+AL197)))+(AK197*$J$17+AL197)","v":59.078703703703709},null,10,500,69,{"$f":"INDEX(LINEST(AQ199:AQ200,AP199:AP200,TRUE,FALSE),1)","v":3.3333333333333333E-2},{"$f":"INDEX(LINEST(AQ199:AQ200,AP199:AP200,TRUE,FALSE),2)","v":52.333333333333336},{"$f":"((($I$17-4)/6)*((AR200*$J$17+AS200)-(AR197*$J$17+AS197)))+(AR197*$J$17+AS197)","v":55.726466049382715},10,500,70,null,{"$f":"INDEX(LINEST(AW199:AW200,AV199:AV200,TRUE,FALSE),1)","v":4.6666666666666662E-2},{"$f":"INDEX(LINEST(AW199:AW200,AV199:AV200,TRUE,FALSE),2)","v":46.666666666666671},{"$f":"((($I$17-4)/6)*((AY200*$J$17+AZ200)-(AY197*$J$17+AZ197)))+(AY197*$J$17+AZ197)","v":50.223379629629626},10,500,78,{"$f":"INDEX(LINEST(BD199:BD200,BC199:BC200,TRUE,FALSE),1)","v":0.03},{"$f":"INDEX(LINEST(BD199:BD200,BC199:BC200,TRUE,FALSE),2)","v":63},{"$f":"((($I$17-4)/6)*((BE200*$J$17+BF200)-(BE197*$J$17+BF197)))+(BE197*$J$17+BF197)","v":63.597608024691361}]
[]
["300x250",1,100,{"$f":"D212-1","v":46},null,null,null,1,100,{"$f":"J212-1","v":45},null,null,null,1,100,{"$f":"P212-1","v":48},null,null,null,null,1,100,{"$f":"W212-1","v":47},null,null,null,1,100,null,{"$f":"AD212-1","v":52},null,null,null,1,100,{"$f":"AJ212-1","v":50},null,null,null,null,1,100,{"$f":"AQ212-1","v":37},null,null,null,1,100,{"$f":"AW212-1","v":36},null,null,null,null,1,100,{"$f":"BD212-1","v":55}]
[null,1,200,{"$f":"D213-1","v":49},{"$f":"INDEX(LINEST(D202:D203,C202:C203,TRUE,FALSE),1)","v":2.9999999999999995E-2},{"$f":"INDEX(LINEST(D202:D203,C202:C203,TRUE,FALSE),2)","v":43},null,1,200,{"$f":"J213-1","v":47},{"$f":"INDEX(LINEST(J202:J203,I202:I203,TRUE,FALSE),1)","v":2.0000000000000004E-2},{"$f":"INDEX(LINEST(J202:J203,I202:I203,TRUE,FALSE),2)","v":43},null,1,200,{"$f":"P213-1","v":54},{"$f":"INDEX(LINEST(P202:P203,O202:O203,TRUE,FALSE),1)","v":5.9999999999999991E-2},{"$f":"INDEX(LINEST(P202:P203,O202:O203,TRUE,FALSE),2)","v":42},null,null,1,200,{"$f":"W213-1","v":53},{"$f":"INDEX(LINEST(W202:W203,V202:V203,TRUE,FALSE),1)","v":5.9999999999999991E-2},{"$f":"INDEX(LINEST(W202:W203,V202:V203,TRUE,FALSE),2)","v":41},null,1,200,null,{"$f":"AD213-1","v":53},{"$f":"INDEX(LINEST(AD202:AD203,AB202:AB203,TRUE,FALSE),1)","v":1.0000000000000002E-2},{"$f":"INDEX(LINEST(AD202:AD203,AB202:AB203,TRUE,FALSE),2)","v":51},null,1,200,{"$f":"AJ213-1","v":62},{"$f":"INDEX(LINEST(AJ202:AJ203,AI202:AI203,TRUE,FALSE),1)","v":0.11999999999999998},{"$f":"INDEX(LINEST(AJ202:AJ203,AI202:AI203,TRUE,FALSE),2)","v":38},null,null,1,200,{"$f":"AQ213-1","v":46},{"$f":"INDEX(LINEST(AQ202:AQ203,AP202:AP203,TRUE,FALSE),1)","v":0.09},{"$f":"INDEX(LINEST(AQ202:AQ203,AP202:AP203,TRUE,FALSE),2)","v":28},null,1,200,{"$f":"AW213-1","v":42},null,{"$f":"INDEX(LINEST(AW202:AW203,AV202:AV203,TRUE,FALSE),1)","v":5.9999999999999991E-2},{"$f":"INDEX(LINEST(AW202:AW203,AV202:AV203,TRUE,FALSE),2)","v":30},null,1,200,{"$f":"BD213-1","v":64},{"$f":"INDEX(LINEST(BD202:BD203,BC202:BC203,TRUE,FALSE),1)","v":0.09},{"$f":"INDEX(LINEST(BD202:BD203,BC202:BC203,TRUE,FALSE),2)","v":46}]
[null,1,500,54,{"$f":"INDEX(LINEST(D203:D204,C203:C204,TRUE,FALSE),1)","v":1.6666666666666666E-2},{"$f":"INDEX(LINEST(D203:D204,C203:C204,TRUE,FALSE),2)","v":45.666666666666664},null,1,500,50,{"$f":"INDEX(LINEST(J203:J204,I203:I204,TRUE,FALSE),1)","v":1.0000000000000004E-2},{"$f":"INDEX(LINEST(J203:J204,I203:I204,TRUE,FALSE),2)","v":45},null,1,500,59,{"$f":"INDEX(LINEST(P203:P204,O203:O204,TRUE,FALSE),1)","v":1.6666666666666666E-2},{"$f":"INDEX(LINEST(P203:P204,O203:O204,TRUE,FALSE),2)","v":50.666666666666664},null,null,1,500,61,{"$f":"INDEX(LINEST(W203:W204,V203:V204,TRUE,FALSE),1)","v":2.6666666666666672E-2},{"$f":"INDEX(LINEST(W203:W204,V203:V204,TRUE,FALSE),2)","v":47.666666666666664},null,1,500,null,59,{"$f":"INDEX(LINEST(AD203:AD204,AB203:AB204,TRUE,FALSE),1)","v":2.0000000000000007E-2},{"$f":"INDEX(LINEST(AD203:AD204,AB203:AB204,TRUE,FALSE),2)","v":49},null,1,500,66,{"$f":"INDEX(LINEST(AJ203:AJ204,AI203:AI204,TRUE,FALSE),1)","v":1.3333333333333336E-2},{"$f":"INDEX(LINEST(AJ203:AJ204,AI203:AI204,TRUE,FALSE),2)","v":59.333333333333329},null,null,1,500,55,{"$f":"INDEX(LINEST(AQ203:AQ204,AP203:AP204,TRUE,FALSE),1)","v":0.03},{"$f":"INDEX(LINEST(AQ203:AQ204,AP203:AP204,TRUE,FALSE),2)","v":40},null,1,500,53,null,{"$f":"INDEX(LINEST(AW203:AW204,AV203:AV204,TRUE,FALSE),1)","v":3.6666666666666674E-2},{"$f":"INDEX(LINEST(AW203:AW204,AV203:AV204,TRUE,FALSE),2)","v":34.666666666666664},null,1,500,69,{"$f":"INDEX(LINEST(BD203:BD204,BC203:BC204,TRUE,FALSE),1)","v":1.6666666666666666E-2},{"$f":"INDEX(LINEST(BD203:BD204,BC203:BC204,TRUE,FALSE),2)","v":60.666666666666664}]
[null,4,100,56,null,null,null,4,100,49,null,null,null,4,100,51,null,null,null,null,4,100,52,null,null,null,4,100,null,52,null,null,null,4,100,52,null,null,null,null,4,100,44,null,null,null,4,100,41,null,null,null,null,4,100,57]
[null,4,200,61,{"$f":"INDEX(LINEST(D205:D206,C205:C206,TRUE,FALSE),1)","v":0.05},{"$f":"INDEX(LINEST(D205:D206,C205:C206,TRUE,FALSE),2)","v":51},{"$f":"((($I$18-1)/3)*((E206*$J$18+F206)-(E203*$J$18+F203)))+(E203*$J$18+F203)","v":57.413580246913583},4,200,56,{"$f":"INDEX(LINEST(J205:J206,I205:I206,TRUE,FALSE),1)","v":7.0000000000000021E-2},{"$f":"INDEX(LINEST(J205:J206,I205:I206,TRUE,FALSE),2)","v":42},{"$f":"((($I$18-1)/3)*((K206*$J$18+L206)-(K203*$J$18+L203)))+(K203*$J$18+L203)","v":51.858024691358025},4,200,58,{"$f":"INDEX(LINEST(P205:P206,O205:O206,TRUE,FALSE),1)","v":7.0000000000000021E-2},{"$f":"INDEX(LINEST(P205:P206,O205:O206,TRUE,FALSE),2)","v":44},null,{"$f":"((($I$18-1)/3)*((Q206*$J$18+R206)-(Q203*$J$18+R203)))+(Q203*$J$18+R203)","v":54.154320987654323},4,200,60,{"$f":"INDEX(LINEST(W205:W206,V205:V206,TRUE,FALSE),1)","v":8.0000000000000016E-2},{"$f":"INDEX(LINEST(W205:W206,V205:V206,TRUE,FALSE),2)","v":44},{"$f":"((($I$18-1)/3)*((X206*$J$18+Y206)-(X203*$J$18+Y203)))+(X203*$J$18+Y203)","v":55.407407407407405},4,200,null,58,{"$f":"INDEX(LINEST(AD205:AD206,AB205:AB206,TRUE,FALSE),1)","v":5.9999999999999991E-2},{"$f":"INDEX(LINEST(AD205:AD206,AB205:AB206,TRUE,FALSE),2)","v":46},{"$f":"((($I$18-1)/3)*((AE206*$J$18+AF206)-(AE203*$J$18+AF203)))+(AE203*$J$18+AF203)","v":54.753086419753089},4,200,57,{"$f":"INDEX(LINEST(AJ205:AJ206,AI205:AI206,TRUE,FALSE),1)","v":0.05},{"$f":"INDEX(LINEST(AJ205:AJ206,AI205:AI206,TRUE,FALSE),2)","v":47},{"$f":"((($I$18-1)/3)*((AK206*$J$18+AL206)-(AK203*$J$18+AL203)))+(AK203*$J$18+AL203)","v":54.648148148148145},null,4,200,54,{"$f":"INDEX(LINEST(AQ205:AQ206,AP205:AP206,TRUE,FALSE),1)","v":0.1},{"$f":"INDEX(LINEST(AQ205:AQ206,AP205:AP206,TRUE,FALSE),2)","v":34},{"$f":"((($I$18-1)/3)*((AR206*$J$18+AS206)-(AR203*$J$18+AS203)))+(AR203*$J$18+AS203)","v":48.25925925925926},4,200,49,null,{"$f":"INDEX(LINEST(AW205:AW206,AV205:AV206,TRUE,FALSE),1)","v":8.0000000000000016E-2},{"$f":"INDEX(LINEST(AW205:AW206,AV205:AV206,TRUE,FALSE),2)","v":33},{"$f":"((($I$18-1)/3)*((AY206*$J$18+AZ206)-(AY203*$J$18+AZ203)))+(AY203*$J$18+AZ203)","v":44.407407407407405},4,200,63,{"$f":"INDEX(LINEST(BD205:BD206,BC205:BC206,TRUE,FALSE),1)","v":5.9999999999999991E-2},{"$f":"INDEX(LINEST(BD205:BD206,BC205:BC206,TRUE,FALSE),2)","v":51},{"$f":"((($I$18-1)/3)*((BE206*$J$18+BF206)-(BE203*$J$18+BF203)))+(BE203*$J$18+BF203)","v":59.950617283950621}]
[null,4,500,67,{"$f":"INDEX(LINEST(D206:D207,C206:C207,TRUE,FALSE),1)","v":2.0000000000000007E-2},{"$f":"INDEX(LINEST(D206:D207,C206:C207,TRUE,FALSE),2)","v":57},{"$f":"((($I$18-1)/3)*((E207*$J$18+F207)-(E204*$J$18+F204)))+(E204*$J$18+F204)","v":58.831275720164612},4,500,60,{"$f":"INDEX(LINEST(J206:J207,I206:I207,TRUE,FALSE),1)","v":1.3333333333333336E-2},{"$f":"INDEX(LINEST(J206:J207,I206:I207,TRUE,FALSE),2)","v":53.333333333333329},{"$f":"((($I$18-1)/3)*((K207*$J$18+L207)-(K204*$J$18+L204)))+(K204*$J$18+L204)","v":54.460905349794231},4,500,62,{"$f":"INDEX(LINEST(P206:P207,O206:O207,TRUE,FALSE),1)","v":1.3333333333333336E-2},{"$f":"INDEX(LINEST(P206:P207,O206:O207,TRUE,FALSE),2)","v":55.333333333333329},null,{"$f":"((($I$18-1)/3)*((Q207*$J$18+R207)-(Q204*$J$18+R204)))+(Q204*$J$18+R204)","v":56.92181069958847},4,500,64,{"$f":"INDEX(LINEST(W206:W207,V206:V207,TRUE,FALSE),1)","v":1.3333333333333336E-2},{"$f":"INDEX(LINEST(W206:W207,V206:V207,TRUE,FALSE),2)","v":57.333333333333329},{"$f":"((($I$18-1)/3)*((X207*$J$18+Y207)-(X204*$J$18+Y204)))+(X204*$J$18+Y204)","v":58.576131687242793},4,500,null,65,{"$f":"INDEX(LINEST(AD206:AD207,AB206:AB207,TRUE,FALSE),1)","v":2.3333333333333331E-2},{"$f":"INDEX(LINEST(AD206:AD207,AB206:AB207,TRUE,FALSE),2)","v":53.333333333333336},{"$f":"((($I$18-1)/3)*((AE207*$J$18+AF207)-(AE204*$J$18+AF204)))+(AE204*$J$18+AF204)","v":56.355967078189302},4,500,66,{"$f":"INDEX(LINEST(AJ206:AJ207,AI206:AI207,TRUE,FALSE),1)","v":0.03},{"$f":"INDEX(LINEST(AJ206:AJ207,AI206:AI207,TRUE,FALSE),2)","v":51},{"$f":"((($I$18-1)/3)*((AK207*$J$18+AL207)-(AK204*$J$18+AL204)))+(AK204*$J$18+AL204)","v":56.0761316872428},null,4,500,65,{"$f":"INDEX(LINEST(AQ206:AQ207,AP206:AP207,TRUE,FALSE),1)","v":3.6666666666666674E-2},{"$f":"INDEX(LINEST(AQ206:AQ207,AP206:AP207,TRUE,FALSE),2)","v":46.666666666666664},{"$f":"((($I$18-1)/3)*((AR207*$J$18+AS207)-(AR204*$J$18+AS204)))+(AR204*$J$18+AS204)","v":51.409465020576128},4,500,59,null,{"$f":"INDEX(LINEST(AW206:AW207,AV206:AV207,TRUE,FALSE),1)","v":3.3333333333333333E-2},{"$f":"INDEX(LINEST(AW206:AW207,AV206:AV207,TRUE,FALSE),2)","v":42.333333333333336},{"$f":"((($I$18-1)/3)*((AY207*$J$18+AZ207)-(AY204*$J$18+AZ204)))+(AY204*$J$18+AZ204)","v":46.625514403292186},4,500,72,{"$f":"INDEX(LINEST(BD206:BD207,BC206:BC207,TRUE,FALSE),1)","v":0.03},{"$f":"INDEX(LINEST(BD206:BD207,BC206:BC207,TRUE,FALSE),2)","v":57},{"$f":"((($I$18-1)/3)*((BE207*$J$18+BF207)-(BE204*$J$18+BF204)))+(BE204*$J$18+BF204)","v":61.664609053497941}]
[null,10,100,62,null,null,null,10,100,59,null,null,null,10,100,56,null,null,null,null,10,100,56,null,null,null,10,100,null,53,null,null,null,10,100,50,null,null,null,null,10,100,48,null,null,null,10,100,46,null,null,null,null,10,100,58]
[null,10,200,74,{"$f":"INDEX(LINEST(D208:D209,C208:C209,TRUE,FALSE),1)","v":0.11999999999999998},{"$f":"INDEX(LINEST(D208:D209,C208:C209,TRUE,FALSE),2)","v":50},{"$f":"((($I$18-4)/6)*((E209*$J$18+F209)-(E206*$J$18+F206)))+(E206*$J$18+F206)","v":58.030864197530867},10,200,65,{"$f":"INDEX(LINEST(J208:J209,I208:I209,TRUE,FALSE),1)","v":5.9999999999999991E-2},{"$f":"INDEX(LINEST(J208:J209,I208:I209,TRUE,FALSE),2)","v":53},{"$f":"((($I$18-4)/6)*((K209*$J$18+L209)-(K206*$J$18+L206)))+(K206*$J$18+L206)","v":52.030864197530867},10,200,63,{"$f":"INDEX(LINEST(P208:P209,O208:O209,TRUE,FALSE),1)","v":7.0000000000000021E-2},{"$f":"INDEX(LINEST(P208:P209,O208:O209,TRUE,FALSE),2)","v":49},null,{"$f":"((($I$18-4)/6)*((Q209*$J$18+R209)-(Q206*$J$18+R206)))+(Q206*$J$18+R206)","v":54.253086419753089},10,200,62,{"$f":"INDEX(LINEST(W208:W209,V208:V209,TRUE,FALSE),1)","v":5.9999999999999991E-2},{"$f":"INDEX(LINEST(W208:W209,V208:V209,TRUE,FALSE),2)","v":50},{"$f":"((($I$18-4)/6)*((X209*$J$18+Y209)-(X206*$J$18+Y206)))+(X206*$J$18+Y206)","v":55.851851851851855},10,200,null,60,{"$f":"INDEX(LINEST(AD208:AD209,AB208:AB209,TRUE,FALSE),1)","v":7.0000000000000021E-2},{"$f":"INDEX(LINEST(AD208:AD209,AB208:AB209,TRUE,FALSE),2)","v":46},{"$f":"((($I$18-4)/6)*((AE209*$J$18+AF209)-(AE206*$J$18+AF206)))+(AE206*$J$18+AF206)","v":54.925925925925924},10,200,59,{"$f":"INDEX(LINEST(AJ208:AJ209,AI208:AI209,TRUE,FALSE),1)","v":0.09},{"$f":"INDEX(LINEST(AJ208:AJ209,AI208:AI209,TRUE,FALSE),2)","v":41},{"$f":"((($I$18-4)/6)*((AK209*$J$18+AL209)-(AK206*$J$18+AL206)))+(AK206*$J$18+AL206)","v":54.5},null,10,200,55,{"$f":"INDEX(LINEST(AQ208:AQ209,AP208:AP209,TRUE,FALSE),1)","v":7.0000000000000021E-2},{"$f":"INDEX(LINEST(AQ208:AQ209,AP208:AP209,TRUE,FALSE),2)","v":41},{"$f":"((($I$18-4)/6)*((AR209*$J$18+AS209)-(AR206*$J$18+AS206)))+(AR206*$J$18+AS206)","v":48.876543209876544},10,200,54,null,{"$f":"INDEX(LINEST(AW208:AW209,AV208:AV209,TRUE,FALSE),1)","v":8.0000000000000016E-2},{"$f":"INDEX(LINEST(AW208:AW209,AV208:AV209,TRUE,FALSE),2)","v":38},{"$f":"((($I$18-4)/6)*((AY209*$J$18+AZ209)-(AY206*$J$18+AZ206)))+(AY206*$J$18+AZ206)","v":44.753086419753089},10,200,66,{"$f":"INDEX(LINEST(BD208:BD209,BC208:BC209,TRUE,FALSE),1)","v":8.0000000000000016E-2},{"$f":"INDEX(LINEST(BD208:BD209,BC208:BC209,TRUE,FALSE),2)","v":50},{"$f":"((($I$18-4)/6)*((BE209*$J$18+BF209)-(BE206*$J$18+BF206)))+(BE206*$J$18+BF206)","v":59.901234567901234}]
[null,10,500,79,{"$f":"INDEX(LINEST(D209:D210,C209:C210,TRUE,FALSE),1)","v":1.6666666666666666E-2},{"$f":"INDEX(LINEST(D209:D210,C209:C210,TRUE,FALSE),2)","v":70.666666666666671},{"$f":"((($I$18-4)/6)*((E210*$J$18+F210)-(E207*$J$18+F207)))+(E207*$J$18+F207)","v":59.349794238683124},10,500,74,{"$f":"INDEX(LINEST(J209:J210,I209:I210,TRUE,FALSE),1)","v":0.03},{"$f":"INDEX(LINEST(J209:J210,I209:I210,TRUE,FALSE),2)","v":59},{"$f":"((($I$18-4)/6)*((K210*$J$18+L210)-(K207*$J$18+L207)))+(K207*$J$18+L207)","v":54.930041152263371},10,500,72,{"$f":"INDEX(LINEST(P209:P210,O209:O210,TRUE,FALSE),1)","v":0.03},{"$f":"INDEX(LINEST(P209:P210,O209:O210,TRUE,FALSE),2)","v":57},null,{"$f":"((($I$18-4)/6)*((Q210*$J$18+R210)-(Q207*$J$18+R207)))+(Q207*$J$18+R207)","v":57.127572016460903},10,500,70,{"$f":"INDEX(LINEST(W209:W210,V209:V210,TRUE,FALSE),1)","v":2.6666666666666672E-2},{"$f":"INDEX(LINEST(W209:W210,V209:V210,TRUE,FALSE),2)","v":56.666666666666664},{"$f":"((($I$18-4)/6)*((X210*$J$18+Y210)-(X207*$J$18+Y207)))+(X207*$J$18+Y207)","v":59.267489711934154},10,500,null,70,{"$f":"INDEX(LINEST(AD209:AD210,AB209:AB210,TRUE,FALSE),1)","v":3.3333333333333333E-2},{"$f":"INDEX(LINEST(AD209:AD210,AB209:AB210,TRUE,FALSE),2)","v":53.333333333333336},{"$f":"((($I$18-4)/6)*((AE210*$J$18+AF210)-(AE207*$J$18+AF207)))+(AE207*$J$18+AF207)","v":56.75925925925926},10,500,67,{"$f":"INDEX(LINEST(AJ209:AJ210,AI209:AI210,TRUE,FALSE),1)","v":2.6666666666666672E-2},{"$f":"INDEX(LINEST(AJ209:AJ210,AI209:AI210,TRUE,FALSE),2)","v":53.666666666666664},{"$f":"((($I$18-4)/6)*((AK210*$J$18+AL210)-(AK207*$J$18+AL207)))+(AK207*$J$18+AL207)","v":55.39300411522634},null,10,500,66,{"$f":"INDEX(LINEST(AQ209:AQ210,AP209:AP210,TRUE,FALSE),1)","v":3.6666666666666674E-2},{"$f":"INDEX(LINEST(AQ209:AQ210,AP209:AP210,TRUE,FALSE),2)","v":47.666666666666664},{"$f":"((($I$18-4)/6)*((AR210*$J$18+AS210)-(AR207*$J$18+AS207)))+(AR207*$J$18+AS207)","v":52.117283950617285},10,500,66,null,{"$f":"INDEX(LINEST(AW209:AW210,AV209:AV210,TRUE,FALSE),1)","v":4.0000000000000015E-2},{"$f":"INDEX(LINEST(AW209:AW210,AV209:AV210,TRUE,FALSE),2)","v":45.999999999999993},{"$f":"((($I$18-4)/6)*((AY210*$J$18+AZ210)-(AY207*$J$18+AZ207)))+(AY207*$J$18+AZ207)","v":47.10288065843622},10,500,75,{"$f":"INDEX(LINEST(BD209:BD210,BC209:BC210,TRUE,FALSE),1)","v":0.03},{"$f":"INDEX(LINEST(BD209:BD210,BC209:BC210,TRUE,FALSE),2)","v":60},{"$f":"((($I$18-4)/6)*((BE210*$J$18+BF210)-(BE207*$J$18+BF207)))+(BE207*$J$18+BF207)","v":61.351851851851855}]
[]
["400x250",1,100,{"$f":"D222-1","v":47},null,null,null,1,100,{"$f":"J222-1","v":46},null,null,null,1,100,{"$f":"P222-1","v":49},null,null,null,null,1,100,{"$f":"W222-1","v":48},null,null,null,1,100,null,{"$f":"AD222-1","v":53},null,null,null,1,100,{"$f":"AJ222-1","v":51},null,null,null,null,1,100,{"$f":"AQ222-1","v":38},null,null,null,1,100,{"$f":"AW222-1","v":37},null,null,null,null,1,100,{"$f":"BD222-1","v":56}]
[null,1,200,{"$f":"D223-1","v":50},{"$f":"INDEX(LINEST(D212:D213,C212:C213,TRUE,FALSE),1)","v":2.9999999999999995E-2},{"$f":"INDEX(LINEST(D212:D213,C212:C213,TRUE,FALSE),2)","v":44},null,1,200,{"$f":"J223-1","v":48},{"$f":"INDEX(LINEST(J212:J213,I212:I213,TRUE,FALSE),1)","v":2.0000000000000004E-2},{"$f":"INDEX(LINEST(J212:J213,I212:I213,TRUE,FALSE),2)","v":44},null,1,200,{"$f":"P223-1","v":55},{"$f":"INDEX(LINEST(P212:P213,O212:O213,TRUE,FALSE),1)","v":5.9999999999999991E-2},{"$f":"INDEX(LINEST(P212:P213,O212:O213,TRUE,FALSE),2)","v":43},null,null,1,200,{"$f":"W223-1","v":54},{"$f":"INDEX(LINEST(W212:W213,V212:V213,TRUE,FALSE),1)","v":5.9999999999999991E-2},{"$f":"INDEX(LINEST(W212:W213,V212:V213,TRUE,FALSE),2)","v":42},null,1,200,null,{"$f":"AD223-1","v":54},{"$f":"INDEX(LINEST(AD212:AD213,AB212:AB213,TRUE,FALSE),1)","v":1.0000000000000002E-2},{"$f":"INDEX(LINEST(AD212:AD213,AB212:AB213,TRUE,FALSE),2)","v":52},null,1,200,{"$f":"AJ223-1","v":63},{"$f":"INDEX(LINEST(AJ212:AJ213,AI212:AI213,TRUE,FALSE),1)","v":0.11999999999999998},{"$f":"INDEX(LINEST(AJ212:AJ213,AI212:AI213,TRUE,FALSE),2)","v":39},null,null,1,200,{"$f":"AQ223-1","v":47},{"$f":"INDEX(LINEST(AQ212:AQ213,AP212:AP213,TRUE,FALSE),1)","v":0.09},{"$f":"INDEX(LINEST(AQ212:AQ213,AP212:AP213,TRUE,FALSE),2)","v":29},null,1,200,{"$f":"AW223-1","v":43},null,{"$f":"INDEX(LINEST(AW212:AW213,AV212:AV213,TRUE,FALSE),1)","v":5.9999999999999991E-2},{"$f":"INDEX(LINEST(AW212:AW213,AV212:AV213,TRUE,FALSE),2)","v":31},null,1,200,{"$f":"BD223-1","v":65},{"$f":"INDEX(LINEST(BD212:BD213,BC212:BC213,TRUE,FALSE),1)","v":0.09},{"$f":"INDEX(LINEST(BD212:BD213,BC212:BC213,TRUE,FALSE),2)","v":47}]
[null,1,500,55,{"$f":"INDEX(LINEST(D213:D214,C213:C214,TRUE,FALSE),1)","v":1.6666666666666666E-2},{"$f":"INDEX(LINEST(D213:D214,C213:C214,TRUE,FALSE),2)","v":46.666666666666664},null,1,500,51,{"$f":"INDEX(LINEST(J213:J214,I213:I214,TRUE,FALSE),1)","v":1.0000000000000004E-2},{"$f":"INDEX(LINEST(J213:J214,I213:I214,TRUE,FALSE),2)","v":46},null,1,500,60,{"$f":"INDEX(LINEST(P213:P214,O213:O214,TRUE,FALSE),1)","v":1.6666666666666666E-2},{"$f":"INDEX(LINEST(P213:P214,O213:O214,TRUE,FALSE),2)","v":51.666666666666664},null,null,1,500,62,{"$f":"INDEX(LINEST(W213:W214,V213:V214,TRUE,FALSE),1)","v":2.6666666666666672E-2},{"$f":"INDEX(LINEST(W213:W214,V213:V214,TRUE,FALSE),2)","v":48.666666666666664},null,1,500,null,60,{"$f":"INDEX(LINEST(AD213:AD214,AB213:AB214,TRUE,FALSE),1)","v":2.0000000000000007E-2},{"$f":"INDEX(LINEST(AD213:AD214,AB213:AB214,TRUE,FALSE),2)","v":50},null,1,500,67,{"$f":"INDEX(LINEST(AJ213:AJ214,AI213:AI214,TRUE,FALSE),1)","v":1.3333333333333336E-2},{"$f":"INDEX(LINEST(AJ213:AJ214,AI213:AI214,TRUE,FALSE),2)","v":60.333333333333329},null,null,1,500,56,{"$f":"INDEX(LINEST(AQ213:AQ214,AP213:AP214,TRUE,FALSE),1)","v":0.03},{"$f":"INDEX(LINEST(AQ213:AQ214,AP213:AP214,TRUE,FALSE),2)","v":41},null,1,500,54,null,{"$f":"INDEX(LINEST(AW213:AW214,AV213:AV214,TRUE,FALSE),1)","v":3.6666666666666674E-2},{"$f":"INDEX(LINEST(AW213:AW214,AV213:AV214,TRUE,FALSE),2)","v":35.666666666666664},null,1,500,70,{"$f":"INDEX(LINEST(BD213:BD214,BC213:BC214,TRUE,FALSE),1)","v":1.6666666666666666E-2},{"$f":"INDEX(LINEST(BD213:BD214,BC213:BC214,TRUE,FALSE),2)","v":61.666666666666664}]
[null,4,100,57,null,null,null,4,100,50,null,null,null,4,100,52,null,null,null,null,4,100,53,null,null,null,4,100,null,53,null,null,null,4,100,53,null,null,null,null,4,100,45,null,null,null,4,100,42,null,null,null,null,4,100,58]
[null,4,200,62,{"$f":"INDEX(LINEST(D215:D216,C215:C216,TRUE,FALSE),1)","v":0.05},{"$f":"INDEX(LINEST(D215:D216,C215:C216,TRUE,FALSE),2)","v":52},{"$f":"((($I$19-1)/3)*((E216*$J$19+F216)-(E213*$J$19+F213)))+(E213*$J$19+F213)","v":55.018518518518519},4,200,57,{"$f":"INDEX(LINEST(J215:J216,I215:I216,TRUE,FALSE),1)","v":7.0000000000000021E-2},{"$f":"INDEX(LINEST(J215:J216,I215:I216,TRUE,FALSE),2)","v":43},{"$f":"((($I$19-1)/3)*((K216*$J$19+L216)-(K213*$J$19+L213)))+(K213*$J$19+L213)","v":50.851851851851855},4,200,59,{"$f":"INDEX(LINEST(P215:P216,O215:O216,TRUE,FALSE),1)","v":7.0000000000000021E-2},{"$f":"INDEX(LINEST(P215:P216,O215:O216,TRUE,FALSE),2)","v":45},null,{"$f":"((($I$19-1)/3)*((Q216*$J$19+R216)-(Q213*$J$19+R213)))+(Q213*$J$19+R213)","v":54.074074074074076},4,200,61,{"$f":"INDEX(LINEST(W215:W216,V215:V216,TRUE,FALSE),1)","v":8.0000000000000016E-2},{"$f":"INDEX(LINEST(W215:W216,V215:V216,TRUE,FALSE),2)","v":45},{"$f":"((($I$19-1)/3)*((X216*$J$19+Y216)-(X213*$J$19+Y213)))+(X213*$J$19+Y213)","v":54.555555555555557},4,200,null,59,{"$f":"INDEX(LINEST(AD215:AD216,AB215:AB216,TRUE,FALSE),1)","v":5.9999999999999991E-2},{"$f":"INDEX(LINEST(AD215:AD216,AB215:AB216,TRUE,FALSE),2)","v":47},{"$f":"((($I$19-1)/3)*((AE216*$J$19+AF216)-(AE213*$J$19+AF213)))+(AE213*$J$19+AF213)","v":54.981481481481481},4,200,58,{"$f":"INDEX(LINEST(AJ215:AJ216,AI215:AI216,TRUE,FALSE),1)","v":0.05},{"$f":"INDEX(LINEST(AJ215:AJ216,AI215:AI216,TRUE,FALSE),2)","v":48},{"$f":"((($I$19-1)/3)*((AK216*$J$19+AL216)-(AK213*$J$19+AL213)))+(AK213*$J$19+AL213)","v":56.111111111111114},null,4,200,55,{"$f":"INDEX(LINEST(AQ215:AQ216,AP215:AP216,TRUE,FALSE),1)","v":0.1},{"$f":"INDEX(LINEST(AQ215:AQ216,AP215:AP216,TRUE,FALSE),2)","v":35},{"$f":"((($I$19-1)/3)*((AR216*$J$19+AS216)-(AR213*$J$19+AS213)))+(AR213*$J$19+AS213)","v":46.944444444444443},4,200,50,null,{"$f":"INDEX(LINEST(AW215:AW216,AV215:AV216,TRUE,FALSE),1)","v":8.0000000000000016E-2},{"$f":"INDEX(LINEST(AW215:AW216,AV215:AV216,TRUE,FALSE),2)","v":34},{"$f":"((($I$19-1)/3)*((AY216*$J$19+AZ216)-(AY213*$J$19+AZ213)))+(AY213*$J$19+AZ213)","v":43.555555555555557},4,200,64,{"$f":"INDEX(LINEST(BD215:BD216,BC215:BC216,TRUE,FALSE),1)","v":5.9999999999999991E-2},{"$f":"INDEX(LINEST(BD215:BD216,BC215:BC216,TRUE,FALSE),2)","v":52},{"$f":"((($I$19-1)/3)*((BE216*$J$19+BF216)-(BE213*$J$19+BF213)))+(BE213*$J$19+BF213)","v":60.796296296296298}]
[null,4,500,68,{"$f":"INDEX(LINEST(D216:D217,C216:C217,TRUE,FALSE),1)","v":2.0000000000000007E-2},{"$f":"INDEX(LINEST(D216:D217,C216:C217,TRUE,FALSE),2)","v":58},{"$f":"((($I$19-1)/3)*((E217*$J$19+F217)-(E214*$J$19+F214)))+(E214*$J$19+F214)","v":56.179012345679013},4,500,61,{"$f":"INDEX(LINEST(J216:J217,I216:I217,TRUE,FALSE),1)","v":1.3333333333333336E-2},{"$f":"INDEX(LINEST(J216:J217,I216:I217,TRUE,FALSE),2)","v":54.333333333333329},{"$f":"((($I$19-1)/3)*((K217*$J$19+L217)-(K214*$J$19+L214)))+(K214*$J$19+L214)","v":52.734567901234563},4,500,63,{"$f":"INDEX(LINEST(P216:P217,O216:O217,TRUE,FALSE),1)","v":1.3333333333333336E-2},{"$f":"INDEX(LINEST(P216:P217,O216:O217,TRUE,FALSE),2)","v":56.333333333333329},null,{"$f":"((($I$19-1)/3)*((Q217*$J$19+R217)-(Q214*$J$19+R214)))+(Q214*$J$19+R214)","v":56.635802469135797},4,500,65,{"$f":"INDEX(LINEST(W216:W217,V216:V217,TRUE,FALSE),1)","v":1.3333333333333336E-2},{"$f":"INDEX(LINEST(W216:W217,V216:V217,TRUE,FALSE),2)","v":58.333333333333329},{"$f":"((($I$19-1)/3)*((X217*$J$19+Y217)-(X214*$J$19+Y214)))+(X214*$J$19+Y214)","v":57.209876543209873},4,500,null,66,{"$f":"INDEX(LINEST(AD216:AD217,AB216:AB217,TRUE,FALSE),1)","v":2.3333333333333331E-2},{"$f":"INDEX(LINEST(AD216:AD217,AB216:AB217,TRUE,FALSE),2)","v":54.333333333333336},{"$f":"((($I$19-1)/3)*((AE217*$J$19+AF217)-(AE214*$J$19+AF214)))+(AE214*$J$19+AF214)","v":55.864197530864196},4,500,67,{"$f":"INDEX(LINEST(AJ216:AJ217,AI216:AI217,TRUE,FALSE),1)","v":0.03},{"$f":"INDEX(LINEST(AJ216:AJ217,AI216:AI217,TRUE,FALSE),2)","v":52},{"$f":"((($I$19-1)/3)*((AK217*$J$19+AL217)-(AK214*$J$19+AL214)))+(AK214*$J$19+AL214)","v":58.876543209876544},null,4,500,66,{"$f":"INDEX(LINEST(AQ216:AQ217,AP216:AP217,TRUE,FALSE),1)","v":3.6666666666666674E-2},{"$f":"INDEX(LINEST(AQ216:AQ217,AP216:AP217,TRUE,FALSE),2)","v":47.666666666666664},{"$f":"((($I$19-1)/3)*((AR217*$J$19+AS217)-(AR214*$J$19+AS214)))+(AR214*$J$19+AS214)","v":50.043209876543209},4,500,60,null,{"$f":"INDEX(LINEST(AW216:AW217,AV216:AV217,TRUE,FALSE),1)","v":3.3333333333333333E-2},{"$f":"INDEX(LINEST(AW216:AW217,AV216:AV217,TRUE,FALSE),2)","v":43.333333333333336},{"$f":"((($I$19-1)/3)*((AY217*$J$19+AZ217)-(AY214*$J$19+AZ214)))+(AY214*$J$19+AZ214)","v":45.413580246913583},4,500,73,{"$f":"INDEX(LINEST(BD216:BD217,BC216:BC217,TRUE,FALSE),1)","v":0.03},{"$f":"INDEX(LINEST(BD216:BD217,BC216:BC217,TRUE,FALSE),2)","v":58},{"$f":"((($I$19-1)/3)*((BE217*$J$19+BF217)-(BE214*$J$19+BF214)))+(BE214*$J$19+BF214)","v":63.179012345679006}]
[null,10,100,63,null,null,null,10,100,60,null,null,null,10,100,57,null,null,null,null,10,100,57,null,null,null,10,100,null,54,null,null,null,10,100,51,null,null,null,null,10,100,49,null,null,null,10,100,47,null,null,null,null,10,100,59]
[null,10,200,75,{"$f":"INDEX(LINEST(D218:D219,C218:C219,TRUE,FALSE),1)","v":0.11999999999999998},{"$f":"INDEX(LINEST(D218:D219,C218:C219,TRUE,FALSE),2)","v":51},{"$f":"((($I$19-4)/6)*((E219*$J$19+F219)-(E216*$J$19+F216)))+(E216*$J$19+F216)","v":57.564814814814817},10,200,66,{"$f":"INDEX(LINEST(J218:J219,I218:I219,TRUE,FALSE),1)","v":5.9999999999999991E-2},{"$f":"INDEX(LINEST(J218:J219,I218:I219,TRUE,FALSE),2)","v":54},{"$f":"((($I$19-4)/6)*((K219*$J$19+L219)-(K216*$J$19+L216)))+(K216*$J$19+L216)","v":51.564814814814817},10,200,64,{"$f":"INDEX(LINEST(P218:P219,O218:O219,TRUE,FALSE),1)","v":7.0000000000000021E-2},{"$f":"INDEX(LINEST(P218:P219,O218:O219,TRUE,FALSE),2)","v":50},null,{"$f":"((($I$19-4)/6)*((Q219*$J$19+R219)-(Q216*$J$19+R216)))+(Q216*$J$19+R216)","v":54.481481481481481},10,200,63,{"$f":"INDEX(LINEST(W218:W219,V218:V219,TRUE,FALSE),1)","v":5.9999999999999991E-2},{"$f":"INDEX(LINEST(W218:W219,V218:V219,TRUE,FALSE),2)","v":51},{"$f":"((($I$19-4)/6)*((X219*$J$19+Y219)-(X216*$J$19+Y216)))+(X216*$J$19+Y216)","v":56.388888888888886},10,200,null,61,{"$f":"INDEX(LINEST(AD218:AD219,AB218:AB219,TRUE,FALSE),1)","v":7.0000000000000021E-2},{"$f":"INDEX(LINEST(AD218:AD219,AB218:AB219,TRUE,FALSE),2)","v":47},{"$f":"((($I$19-4)/6)*((AE219*$J$19+AF219)-(AE216*$J$19+AF216)))+(AE216*$J$19+AF216)","v":55.694444444444443},10,200,60,{"$f":"INDEX(LINEST(AJ218:AJ219,AI218:AI219,TRUE,FALSE),1)","v":0.09},{"$f":"INDEX(LINEST(AJ218:AJ219,AI218:AI219,TRUE,FALSE),2)","v":42},{"$f":"((($I$19-4)/6)*((AK219*$J$19+AL219)-(AK216*$J$19+AL216)))+(AK216*$J$19+AL216)","v":55.5},null,10,200,56,{"$f":"INDEX(LINEST(AQ218:AQ219,AP218:AP219,TRUE,FALSE),1)","v":7.0000000000000021E-2},{"$f":"INDEX(LINEST(AQ218:AQ219,AP218:AP219,TRUE,FALSE),2)","v":42},{"$f":"((($I$19-4)/6)*((AR219*$J$19+AS219)-(AR216*$J$19+AS216)))+(AR216*$J$19+AS216)","v":49.49074074074074},10,200,55,null,{"$f":"INDEX(LINEST(AW218:AW219,AV218:AV219,TRUE,FALSE),1)","v":8.0000000000000016E-2},{"$f":"INDEX(LINEST(AW218:AW219,AV218:AV219,TRUE,FALSE),2)","v":39},{"$f":"((($I$19-4)/6)*((AY219*$J$19+AZ219)-(AY216*$J$19+AZ216)))+(AY216*$J$19+AZ216)","v":44.981481481481481},10,200,67,{"$f":"INDEX(LINEST(BD218:BD219,BC218:BC219,TRUE,FALSE),1)","v":8.0000000000000016E-2},{"$f":"INDEX(LINEST(BD218:BD219,BC218:BC219,TRUE,FALSE),2)","v":51},{"$f":"((($I$19-4)/6)*((BE219*$J$19+BF219)-(BE216*$J$19+BF216)))+(BE216*$J$19+BF216)","v":60.592592592592595}]
[null,10,500,80,{"$f":"INDEX(LINEST(D219:D220,C219:C220,TRUE,FALSE),1)","v":1.6666666666666666E-2},{"$f":"INDEX(LINEST(D219:D220,C219:C220,TRUE,FALSE),2)","v":71.666666666666671},{"$f":"((($I$19-4)/6)*((E220*$J$19+F220)-(E217*$J$19+F217)))+(E217*$J$19+F217)","v":58.317901234567898},10,500,75,{"$f":"INDEX(LINEST(J219:J220,I219:I220,TRUE,FALSE),1)","v":0.03},{"$f":"INDEX(LINEST(J219:J220,I219:I220,TRUE,FALSE),2)","v":60},{"$f":"((($I$19-4)/6)*((K220*$J$19+L220)-(K217*$J$19+L217)))+(K217*$J$19+L217)","v":54.669753086419746},10,500,73,{"$f":"INDEX(LINEST(P219:P220,O219:O220,TRUE,FALSE),1)","v":0.03},{"$f":"INDEX(LINEST(P219:P220,O219:O220,TRUE,FALSE),2)","v":58},null,{"$f":"((($I$19-4)/6)*((Q220*$J$19+R220)-(Q217*$J$19+R217)))+(Q217*$J$19+R217)","v":57.484567901234563},10,500,71,{"$f":"INDEX(LINEST(W219:W220,V219:V220,TRUE,FALSE),1)","v":2.6666666666666672E-2},{"$f":"INDEX(LINEST(W219:W220,V219:V220,TRUE,FALSE),2)","v":57.666666666666664},{"$f":"((($I$19-4)/6)*((X220*$J$19+Y220)-(X217*$J$19+Y217)))+(X217*$J$19+Y217)","v":60.061728395061721},10,500,null,71,{"$f":"INDEX(LINEST(AD219:AD220,AB219:AB220,TRUE,FALSE),1)","v":3.3333333333333333E-2},{"$f":"INDEX(LINEST(AD219:AD220,AB219:AB220,TRUE,FALSE),2)","v":54.333333333333336},{"$f":"((($I$19-4)/6)*((AE220*$J$19+AF220)-(AE217*$J$19+AF217)))+(AE217*$J$19+AF217)","v":57.527777777777779},10,500,68,{"$f":"INDEX(LINEST(AJ219:AJ220,AI219:AI220,TRUE,FALSE),1)","v":2.6666666666666672E-2},{"$f":"INDEX(LINEST(AJ219:AJ220,AI219:AI220,TRUE,FALSE),2)","v":54.666666666666664},{"$f":"((($I$19-4)/6)*((AK220*$J$19+AL220)-(AK217*$J$19+AL217)))+(AK217*$J$19+AL217)","v":56.058641975308639},null,10,500,67,{"$f":"INDEX(LINEST(AQ219:AQ220,AP219:AP220,TRUE,FALSE),1)","v":3.6666666666666674E-2},{"$f":"INDEX(LINEST(AQ219:AQ220,AP219:AP220,TRUE,FALSE),2)","v":48.666666666666664},{"$f":"((($I$19-4)/6)*((AR220*$J$19+AS220)-(AR217*$J$19+AS217)))+(AR217*$J$19+AS217)","v":52.962962962962962},10,500,67,null,{"$f":"INDEX(LINEST(AW219:AW220,AV219:AV220,TRUE,FALSE),1)","v":4.0000000000000015E-2},{"$f":"INDEX(LINEST(AW219:AW220,AV219:AV220,TRUE,FALSE),2)","v":46.999999999999993},{"$f":"((($I$19-4)/6)*((AY220*$J$19+AZ220)-(AY217*$J$19+AZ217)))+(AY217*$J$19+AZ217)","v":47.382716049382722},10,500,76,{"$f":"INDEX(LINEST(BD219:BD220,BC219:BC220,TRUE,FALSE),1)","v":0.03},{"$f":"INDEX(LINEST(BD219:BD220,BC219:BC220,TRUE,FALSE),2)","v":61},{"$f":"((($I$19-4)/6)*((BE220*$J$19+BF220)-(BE217*$J$19+BF217)))+(BE217*$J$19+BF217)","v":61.888888888888886}]
[]
["500x250",1,100,{"$f":"D232-1","v":48},null,null,null,1,100,{"$f":"J232-1","v":47},null,null,null,1,100,{"$f":"P232-1","v":50},null,null,null,null,1,100,{"$f":"W232-1","v":49},null,null,null,1,100,null,{"$f":"AD232-1","v":54},null,null,null,1,100,{"$f":"AJ232-1","v":52},null,null,null,null,1,100,{"$f":"AQ232-1","v":39},null,null,null,1,100,{"$f":"AW232-1","v":38},null,null,null,null,1,100,{"$f":"BD232-1","v":57}]
[null,1,200,{"$f":"D233-1","v":51},{"$f":"INDEX(LINEST(D222:D223,C222:C223,TRUE,FALSE),1)","v":2.9999999999999995E-2},{"$f":"INDEX(LINEST(D222:D223,C222:C223,TRUE,FALSE),2)","v":45},null,1,200,{"$f":"J233-1","v":49},{"$f":"INDEX(LINEST(J222:J223,I222:I223,TRUE,FALSE),1)","v":2.0000000000000004E-2},{"$f":"INDEX(LINEST(J222:J223,I222:I223,TRUE,FALSE),2)","v":45},null,1,200,{"$f":"P233-1","v":56},{"$f":"INDEX(LINEST(P222:P223,O222:O223,TRUE,FALSE),1)","v":5.9999999999999991E-2},{"$f":"INDEX(LINEST(P222:P223,O222:O223,TRUE,FALSE),2)","v":44},null,null,1,200,{"$f":"W233-1","v":55},{"$f":"INDEX(LINEST(W222:W223,V222:V223,TRUE,FALSE),1)","v":5.9999999999999991E-2},{"$f":"INDEX(LINEST(W222:W223,V222:V223,TRUE,FALSE),2)","v":43},null,1,200,null,{"$f":"AD233-1","v":55},{"$f":"INDEX(LINEST(AD222:AD223,AB222:AB223,TRUE,FALSE),1)","v":1.0000000000000002E-2},{"$f":"INDEX(LINEST(AD222:AD223,AB222:AB223,TRUE,FALSE),2)","v":53},null,1,200,{"$f":"AJ233-1","v":64},{"$f":"INDEX(LINEST(AJ222:AJ223,AI222:AI223,TRUE,FALSE),1)","v":0.11999999999999998},{"$f":"INDEX(LINEST(AJ222:AJ223,AI222:AI223,TRUE,FALSE),2)","v":40},null,null,1,200,{"$f":"AQ233-1","v":48},{"$f":"INDEX(LINEST(AQ222:AQ223,AP222:AP223,TRUE,FALSE),1)","v":0.09},{"$f":"INDEX(LINEST(AQ222:AQ223,AP222:AP223,TRUE,FALSE),2)","v":30},null,1,200,{"$f":"AW233-1","v":44},null,{"$f":"INDEX(LINEST(AW222:AW223,AV222:AV223,TRUE,FALSE),1)","v":5.9999999999999991E-2},{"$f":"INDEX(LINEST(AW222:AW223,AV222:AV223,TRUE,FALSE),2)","v":32},null,1,200,{"$f":"BD233-1","v":66},{"$f":"INDEX(LINEST(BD222:BD223,BC222:BC223,TRUE,FALSE),1)","v":0.09},{"$f":"INDEX(LINEST(BD222:BD223,BC222:BC223,TRUE,FALSE),2)","v":48}]
[null,1,500,56,{"$f":"INDEX(LINEST(D223:D224,C223:C224,TRUE,FALSE),1)","v":1.6666666666666666E-2},{"$f":"INDEX(LINEST(D223:D224,C223:C224,TRUE,FALSE),2)","v":47.666666666666664},null,1,500,52,{"$f":"INDEX(LINEST(J223:J224,I223:I224,TRUE,FALSE),1)","v":1.0000000000000004E-2},{"$f":"INDEX(LINEST(J223:J224,I223:I224,TRUE,FALSE),2)","v":47},null,1,500,61,{"$f":"INDEX(LINEST(P223:P224,O223:O224,TRUE,FALSE),1)","v":1.6666666666666666E-2},{"$f":"INDEX(LINEST(P223:P224,O223:O224,TRUE,FALSE),2)","v":52.666666666666664},null,null,1,500,63,{"$f":"INDEX(LINEST(W223:W224,V223:V224,TRUE,FALSE),1)","v":2.6666666666666672E-2},{"$f":"INDEX(LINEST(W223:W224,V223:V224,TRUE,FALSE),2)","v":49.666666666666664},null,1,500,null,61,{"$f":"INDEX(LINEST(AD223:AD224,AB223:AB224,TRUE,FALSE),1)","v":2.0000000000000007E-2},{"$f":"INDEX(LINEST(AD223:AD224,AB223:AB224,TRUE,FALSE),2)","v":51},null,1,500,68,{"$f":"INDEX(LINEST(AJ223:AJ224,AI223:AI224,TRUE,FALSE),1)","v":1.3333333333333336E-2},{"$f":"INDEX(LINEST(AJ223:AJ224,AI223:AI224,TRUE,FALSE),2)","v":61.333333333333329},null,null,1,500,57,{"$f":"INDEX(LINEST(AQ223:AQ224,AP223:AP224,TRUE,FALSE),1)","v":0.03},{"$f":"INDEX(LINEST(AQ223:AQ224,AP223:AP224,TRUE,FALSE),2)","v":42},null,1,500,55,null,{"$f":"INDEX(LINEST(AW223:AW224,AV223:AV224,TRUE,FALSE),1)","v":3.6666666666666674E-2},{"$f":"INDEX(LINEST(AW223:AW224,AV223:AV224,TRUE,FALSE),2)","v":36.666666666666664},null,1,500,71,{"$f":"INDEX(LINEST(BD223:BD224,BC223:BC224,TRUE,FALSE),1)","v":1.6666666666666666E-2},{"$f":"INDEX(LINEST(BD223:BD224,BC223:BC224,TRUE,FALSE),2)","v":62.666666666666664}]
[null,4,100,58,null,null,null,4,100,51,null,null,null,4,100,53,null,null,null,null,4,100,54,null,null,null,4,100,null,54,null,null,null,4,100,54,null,null,null,null,4,100,46,null,null,null,4,100,43,null,null,null,null,4,100,59]
[null,4,200,63,{"$f":"INDEX(LINEST(D225:D226,C225:C226,TRUE,FALSE),1)","v":0.05},{"$f":"INDEX(LINEST(D225:D226,C225:C226,TRUE,FALSE),2)","v":53},{"$f":"((($I$20-1)/3)*((E226*$J$20+F226)-(E223*$J$20+F223)))+(E223*$J$20+F223)","v":53.981481481481481},4,200,58,{"$f":"INDEX(LINEST(J225:J226,I225:I226,TRUE,FALSE),1)","v":7.0000000000000021E-2},{"$f":"INDEX(LINEST(J225:J226,I225:I226,TRUE,FALSE),2)","v":44},{"$f":"((($I$20-1)/3)*((K226*$J$20+L226)-(K223*$J$20+L223)))+(K223*$J$20+L223)","v":50.648148148148145},4,200,60,{"$f":"INDEX(LINEST(P225:P226,O225:O226,TRUE,FALSE),1)","v":7.0000000000000021E-2},{"$f":"INDEX(LINEST(P225:P226,O225:O226,TRUE,FALSE),2)","v":46},null,{"$f":"((($I$20-1)/3)*((Q226*$J$20+R226)-(Q223*$J$20+R223)))+(Q223*$J$20+R223)","v":54.425925925925924},4,200,62,{"$f":"INDEX(LINEST(W225:W226,V225:V226,TRUE,FALSE),1)","v":8.0000000000000016E-2},{"$f":"INDEX(LINEST(W225:W226,V225:V226,TRUE,FALSE),2)","v":46},{"$f":"((($I$20-1)/3)*((X226*$J$20+Y226)-(X223*$J$20+Y223)))+(X223*$J$20+Y223)","v":54.444444444444443},4,200,null,60,{"$f":"INDEX(LINEST(AD225:AD226,AB225:AB226,TRUE,FALSE),1)","v":5.9999999999999991E-2},{"$f":"INDEX(LINEST(AD225:AD226,AB225:AB226,TRUE,FALSE),2)","v":48},{"$f":"((($I$20-1)/3)*((AE226*$J$20+AF226)-(AE223*$J$20+AF223)))+(AE223*$J$20+AF223)","v":55.518518518518519},4,200,59,{"$f":"INDEX(LINEST(AJ225:AJ226,AI225:AI226,TRUE,FALSE),1)","v":0.05},{"$f":"INDEX(LINEST(AJ225:AJ226,AI225:AI226,TRUE,FALSE),2)","v":49},{"$f":"((($I$20-1)/3)*((AK226*$J$20+AL226)-(AK223*$J$20+AL223)))+(AK223*$J$20+AL223)","v":57.388888888888886},null,4,200,56,{"$f":"INDEX(LINEST(AQ225:AQ226,AP225:AP226,TRUE,FALSE),1)","v":0.1},{"$f":"INDEX(LINEST(AQ225:AQ226,AP225:AP226,TRUE,FALSE),2)","v":36},{"$f":"((($I$20-1)/3)*((AR226*$J$20+AS226)-(AR223*$J$20+AS223)))+(AR223*$J$20+AS223)","v":46.555555555555557},4,200,51,null,{"$f":"INDEX(LINEST(AW225:AW226,AV225:AV226,TRUE,FALSE),1)","v":8.0000000000000016E-2},{"$f":"INDEX(LINEST(AW225:AW226,AV225:AV226,TRUE,FALSE),2)","v":35},{"$f":"((($I$20-1)/3)*((AY226*$J$20+AZ226)-(AY223*$J$20+AZ223)))+(AY223*$J$20+AZ223)","v":43.444444444444443},4,200,65,{"$f":"INDEX(LINEST(BD225:BD226,BC225:BC226,TRUE,FALSE),1)","v":5.9999999999999991E-2},{"$f":"INDEX(LINEST(BD225:BD226,BC225:BC226,TRUE,FALSE),2)","v":53},{"$f":"((($I$20-1)/3)*((BE226*$J$20+BF226)-(BE223*$J$20+BF223)))+(BE223*$J$20+BF223)","v":61.703703703703702}]
[null,4,500,69,{"$f":"INDEX(LINEST(D226:D227,C226:C227,TRUE,FALSE),1)","v":2.0000000000000007E-2},{"$f":"INDEX(LINEST(D226:D227,C226:C227,TRUE,FALSE),2)","v":59},{"$f":"((($I$20-1)/3)*((E227*$J$20+F227)-(E224*$J$20+F224)))+(E224*$J$20+F224)","v":54.987654320987652},4,500,62,{"$f":"INDEX(LINEST(J226:J227,I226:I227,TRUE,FALSE),1)","v":1.3333333333333336E-2},{"$f":"INDEX(LINEST(J226:J227,I226:I227,TRUE,FALSE),2)","v":55.333333333333329},{"$f":"((($I$20-1)/3)*((K227*$J$20+L227)-(K224*$J$20+L224)))+(K224*$J$20+L224)","v":52.098765432098766},4,500,64,{"$f":"INDEX(LINEST(P226:P227,O226:O227,TRUE,FALSE),1)","v":1.3333333333333336E-2},{"$f":"INDEX(LINEST(P226:P227,O226:O227,TRUE,FALSE),2)","v":57.333333333333329},null,{"$f":"((($I$20-1)/3)*((Q227*$J$20+R227)-(Q224*$J$20+R224)))+(Q224*$J$20+R224)","v":56.864197530864196},4,500,66,{"$f":"INDEX(LINEST(W226:W227,V226:V227,TRUE,FALSE),1)","v":1.3333333333333336E-2},{"$f":"INDEX(LINEST(W226:W227,V226:V227,TRUE,FALSE),2)","v":59.333333333333329},{"$f":"((($I$20-1)/3)*((X227*$J$20+Y227)-(X224*$J$20+Y224)))+(X224*$J$20+Y224)","v":56.79012345679012},4,500,null,67,{"$f":"INDEX(LINEST(AD226:AD227,AB226:AB227,TRUE,FALSE),1)","v":2.3333333333333331E-2},{"$f":"INDEX(LINEST(AD226:AD227,AB226:AB227,TRUE,FALSE),2)","v":55.333333333333336},{"$f":"((($I$20-1)/3)*((AE227*$J$20+AF227)-(AE224*$J$20+AF224)))+(AE224*$J$20+AF224)","v":55.96913580246914},4,500,68,{"$f":"INDEX(LINEST(AJ226:AJ227,AI226:AI227,TRUE,FALSE),1)","v":0.03},{"$f":"INDEX(LINEST(AJ226:AJ227,AI226:AI227,TRUE,FALSE),2)","v":53},{"$f":"((($I$20-1)/3)*((AK227*$J$20+AL227)-(AK224*$J$20+AL224)))+(AK224*$J$20+AL224)","v":60.956790123456784},null,4,500,67,{"$f":"INDEX(LINEST(AQ226:AQ227,AP226:AP227,TRUE,FALSE),1)","v":3.6666666666666674E-2},{"$f":"INDEX(LINEST(AQ226:AQ227,AP226:AP227,TRUE,FALSE),2)","v":48.666666666666664},{"$f":"((($I$20-1)/3)*((AR227*$J$20+AS227)-(AR224*$J$20+AS224)))+(AR224*$J$20+AS224)","v":49.623456790123456},4,500,61,null,{"$f":"INDEX(LINEST(AW226:AW227,AV226:AV227,TRUE,FALSE),1)","v":3.3333333333333333E-2},{"$f":"INDEX(LINEST(AW226:AW227,AV226:AV227,TRUE,FALSE),2)","v":44.333333333333336},{"$f":"((($I$20-1)/3)*((AY227*$J$20+AZ227)-(AY224*$J$20+AZ224)))+(AY224*$J$20+AZ224)","v":45.086419753086417},4,500,74,{"$f":"INDEX(LINEST(BD226:BD227,BC226:BC227,TRUE,FALSE),1)","v":0.03},{"$f":"INDEX(LINEST(BD226:BD227,BC226:BC227,TRUE,FALSE),2)","v":59},{"$f":"((($I$20-1)/3)*((BE227*$J$20+BF227)-(BE224*$J$20+BF224)))+(BE224*$J$20+BF224)","v":64.487654320987644}]
[null,10,100,64,null,null,null,10,100,61,null,null,null,10,100,58,null,null,null,null,10,100,58,null,null,null,10,100,null,55,null,null,null,10,100,52,null,null,null,null,10,100,50,null,null,null,10,100,48,null,null,null,null,10,100,60]
[null,10,200,76,{"$f":"INDEX(LINEST(D228:D229,C228:C229,TRUE,FALSE),1)","v":0.11999999999999998},{"$f":"INDEX(LINEST(D228:D229,C228:C229,TRUE,FALSE),2)","v":52},{"$f":"((($I$20-4)/6)*((E229*$J$20+F229)-(E226*$J$20+F226)))+(E226*$J$20+F226)","v":57.685185185185183},10,200,67,{"$f":"INDEX(LINEST(J228:J229,I228:I229,TRUE,FALSE),1)","v":5.9999999999999991E-2},{"$f":"INDEX(LINEST(J228:J229,I228:I229,TRUE,FALSE),2)","v":55},{"$f":"((($I$20-4)/6)*((K229*$J$20+L229)-(K226*$J$20+L226)))+(K226*$J$20+L226)","v":51.685185185185183},10,200,65,{"$f":"INDEX(LINEST(P228:P229,O228:O229,TRUE,FALSE),1)","v":7.0000000000000021E-2},{"$f":"INDEX(LINEST(P228:P229,O228:O229,TRUE,FALSE),2)","v":51},null,{"$f":"((($I$20-4)/6)*((Q229*$J$20+R229)-(Q226*$J$20+R226)))+(Q226*$J$20+R226)","v":55.018518518518519},10,200,64,{"$f":"INDEX(LINEST(W228:W229,V228:V229,TRUE,FALSE),1)","v":5.9999999999999991E-2},{"$f":"INDEX(LINEST(W228:W229,V228:V229,TRUE,FALSE),2)","v":52},{"$f":"((($I$20-4)/6)*((X229*$J$20+Y229)-(X226*$J$20+Y226)))+(X226*$J$20+Y226)","v":57.111111111111114},10,200,null,62,{"$f":"INDEX(LINEST(AD228:AD229,AB228:AB229,TRUE,FALSE),1)","v":7.0000000000000021E-2},{"$f":"INDEX(LINEST(AD228:AD229,AB228:AB229,TRUE,FALSE),2)","v":48},{"$f":"((($I$20-4)/6)*((AE229*$J$20+AF229)-(AE226*$J$20+AF226)))+(AE226*$J$20+AF226)","v":56.555555555555557},10,200,61,{"$f":"INDEX(LINEST(AJ228:AJ229,AI228:AI229,TRUE,FALSE),1)","v":0.09},{"$f":"INDEX(LINEST(AJ228:AJ229,AI228:AI229,TRUE,FALSE),2)","v":43},{"$f":"((($I$20-4)/6)*((AK229*$J$20+AL229)-(AK226*$J$20+AL226)))+(AK226*$J$20+AL226)","v":56.5},null,10,200,57,{"$f":"INDEX(LINEST(AQ228:AQ229,AP228:AP229,TRUE,FALSE),1)","v":7.0000000000000021E-2},{"$f":"INDEX(LINEST(AQ228:AQ229,AP228:AP229,TRUE,FALSE),2)","v":43},{"$f":"((($I$20-4)/6)*((AR229*$J$20+AS229)-(AR226*$J$20+AS226)))+(AR226*$J$20+AS226)","v":50.25925925925926},10,200,56,null,{"$f":"INDEX(LINEST(AW228:AW229,AV228:AV229,TRUE,FALSE),1)","v":8.0000000000000016E-2},{"$f":"INDEX(LINEST(AW228:AW229,AV228:AV229,TRUE,FALSE),2)","v":40},{"$f":"((($I$20-4)/6)*((AY229*$J$20+AZ229)-(AY226*$J$20+AZ226)))+(AY226*$J$20+AZ226)","v":45.518518518518519},10,200,68,{"$f":"INDEX(LINEST(BD228:BD229,BC228:BC229,TRUE,FALSE),1)","v":8.0000000000000016E-2},{"$f":"INDEX(LINEST(BD228:BD229,BC228:BC229,TRUE,FALSE),2)","v":52},{"$f":"((($I$20-4)/6)*((BE229*$J$20+BF229)-(BE226*$J$20+BF226)))+(BE226*$J$20+BF226)","v":61.407407407407405}]
[null,10,500,81,{"$f":"INDEX(LINEST(D229:D230,C229:C230,TRUE,FALSE),1)","v":1.6666666666666666E-2},{"$f":"INDEX(LINEST(D229:D230,C229:C230,TRUE,FALSE),2)","v":72.666666666666671},{"$f":"((($I$20-4)/6)*((E230*$J$20+F230)-(E227*$J$20+F227)))+(E227*$J$20+F227)","v":58.098765432098766},10,500,76,{"$f":"INDEX(LINEST(J229:J230,I229:I230,TRUE,FALSE),1)","v":0.03},{"$f":"INDEX(LINEST(J229:J230,I229:I230,TRUE,FALSE),2)","v":61},{"$f":"((($I$20-4)/6)*((K230*$J$20+L230)-(K227*$J$20+L227)))+(K227*$J$20+L227)","v":54.913580246913575},10,500,74,{"$f":"INDEX(LINEST(P229:P230,O229:O230,TRUE,FALSE),1)","v":0.03},{"$f":"INDEX(LINEST(P229:P230,O229:O230,TRUE,FALSE),2)","v":59},null,{"$f":"((($I$20-4)/6)*((Q230*$J$20+R230)-(Q227*$J$20+R227)))+(Q227*$J$20+R227)","v":58.098765432098759},10,500,72,{"$f":"INDEX(LINEST(W229:W230,V229:V230,TRUE,FALSE),1)","v":2.6666666666666672E-2},{"$f":"INDEX(LINEST(W229:W230,V229:V230,TRUE,FALSE),2)","v":58.666666666666664},{"$f":"((($I$20-4)/6)*((X230*$J$20+Y230)-(X227*$J$20+Y227)))+(X227*$J$20+Y227)","v":60.938271604938265},10,500,null,72,{"$f":"INDEX(LINEST(AD229:AD230,AB229:AB230,TRUE,FALSE),1)","v":3.3333333333333333E-2},{"$f":"INDEX(LINEST(AD229:AD230,AB229:AB230,TRUE,FALSE),2)","v":55.333333333333336},{"$f":"((($I$20-4)/6)*((AE230*$J$20+AF230)-(AE227*$J$20+AF227)))+(AE227*$J$20+AF227)","v":58.388888888888893},10,500,69,{"$f":"INDEX(LINEST(AJ229:AJ230,AI229:AI230,TRUE,FALSE),1)","v":2.6666666666666672E-2},{"$f":"INDEX(LINEST(AJ229:AJ230,AI229:AI230,TRUE,FALSE),2)","v":55.666666666666664},{"$f":"((($I$20-4)/6)*((AK230*$J$20+AL230)-(AK227*$J$20+AL227)))+(AK227*$J$20+AL227)","v":56.858024691358025},null,10,500,68,{"$f":"INDEX(LINEST(AQ229:AQ230,AP229:AP230,TRUE,FALSE),1)","v":3.6666666666666674E-2},{"$f":"INDEX(LINEST(AQ229:AQ230,AP229:AP230,TRUE,FALSE),2)","v":49.666666666666664},{"$f":"((($I$20-4)/6)*((AR230*$J$20+AS230)-(AR227*$J$20+AS227)))+(AR227*$J$20+AS227)","v":53.870370370370367},10,500,68,null,{"$f":"INDEX(LINEST(AW229:AW230,AV229:AV230,TRUE,FALSE),1)","v":4.0000000000000015E-2},{"$f":"INDEX(LINEST(AW229:AW230,AV229:AV230,TRUE,FALSE),2)","v":47.999999999999993},{"$f":"((($I$20-4)/6)*((AY230*$J$20+AZ230)-(AY227*$J$20+AZ227)))+(AY227*$J$20+AZ227)","v":47.950617283950621},10,500,77,{"$f":"INDEX(LINEST(BD229:BD230,BC229:BC230,TRUE,FALSE),1)","v":0.03},{"$f":"INDEX(LINEST(BD229:BD230,BC229:BC230,TRUE,FALSE),2)","v":62},{"$f":"((($I$20-4)/6)*((BE230*$J$20+BF230)-(BE227*$J$20+BF227)))+(BE227*$J$20+BF227)","v":62.611111111111114}]
[]
["600x250",1,100,49,null,null,null,1,100,48,null,null,null,1,100,51,null,null,null,null,1,100,50,null,null,null,1,100,null,55,null,null,null,1,100,53,null,null,null,null,1,100,40,null,null,null,1,100,39,null,null,null,null,1,100,58]
[null,1,200,52,{"$f":"INDEX(LINEST(D232:D233,C232:C233,TRUE,FALSE),1)","v":2.9999999999999995E-2},{"$f":"INDEX(LINEST(D232:D233,C232:C233,TRUE,FALSE),2)","v":46},null,1,200,50,{"$f":"INDEX(LINEST(J232:J233,I232:I233,TRUE,FALSE),1)","v":2.0000000000000004E-2},{"$f":"INDEX(LINEST(J232:J233,I232:I233,TRUE,FALSE),2)","v":46},null,1,200,57,{"$f":"INDEX(LINEST(P232:P233,O232:O233,TRUE,FALSE),1)","v":5.9999999999999991E-2},{"$f":"INDEX(LINEST(P232:P233,O232:O233,TRUE,FALSE),2)","v":45},null,null,1,200,56,{"$f":"INDEX(LINEST(W232:W233,V232:V233,TRUE,FALSE),1)","v":5.9999999999999991E-2},{"$f":"INDEX(LINEST(W232:W233,V232:V233,TRUE,FALSE),2)","v":44},null,1,200,null,56,{"$f":"INDEX(LINEST(AD232:AD233,AB232:AB233,TRUE,FALSE),1)","v":1.0000000000000002E-2},{"$f":"INDEX(LINEST(AD232:AD233,AB232:AB233,TRUE,FALSE),2)","v":54},null,1,200,65,{"$f":"INDEX(LINEST(AJ232:AJ233,AI232:AI233,TRUE,FALSE),1)","v":0.11999999999999998},{"$f":"INDEX(LINEST(AJ232:AJ233,AI232:AI233,TRUE,FALSE),2)","v":41},null,null,1,200,49,{"$f":"INDEX(LINEST(AQ232:AQ233,AP232:AP233,TRUE,FALSE),1)","v":0.09},{"$f":"INDEX(LINEST(AQ232:AQ233,AP232:AP233,TRUE,FALSE),2)","v":31},null,1,200,45,null,{"$f":"INDEX(LINEST(AW232:AW233,AV232:AV233,TRUE,FALSE),1)","v":5.9999999999999991E-2},{"$f":"INDEX(LINEST(AW232:AW233,AV232:AV233,TRUE,FALSE),2)","v":33},null,1,200,67,{"$f":"INDEX(LINEST(BD232:BD233,BC232:BC233,TRUE,FALSE),1)","v":0.09},{"$f":"INDEX(LINEST(BD232:BD233,BC232:BC233,TRUE,FALSE),2)","v":49}]
[null,1,500,57,{"$f":"INDEX(LINEST(D233:D234,C233:C234,TRUE,FALSE),1)","v":1.6666666666666666E-2},{"$f":"INDEX(LINEST(D233:D234,C233:C234,TRUE,FALSE),2)","v":48.666666666666664},null,1,500,53,{"$f":"INDEX(LINEST(J233:J234,I233:I234,TRUE,FALSE),1)","v":1.0000000000000004E-2},{"$f":"INDEX(LINEST(J233:J234,I233:I234,TRUE,FALSE),2)","v":48},null,1,500,62,{"$f":"INDEX(LINEST(P233:P234,O233:O234,TRUE,FALSE),1)","v":1.6666666666666666E-2},{"$f":"INDEX(LINEST(P233:P234,O233:O234,TRUE,FALSE),2)","v":53.666666666666664},null,null,1,500,64,{"$f":"INDEX(LINEST(W233:W234,V233:V234,TRUE,FALSE),1)","v":2.6666666666666672E-2},{"$f":"INDEX(LINEST(W233:W234,V233:V234,TRUE,FALSE),2)","v":50.666666666666664},null,1,500,null,62,{"$f":"INDEX(LINEST(AD233:AD234,AB233:AB234,TRUE,FALSE),1)","v":2.0000000000000007E-2},{"$f":"INDEX(LINEST(AD233:AD234,AB233:AB234,TRUE,FALSE),2)","v":52},null,1,500,69,{"$f":"INDEX(LINEST(AJ233:AJ234,AI233:AI234,TRUE,FALSE),1)","v":1.3333333333333336E-2},{"$f":"INDEX(LINEST(AJ233:AJ234,AI233:AI234,TRUE,FALSE),2)","v":62.333333333333329},null,null,1,500,58,{"$f":"INDEX(LINEST(AQ233:AQ234,AP233:AP234,TRUE,FALSE),1)","v":0.03},{"$f":"INDEX(LINEST(AQ233:AQ234,AP233:AP234,TRUE,FALSE),2)","v":43},null,1,500,56,null,{"$f":"INDEX(LINEST(AW233:AW234,AV233:AV234,TRUE,FALSE),1)","v":3.6666666666666674E-2},{"$f":"INDEX(LINEST(AW233:AW234,AV233:AV234,TRUE,FALSE),2)","v":37.666666666666664},null,1,500,72,{"$f":"INDEX(LINEST(BD233:BD234,BC233:BC234,TRUE,FALSE),1)","v":1.6666666666666666E-2},{"$f":"INDEX(LINEST(BD233:BD234,BC233:BC234,TRUE,FALSE),2)","v":63.666666666666664}]
[null,4,100,59,null,null,null,4,100,52,null,null,null,4,100,54,null,null,null,null,4,100,55,null,null,null,4,100,null,55,null,null,null,4,100,55,null,null,null,null,4,100,47,null,null,null,4,100,44,null,null,null,null,4,100,60]
[null,4,200,64,{"$f":"INDEX(LINEST(D235:D236,C235:C236,TRUE,FALSE),1)","v":0.05},{"$f":"INDEX(LINEST(D235:D236,C235:C236,TRUE,FALSE),2)","v":54},{"$f":"((($I$21-1)/3)*((E236*$J$21+F236)-(E233*$J$21+F233)))+(E233*$J$21+F233)","v":53.623456790123456},4,200,59,{"$f":"INDEX(LINEST(J235:J236,I235:I236,TRUE,FALSE),1)","v":7.0000000000000021E-2},{"$f":"INDEX(LINEST(J235:J236,I235:I236,TRUE,FALSE),2)","v":45},{"$f":"((($I$21-1)/3)*((K236*$J$21+L236)-(K233*$J$21+L233)))+(K233*$J$21+L233)","v":50.845679012345677},4,200,61,{"$f":"INDEX(LINEST(P235:P236,O235:O236,TRUE,FALSE),1)","v":7.0000000000000021E-2},{"$f":"INDEX(LINEST(P235:P236,O235:O236,TRUE,FALSE),2)","v":47},null,{"$f":"((($I$21-1)/3)*((Q236*$J$21+R236)-(Q233*$J$21+R233)))+(Q233*$J$21+R233)","v":54.993827160493829},4,200,63,{"$f":"INDEX(LINEST(W235:W236,V235:V236,TRUE,FALSE),1)","v":8.0000000000000016E-2},{"$f":"INDEX(LINEST(W235:W236,V235:V236,TRUE,FALSE),2)","v":47},{"$f":"((($I$21-1)/3)*((X236*$J$21+Y236)-(X233*$J$21+Y233)))+(X233*$J$21+Y233)","v":54.703703703703702},4,200,null,61,{"$f":"INDEX(LINEST(AD235:AD236,AB235:AB236,TRUE,FALSE),1)","v":5.9999999999999991E-2},{"$f":"INDEX(LINEST(AD235:AD236,AB235:AB236,TRUE,FALSE),2)","v":49},{"$f":"((($I$21-1)/3)*((AE236*$J$21+AF236)-(AE233*$J$21+AF233)))+(AE233*$J$21+AF233)","v":56.209876543209873},4,200,60,{"$f":"INDEX(LINEST(AJ235:AJ236,AI235:AI236,TRUE,FALSE),1)","v":0.05},{"$f":"INDEX(LINEST(AJ235:AJ236,AI235:AI236,TRUE,FALSE),2)","v":50},{"$f":"((($I$21-1)/3)*((AK236*$J$21+AL236)-(AK233*$J$21+AL233)))+(AK233*$J$21+AL233)","v":58.574074074074076},null,4,200,57,{"$f":"INDEX(LINEST(AQ235:AQ236,AP235:AP236,TRUE,FALSE),1)","v":0.1},{"$f":"INDEX(LINEST(AQ235:AQ236,AP235:AP236,TRUE,FALSE),2)","v":37},{"$f":"((($I$21-1)/3)*((AR236*$J$21+AS236)-(AR233*$J$21+AS233)))+(AR233*$J$21+AS233)","v":46.629629629629626},4,200,52,null,{"$f":"INDEX(LINEST(AW235:AW236,AV235:AV236,TRUE,FALSE),1)","v":8.0000000000000016E-2},{"$f":"INDEX(LINEST(AW235:AW236,AV235:AV236,TRUE,FALSE),2)","v":36},{"$f":"((($I$21-1)/3)*((AY236*$J$21+AZ236)-(AY233*$J$21+AZ233)))+(AY233*$J$21+AZ233)","v":43.703703703703702},4,200,66,{"$f":"INDEX(LINEST(BD235:BD236,BC235:BC236,TRUE,FALSE),1)","v":5.9999999999999991E-2},{"$f":"INDEX(LINEST(BD235:BD236,BC235:BC236,TRUE,FALSE),2)","v":54},{"$f":"((($I$21-1)/3)*((BE236*$J$21+BF236)-(BE233*$J$21+BF233)))+(BE233*$J$21+BF233)","v":62.641975308641975}]
[null,4,500,70,{"$f":"INDEX(LINEST(D236:D237,C236:C237,TRUE,FALSE),1)","v":2.0000000000000007E-2},{"$f":"INDEX(LINEST(D236:D237,C236:C237,TRUE,FALSE),2)","v":60},{"$f":"((($I$21-1)/3)*((E237*$J$21+F237)-(E234*$J$21+F234)))+(E234*$J$21+F234)","v":54.526748971193413},4,500,63,{"$f":"INDEX(LINEST(J236:J237,I236:I237,TRUE,FALSE),1)","v":1.3333333333333336E-2},{"$f":"INDEX(LINEST(J236:J237,I236:I237,TRUE,FALSE),2)","v":56.333333333333329},{"$f":"((($I$21-1)/3)*((K237*$J$21+L237)-(K234*$J$21+L234)))+(K234*$J$21+L234)","v":52.008230452674894},4,500,65,{"$f":"INDEX(LINEST(P236:P237,O236:O237,TRUE,FALSE),1)","v":1.3333333333333336E-2},{"$f":"INDEX(LINEST(P236:P237,O236:O237,TRUE,FALSE),2)","v":58.333333333333329},null,{"$f":"((($I$21-1)/3)*((Q237*$J$21+R237)-(Q234*$J$21+R234)))+(Q234*$J$21+R234)","v":57.349794238683124},4,500,67,{"$f":"INDEX(LINEST(W236:W237,V236:V237,TRUE,FALSE),1)","v":1.3333333333333336E-2},{"$f":"INDEX(LINEST(W236:W237,V236:V237,TRUE,FALSE),2)","v":60.333333333333329},{"$f":"((($I$21-1)/3)*((X237*$J$21+Y237)-(X234*$J$21+Y234)))+(X234*$J$21+Y234)","v":56.843621399176953},4,500,null,68,{"$f":"INDEX(LINEST(AD236:AD237,AB236:AB237,TRUE,FALSE),1)","v":2.3333333333333331E-2},{"$f":"INDEX(LINEST(AD236:AD237,AB236:AB237,TRUE,FALSE),2)","v":56.333333333333336},{"$f":"((($I$21-1)/3)*((AE237*$J$21+AF237)-(AE234*$J$21+AF234)))+(AE234*$J$21+AF234)","v":56.372427983539097},4,500,69,{"$f":"INDEX(LINEST(AJ236:AJ237,AI236:AI237,TRUE,FALSE),1)","v":0.03},{"$f":"INDEX(LINEST(AJ236:AJ237,AI236:AI237,TRUE,FALSE),2)","v":54},{"$f":"((($I$21-1)/3)*((AK237*$J$21+AL237)-(AK234*$J$21+AL234)))+(AK234*$J$21+AL234)","v":62.676954732510282},null,4,500,68,{"$f":"INDEX(LINEST(AQ236:AQ237,AP236:AP237,TRUE,FALSE),1)","v":3.6666666666666674E-2},{"$f":"INDEX(LINEST(AQ236:AQ237,AP236:AP237,TRUE,FALSE),2)","v":49.666666666666664},{"$f":"((($I$21-1)/3)*((AR237*$J$21+AS237)-(AR234*$J$21+AS234)))+(AR234*$J$21+AS234)","v":49.676954732510289},4,500,62,null,{"$f":"INDEX(LINEST(AW236:AW237,AV236:AV237,TRUE,FALSE),1)","v":3.3333333333333333E-2},{"$f":"INDEX(LINEST(AW236:AW237,AV236:AV237,TRUE,FALSE),2)","v":45.333333333333336},{"$f":"((($I$21-1)/3)*((AY237*$J$21+AZ237)-(AY234*$J$21+AZ234)))+(AY234*$J$21+AZ234)","v":45.201646090534979},4,500,75,{"$f":"INDEX(LINEST(BD236:BD237,BC236:BC237,TRUE,FALSE),1)","v":0.03},{"$f":"INDEX(LINEST(BD236:BD237,BC236:BC237,TRUE,FALSE),2)","v":60},{"$f":"((($I$21-1)/3)*((BE237*$J$21+BF237)-(BE234*$J$21+BF234)))+(BE234*$J$21+BF234)","v":65.69341563786007}]
[null,10,100,65,null,null,null,10,100,62,null,null,null,10,100,59,null,null,null,null,10,100,59,null,null,null,10,100,null,56,null,null,null,10,100,53,null,null,null,null,10,100,51,null,null,null,10,100,49,null,null,null,null,10,100,61]
[null,10,200,77,{"$f":"INDEX(LINEST(D238:D239,C238:C239,TRUE,FALSE),1)","v":0.11999999999999998},{"$f":"INDEX(LINEST(D238:D239,C238:C239,TRUE,FALSE),2)","v":53},{"$f":"((($I$21-4)/6)*((E239*$J$21+F239)-(E236*$J$21+F236)))+(E236*$J$21+F236)","v":58.098765432098766},10,200,68,{"$f":"INDEX(LINEST(J238:J239,I238:I239,TRUE,FALSE),1)","v":5.9999999999999991E-2},{"$f":"INDEX(LINEST(J238:J239,I238:I239,TRUE,FALSE),2)","v":56},{"$f":"((($I$21-4)/6)*((K239*$J$21+L239)-(K236*$J$21+L236)))+(K236*$J$21+L236)","v":52.098765432098766},10,200,66,{"$f":"INDEX(LINEST(P238:P239,O238:O239,TRUE,FALSE),1)","v":7.0000000000000021E-2},{"$f":"INDEX(LINEST(P238:P239,O238:O239,TRUE,FALSE),2)","v":52},null,{"$f":"((($I$21-4)/6)*((Q239*$J$21+R239)-(Q236*$J$21+R236)))+(Q236*$J$21+R236)","v":55.709876543209873},10,200,65,{"$f":"INDEX(LINEST(W238:W239,V238:V239,TRUE,FALSE),1)","v":5.9999999999999991E-2},{"$f":"INDEX(LINEST(W238:W239,V238:V239,TRUE,FALSE),2)","v":53},{"$f":"((($I$21-4)/6)*((X239*$J$21+Y239)-(X236*$J$21+Y236)))+(X236*$J$21+Y236)","v":57.925925925925924},10,200,null,63,{"$f":"INDEX(LINEST(AD238:AD239,AB238:AB239,TRUE,FALSE),1)","v":7.0000000000000021E-2},{"$f":"INDEX(LINEST(AD238:AD239,AB238:AB239,TRUE,FALSE),2)","v":49},{"$f":"((($I$21-4)/6)*((AE239*$J$21+AF239)-(AE236*$J$21+AF236)))+(AE236*$J$21+AF236)","v":57.462962962962962},10,200,62,{"$f":"INDEX(LINEST(AJ238:AJ239,AI238:AI239,TRUE,FALSE),1)","v":0.09},{"$f":"INDEX(LINEST(AJ238:AJ239,AI238:AI239,TRUE,FALSE),2)","v":44},{"$f":"((($I$21-4)/6)*((AK239*$J$21+AL239)-(AK236*$J$21+AL236)))+(AK236*$J$21+AL236)","v":57.5},null,10,200,58,{"$f":"INDEX(LINEST(AQ238:AQ239,AP238:AP239,TRUE,FALSE),1)","v":7.0000000000000021E-2},{"$f":"INDEX(LINEST(AQ238:AQ239,AP238:AP239,TRUE,FALSE),2)","v":44},{"$f":"((($I$21-4)/6)*((AR239*$J$21+AS239)-(AR236*$J$21+AS236)))+(AR236*$J$21+AS236)","v":51.104938271604937},10,200,57,null,{"$f":"INDEX(LINEST(AW238:AW239,AV238:AV239,TRUE,FALSE),1)","v":8.0000000000000016E-2},{"$f":"INDEX(LINEST(AW238:AW239,AV238:AV239,TRUE,FALSE),2)","v":41},{"$f":"((($I$21-4)/6)*((AY239*$J$21+AZ239)-(AY236*$J$21+AZ236)))+(AY236*$J$21+AZ236)","v":46.209876543209873},10,200,69,{"$f":"INDEX(LINEST(BD238:BD239,BC238:BC239,TRUE,FALSE),1)","v":8.0000000000000016E-2},{"$f":"INDEX(LINEST(BD238:BD239,BC238:BC239,TRUE,FALSE),2)","v":53},{"$f":"((($I$21-4)/6)*((BE239*$J$21+BF239)-(BE236*$J$21+BF236)))+(BE236*$J$21+BF236)","v":62.283950617283949}]
[null,10,500,82,{"$f":"INDEX(LINEST(D239:D240,C239:C240,TRUE,FALSE),1)","v":1.6666666666666666E-2},{"$f":"INDEX(LINEST(D239:D240,C239:C240,TRUE,FALSE),2)","v":73.666666666666671},{"$f":"((($I$21-4)/6)*((E240*$J$21+F240)-(E237*$J$21+F237)))+(E237*$J$21+F237)","v":58.286008230452673},10,500,77,{"$f":"INDEX(LINEST(J239:J240,I239:I240,TRUE,FALSE),1)","v":0.03},{"$f":"INDEX(LINEST(J239:J240,I239:I240,TRUE,FALSE),2)","v":62},{"$f":"((($I$21-4)/6)*((K240*$J$21+L240)-(K237*$J$21+L237)))+(K237*$J$21+L237)","v":55.409465020576128},10,500,75,{"$f":"INDEX(LINEST(P239:P240,O239:O240,TRUE,FALSE),1)","v":0.03},{"$f":"INDEX(LINEST(P239:P240,O239:O240,TRUE,FALSE),2)","v":60},null,{"$f":"((($I$21-4)/6)*((Q240*$J$21+R240)-(Q237*$J$21+R237)))+(Q237*$J$21+R237)","v":58.841563786008223},10,500,73,{"$f":"INDEX(LINEST(W239:W240,V239:V240,TRUE,FALSE),1)","v":2.6666666666666672E-2},{"$f":"INDEX(LINEST(W239:W240,V239:V240,TRUE,FALSE),2)","v":59.666666666666664},{"$f":"((($I$21-4)/6)*((X240*$J$21+Y240)-(X237*$J$21+Y237)))+(X237*$J$21+Y237)","v":61.855967078189295},10,500,null,73,{"$f":"INDEX(LINEST(AD239:AD240,AB239:AB240,TRUE,FALSE),1)","v":3.3333333333333333E-2},{"$f":"INDEX(LINEST(AD239:AD240,AB239:AB240,TRUE,FALSE),2)","v":56.333333333333336},{"$f":"((($I$21-4)/6)*((AE240*$J$21+AF240)-(AE237*$J$21+AF237)))+(AE237*$J$21+AF237)","v":59.296296296296298},10,500,70,{"$f":"INDEX(LINEST(AJ239:AJ240,AI239:AI240,TRUE,FALSE),1)","v":2.6666666666666672E-2},{"$f":"INDEX(LINEST(AJ239:AJ240,AI239:AI240,TRUE,FALSE),2)","v":56.666666666666664},{"$f":"((($I$21-4)/6)*((AK240*$J$21+AL240)-(AK237*$J$21+AL237)))+(AK237*$J$21+AL237)","v":57.724279835390945},null,10,500,69,{"$f":"INDEX(LINEST(AQ239:AQ240,AP239:AP240,TRUE,FALSE),1)","v":3.6666666666666674E-2},{"$f":"INDEX(LINEST(AQ239:AQ240,AP239:AP240,TRUE,FALSE),2)","v":50.666666666666664},{"$f":"((($I$21-4)/6)*((AR240*$J$21+AS240)-(AR237*$J$21+AS237)))+(AR237*$J$21+AS237)","v":54.808641975308639},10,500,69,null,{"$f":"INDEX(LINEST(AW239:AW240,AV239:AV240,TRUE,FALSE),1)","v":4.0000000000000015E-2},{"$f":"INDEX(LINEST(AW239:AW240,AV239:AV240,TRUE,FALSE),2)","v":48.999999999999993},{"$f":"((($I$21-4)/6)*((AY240*$J$21+AZ240)-(AY237*$J$21+AZ237)))+(AY237*$J$21+AZ237)","v":48.662551440329224},10,500,78,{"$f":"INDEX(LINEST(BD239:BD240,BC239:BC240,TRUE,FALSE),1)","v":0.03},{"$f":"INDEX(LINEST(BD239:BD240,BC239:BC240,TRUE,FALSE),2)","v":63},{"$f":"((($I$21-4)/6)*((BE240*$J$21+BF240)-(BE237*$J$21+BF237)))+(BE237*$J$21+BF237)","v":63.425925925925924}]
[]
["800x250",1,100,{"$f":"D232+1","v":50},null,null,null,1,100,{"$f":"J232+1","v":49},null,null,null,1,100,{"$f":"P232+1","v":52},null,null,null,null,1,100,{"$f":"W232+1","v":51},null,null,null,1,100,null,{"$f":"AD232+1","v":56},null,null,null,1,100,{"$f":"AJ232+1","v":54},null,null,null,null,1,100,{"$f":"AQ232+1","v":41},null,null,null,1,100,{"$f":"AW232+1","v":40},null,null,null,null,1,100,{"$f":"BD232+1","v":59}]
[null,1,200,{"$f":"D233+1","v":53},{"$f":"INDEX(LINEST(D242:D243,C242:C243,TRUE,FALSE),1)","v":2.9999999999999995E-2},{"$f":"INDEX(LINEST(D242:D243,C242:C243,TRUE,FALSE),2)","v":47},null,1,200,{"$f":"J233+1","v":51},{"$f":"INDEX(LINEST(J242:J243,I242:I243,TRUE,FALSE),1)","v":2.0000000000000004E-2},{"$f":"INDEX(LINEST(J242:J243,I242:I243,TRUE,FALSE),2)","v":47},null,1,200,{"$f":"P233+1","v":58},{"$f":"INDEX(LINEST(P242:P243,O242:O243,TRUE,FALSE),1)","v":5.9999999999999991E-2},{"$f":"INDEX(LINEST(P242:P243,O242:O243,TRUE,FALSE),2)","v":46},null,null,1,200,{"$f":"W233+1","v":57},{"$f":"INDEX(LINEST(W242:W243,V242:V243,TRUE,FALSE),1)","v":5.9999999999999991E-2},{"$f":"INDEX(LINEST(W242:W243,V242:V243,TRUE,FALSE),2)","v":45},null,1,200,null,{"$f":"AD233+1","v":57},{"$f":"INDEX(LINEST(AD242:AD243,AB242:AB243,TRUE,FALSE),1)","v":1.0000000000000002E-2},{"$f":"INDEX(LINEST(AD242:AD243,AB242:AB243,TRUE,FALSE),2)","v":55},null,1,200,{"$f":"AJ233+1","v":66},{"$f":"INDEX(LINEST(AJ242:AJ243,AI242:AI243,TRUE,FALSE),1)","v":0.11999999999999998},{"$f":"INDEX(LINEST(AJ242:AJ243,AI242:AI243,TRUE,FALSE),2)","v":42},null,null,1,200,{"$f":"AQ233+1","v":50},{"$f":"INDEX(LINEST(AQ242:AQ243,AP242:AP243,TRUE,FALSE),1)","v":0.09},{"$f":"INDEX(LINEST(AQ242:AQ243,AP242:AP243,TRUE,FALSE),2)","v":32},null,1,200,{"$f":"AW233+1","v":46},null,{"$f":"INDEX(LINEST(AW242:AW243,AV242:AV243,TRUE,FALSE),1)","v":5.9999999999999991E-2},{"$f":"INDEX(LINEST(AW242:AW243,AV242:AV243,TRUE,FALSE),2)","v":34},null,1,200,{"$f":"BD233+1","v":68},{"$f":"INDEX(LINEST(BD242:BD243,BC242:BC243,TRUE,FALSE),1)","v":0.09},{"$f":"INDEX(LINEST(BD242:BD243,BC242:BC243,TRUE,FALSE),2)","v":50}]
[null,1,500,58,{"$f":"INDEX(LINEST(D243:D244,C243:C244,TRUE,FALSE),1)","v":1.6666666666666666E-2},{"$f":"INDEX(LINEST(D243:D244,C243:C244,TRUE,FALSE),2)","v":49.666666666666664},null,1,500,54,{"$f":"INDEX(LINEST(J243:J244,I243:I244,TRUE,FALSE),1)","v":1.0000000000000004E-2},{"$f":"INDEX(LINEST(J243:J244,I243:I244,TRUE,FALSE),2)","v":49},null,1,500,63,{"$f":"INDEX(LINEST(P243:P244,O243:O244,TRUE,FALSE),1)","v":1.6666666666666666E-2},{"$f":"INDEX(LINEST(P243:P244,O243:O244,TRUE,FALSE),2)","v":54.666666666666664},null,null,1,500,65,{"$f":"INDEX(LINEST(W243:W244,V243:V244,TRUE,FALSE),1)","v":2.6666666666666672E-2},{"$f":"INDEX(LINEST(W243:W244,V243:V244,TRUE,FALSE),2)","v":51.666666666666664},null,1,500,null,63,{"$f":"INDEX(LINEST(AD243:AD244,AB243:AB244,TRUE,FALSE),1)","v":2.0000000000000007E-2},{"$f":"INDEX(LINEST(AD243:AD244,AB243:AB244,TRUE,FALSE),2)","v":53},null,1,500,70,{"$f":"INDEX(LINEST(AJ243:AJ244,AI243:AI244,TRUE,FALSE),1)","v":1.3333333333333336E-2},{"$f":"INDEX(LINEST(AJ243:AJ244,AI243:AI244,TRUE,FALSE),2)","v":63.333333333333329},null,null,1,500,59,{"$f":"INDEX(LINEST(AQ243:AQ244,AP243:AP244,TRUE,FALSE),1)","v":0.03},{"$f":"INDEX(LINEST(AQ243:AQ244,AP243:AP244,TRUE,FALSE),2)","v":44},null,1,500,57,null,{"$f":"INDEX(LINEST(AW243:AW244,AV243:AV244,TRUE,FALSE),1)","v":3.6666666666666674E-2},{"$f":"INDEX(LINEST(AW243:AW244,AV243:AV244,TRUE,FALSE),2)","v":38.666666666666664},null,1,500,73,{"$f":"INDEX(LINEST(BD243:BD244,BC243:BC244,TRUE,FALSE),1)","v":1.6666666666666666E-2},{"$f":"INDEX(LINEST(BD243:BD244,BC243:BC244,TRUE,FALSE),2)","v":64.666666666666671}]
[null,4,100,60,null,null,null,4,100,53,null,null,null,4,100,55,null,null,null,null,4,100,56,null,null,null,4,100,null,56,null,null,null,4,100,56,null,null,null,null,4,100,48,null,null,null,4,100,45,null,null,null,null,4,100,61]
[null,4,200,65,{"$f":"INDEX(LINEST(D245:D246,C245:C246,TRUE,FALSE),1)","v":0.05},{"$f":"INDEX(LINEST(D245:D246,C245:C246,TRUE,FALSE),2)","v":55},{"$f":"((($I$22-1)/3)*((E246*$J$22+F246)-(E243*$J$22+F243)))+(E243*$J$22+F243)","v":52.925925925925924},4,200,60,{"$f":"INDEX(LINEST(J245:J246,I245:I246,TRUE,FALSE),1)","v":7.0000000000000021E-2},{"$f":"INDEX(LINEST(J245:J246,I245:I246,TRUE,FALSE),2)","v":46},{"$f":"((($I$22-1)/3)*((K246*$J$22+L246)-(K243*$J$22+L243)))+(K243*$J$22+L243)","v":50.842592592592595},4,200,62,{"$f":"INDEX(LINEST(P245:P246,O245:O246,TRUE,FALSE),1)","v":7.0000000000000021E-2},{"$f":"INDEX(LINEST(P245:P246,O245:O246,TRUE,FALSE),2)","v":48},null,{"$f":"((($I$22-1)/3)*((Q246*$J$22+R246)-(Q243*$J$22+R243)))+(Q243*$J$22+R243)","v":55.453703703703702},4,200,64,{"$f":"INDEX(LINEST(W245:W246,V245:V246,TRUE,FALSE),1)","v":8.0000000000000016E-2},{"$f":"INDEX(LINEST(W245:W246,V245:V246,TRUE,FALSE),2)","v":48},{"$f":"((($I$22-1)/3)*((X246*$J$22+Y246)-(X243*$J$22+Y243)))+(X243*$J$22+Y243)","v":54.777777777777779},4,200,null,62,{"$f":"INDEX(LINEST(AD245:AD246,AB245:AB246,TRUE,FALSE),1)","v":5.9999999999999991E-2},{"$f":"INDEX(LINEST(AD245:AD246,AB245:AB246,TRUE,FALSE),2)","v":50},{"$f":"((($I$22-1)/3)*((AE246*$J$22+AF246)-(AE243*$J$22+AF243)))+(AE243*$J$22+AF243)","v":56.824074074074076},4,200,61,{"$f":"INDEX(LINEST(AJ245:AJ246,AI245:AI246,TRUE,FALSE),1)","v":0.05},{"$f":"INDEX(LINEST(AJ245:AJ246,AI245:AI246,TRUE,FALSE),2)","v":51},{"$f":"((($I$22-1)/3)*((AK246*$J$22+AL246)-(AK243*$J$22+AL243)))+(AK243*$J$22+AL243)","v":59.805555555555557},null,4,200,58,{"$f":"INDEX(LINEST(AQ245:AQ246,AP245:AP246,TRUE,FALSE),1)","v":0.1},{"$f":"INDEX(LINEST(AQ245:AQ246,AP245:AP246,TRUE,FALSE),2)","v":38},{"$f":"((($I$22-1)/3)*((AR246*$J$22+AS246)-(AR243*$J$22+AS243)))+(AR243*$J$22+AS243)","v":46.472222222222221},4,200,53,null,{"$f":"INDEX(LINEST(AW245:AW246,AV245:AV246,TRUE,FALSE),1)","v":8.0000000000000016E-2},{"$f":"INDEX(LINEST(AW245:AW246,AV245:AV246,TRUE,FALSE),2)","v":37},{"$f":"((($I$22-1)/3)*((AY246*$J$22+AZ246)-(AY243*$J$22+AZ243)))+(AY243*$J$22+AZ243)","v":43.777777777777779},4,200,67,{"$f":"INDEX(LINEST(BD245:BD246,BC245:BC246,TRUE,FALSE),1)","v":5.9999999999999991E-2},{"$f":"INDEX(LINEST(BD245:BD246,BC245:BC246,TRUE,FALSE),2)","v":55},{"$f":"((($I$22-1)/3)*((BE246*$J$22+BF246)-(BE243*$J$22+BF243)))+(BE243*$J$22+BF243)","v":63.564814814814817}]
[null,4,500,71,{"$f":"INDEX(LINEST(D246:D247,C246:C247,TRUE,FALSE),1)","v":2.0000000000000007E-2},{"$f":"INDEX(LINEST(D246:D247,C246:C247,TRUE,FALSE),2)","v":61},{"$f":"((($I$22-1)/3)*((E247*$J$22+F247)-(E244*$J$22+F244)))+(E244*$J$22+F244)","v":53.700617283950614},4,500,64,{"$f":"INDEX(LINEST(J246:J247,I246:I247,TRUE,FALSE),1)","v":1.3333333333333336E-2},{"$f":"INDEX(LINEST(J246:J247,I246:I247,TRUE,FALSE),2)","v":57.333333333333329},{"$f":"((($I$22-1)/3)*((K247*$J$22+L247)-(K244*$J$22+L244)))+(K244*$J$22+L244)","v":51.645061728395063},4,500,66,{"$f":"INDEX(LINEST(P246:P247,O246:O247,TRUE,FALSE),1)","v":1.3333333333333336E-2},{"$f":"INDEX(LINEST(P246:P247,O246:O247,TRUE,FALSE),2)","v":59.333333333333329},null,{"$f":"((($I$22-1)/3)*((Q247*$J$22+R247)-(Q244*$J$22+R244)))+(Q244*$J$22+R244)","v":57.706790123456784},4,500,68,{"$f":"INDEX(LINEST(W246:W247,V246:V247,TRUE,FALSE),1)","v":1.3333333333333336E-2},{"$f":"INDEX(LINEST(W246:W247,V246:V247,TRUE,FALSE),2)","v":61.333333333333329},{"$f":"((($I$22-1)/3)*((X247*$J$22+Y247)-(X244*$J$22+Y244)))+(X244*$J$22+Y244)","v":56.660493827160494},4,500,null,69,{"$f":"INDEX(LINEST(AD246:AD247,AB246:AB247,TRUE,FALSE),1)","v":2.3333333333333331E-2},{"$f":"INDEX(LINEST(AD246:AD247,AB246:AB247,TRUE,FALSE),2)","v":57.333333333333336},{"$f":"((($I$22-1)/3)*((AE247*$J$22+AF247)-(AE244*$J$22+AF244)))+(AE244*$J$22+AF244)","v":56.626543209876544},4,500,70,{"$f":"INDEX(LINEST(AJ246:AJ247,AI246:AI247,TRUE,FALSE),1)","v":0.03},{"$f":"INDEX(LINEST(AJ246:AJ247,AI246:AI247,TRUE,FALSE),2)","v":55},{"$f":"((($I$22-1)/3)*((AK247*$J$22+AL247)-(AK244*$J$22+AL244)))+(AK244*$J$22+AL244)","v":64.577160493827151},null,4,500,69,{"$f":"INDEX(LINEST(AQ246:AQ247,AP246:AP247,TRUE,FALSE),1)","v":3.6666666666666674E-2},{"$f":"INDEX(LINEST(AQ246:AQ247,AP246:AP247,TRUE,FALSE),2)","v":50.666666666666664},{"$f":"((($I$22-1)/3)*((AR247*$J$22+AS247)-(AR244*$J$22+AS244)))+(AR244*$J$22+AS244)","v":49.493827160493829},4,500,63,null,{"$f":"INDEX(LINEST(AW246:AW247,AV246:AV247,TRUE,FALSE),1)","v":3.3333333333333333E-2},{"$f":"INDEX(LINEST(AW246:AW247,AV246:AV247,TRUE,FALSE),2)","v":46.333333333333336},{"$f":"((($I$22-1)/3)*((AY247*$J$22+AZ247)-(AY244*$J$22+AZ244)))+(AY244*$J$22+AZ244)","v":45.095679012345677},4,500,76,{"$f":"INDEX(LINEST(BD246:BD247,BC246:BC247,TRUE,FALSE),1)","v":0.03},{"$f":"INDEX(LINEST(BD246:BD247,BC246:BC247,TRUE,FALSE),2)","v":61},{"$f":"((($I$22-1)/3)*((BE247*$J$22+BF247)-(BE244*$J$22+BF244)))+(BE244*$J$22+BF244)","v":66.950617283950621}]
[null,10,100,66,null,null,null,10,100,63,null,null,null,10,100,60,null,null,null,null,10,100,60,null,null,null,10,100,null,57,null,null,null,10,100,54,null,null,null,null,10,100,52,null,null,null,10,100,50,null,null,null,null,10,100,62]
[null,10,200,78,{"$f":"INDEX(LINEST(D248:D249,C248:C249,TRUE,FALSE),1)","v":0.11999999999999998},{"$f":"INDEX(LINEST(D248:D249,C248:C249,TRUE,FALSE),2)","v":54},{"$f":"((($I$22-4)/6)*((E249*$J$22+F249)-(E246*$J$22+F246)))+(E246*$J$22+F246)","v":58.36574074074074},10,200,69,{"$f":"INDEX(LINEST(J248:J249,I248:I249,TRUE,FALSE),1)","v":5.9999999999999991E-2},{"$f":"INDEX(LINEST(J248:J249,I248:I249,TRUE,FALSE),2)","v":57},{"$f":"((($I$22-4)/6)*((K249*$J$22+L249)-(K246*$J$22+L246)))+(K246*$J$22+L246)","v":52.36574074074074},10,200,67,{"$f":"INDEX(LINEST(P248:P249,O248:O249,TRUE,FALSE),1)","v":7.0000000000000021E-2},{"$f":"INDEX(LINEST(P248:P249,O248:O249,TRUE,FALSE),2)","v":53},null,{"$f":"((($I$22-4)/6)*((Q249*$J$22+R249)-(Q246*$J$22+R246)))+(Q246*$J$22+R246)","v":56.324074074074076},10,200,66,{"$f":"INDEX(LINEST(W248:W249,V248:V249,TRUE,FALSE),1)","v":5.9999999999999991E-2},{"$f":"INDEX(LINEST(W248:W249,V248:V249,TRUE,FALSE),2)","v":54},{"$f":"((($I$22-4)/6)*((X249*$J$22+Y249)-(X246*$J$22+Y246)))+(X246*$J$22+Y246)","v":58.694444444444443},10,200,null,64,{"$f":"INDEX(LINEST(AD248:AD249,AB248:AB249,TRUE,FALSE),1)","v":7.0000000000000021E-2},{"$f":"INDEX(LINEST(AD248:AD249,AB248:AB249,TRUE,FALSE),2)","v":50},{"$f":"((($I$22-4)/6)*((AE249*$J$22+AF249)-(AE246*$J$22+AF246)))+(AE246*$J$22+AF246)","v":58.347222222222221},10,200,63,{"$f":"INDEX(LINEST(AJ248:AJ249,AI248:AI249,TRUE,FALSE),1)","v":0.09},{"$f":"INDEX(LINEST(AJ248:AJ249,AI248:AI249,TRUE,FALSE),2)","v":45},{"$f":"((($I$22-4)/6)*((AK249*$J$22+AL249)-(AK246*$J$22+AL246)))+(AK246*$J$22+AL246)","v":58.5},null,10,200,59,{"$f":"INDEX(LINEST(AQ248:AQ249,AP248:AP249,TRUE,FALSE),1)","v":7.0000000000000021E-2},{"$f":"INDEX(LINEST(AQ248:AQ249,AP248:AP249,TRUE,FALSE),2)","v":45},{"$f":"((($I$22-4)/6)*((AR249*$J$22+AS249)-(AR246*$J$22+AS246)))+(AR246*$J$22+AS246)","v":51.912037037037038},10,200,58,null,{"$f":"INDEX(LINEST(AW248:AW249,AV248:AV249,TRUE,FALSE),1)","v":8.0000000000000016E-2},{"$f":"INDEX(LINEST(AW248:AW249,AV248:AV249,TRUE,FALSE),2)","v":42},{"$f":"((($I$22-4)/6)*((AY249*$J$22+AZ249)-(AY246*$J$22+AZ246)))+(AY246*$J$22+AZ246)","v":46.824074074074076},10,200,70,{"$f":"INDEX(LINEST(BD248:BD249,BC248:BC249,TRUE,FALSE),1)","v":8.0000000000000016E-2},{"$f":"INDEX(LINEST(BD248:BD249,BC248:BC249,TRUE,FALSE),2)","v":54},{"$f":"((($I$22-4)/6)*((BE249*$J$22+BF249)-(BE246*$J$22+BF246)))+(BE246*$J$22+BF246)","v":63.129629629629626}]
[null,10,500,83,{"$f":"INDEX(LINEST(D249:D250,C249:C250,TRUE,FALSE),1)","v":1.6666666666666666E-2},{"$f":"INDEX(LINEST(D249:D250,C249:C250,TRUE,FALSE),2)","v":74.666666666666671},{"$f":"((($I$22-4)/6)*((E250*$J$22+F250)-(E247*$J$22+F247)))+(E247*$J$22+F247)","v":58.270061728395063},10,500,78,{"$f":"INDEX(LINEST(J249:J250,I249:I250,TRUE,FALSE),1)","v":0.03},{"$f":"INDEX(LINEST(J249:J250,I249:I250,TRUE,FALSE),2)","v":63},{"$f":"((($I$22-4)/6)*((K250*$J$22+L250)-(K247*$J$22+L247)))+(K247*$J$22+L247)","v":55.779320987654316},10,500,76,{"$f":"INDEX(LINEST(P249:P250,O249:O250,TRUE,FALSE),1)","v":0.03},{"$f":"INDEX(LINEST(P249:P250,O249:O250,TRUE,FALSE),2)","v":61},null,{"$f":"((($I$22-4)/6)*((Q250*$J$22+R250)-(Q247*$J$22+R247)))+(Q247*$J$22+R247)","v":59.520061728395056},10,500,74,{"$f":"INDEX(LINEST(W249:W250,V249:V250,TRUE,FALSE),1)","v":2.6666666666666672E-2},{"$f":"INDEX(LINEST(W249:W250,V249:V250,TRUE,FALSE),2)","v":60.666666666666664},{"$f":"((($I$22-4)/6)*((X250*$J$22+Y250)-(X247*$J$22+Y247)))+(X247*$J$22+Y247)","v":62.753086419753075},10,500,null,74,{"$f":"INDEX(LINEST(AD249:AD250,AB249:AB250,TRUE,FALSE),1)","v":3.3333333333333333E-2},{"$f":"INDEX(LINEST(AD249:AD250,AB249:AB250,TRUE,FALSE),2)","v":57.333333333333336},{"$f":"((($I$22-4)/6)*((AE250*$J$22+AF250)-(AE247*$J$22+AF247)))+(AE247*$J$22+AF247)","v":60.180555555555557},10,500,71,{"$f":"INDEX(LINEST(AJ249:AJ250,AI249:AI250,TRUE,FALSE),1)","v":2.6666666666666672E-2},{"$f":"INDEX(LINEST(AJ249:AJ250,AI249:AI250,TRUE,FALSE),2)","v":57.666666666666664},{"$f":"((($I$22-4)/6)*((AK250*$J$22+AL250)-(AK247*$J$22+AL247)))+(AK247*$J$22+AL247)","v":58.557098765432102},null,10,500,70,{"$f":"INDEX(LINEST(AQ249:AQ250,AP249:AP250,TRUE,FALSE),1)","v":3.6666666666666674E-2},{"$f":"INDEX(LINEST(AQ249:AQ250,AP249:AP250,TRUE,FALSE),2)","v":51.666666666666664},{"$f":"((($I$22-4)/6)*((AR250*$J$22+AS250)-(AR247*$J$22+AS247)))+(AR247*$J$22+AS247)","v":55.731481481481481},10,500,70,null,{"$f":"INDEX(LINEST(AW249:AW250,AV249:AV250,TRUE,FALSE),1)","v":4.0000000000000015E-2},{"$f":"INDEX(LINEST(AW249:AW250,AV249:AV250,TRUE,FALSE),2)","v":49.999999999999993},{"$f":"((($I$22-4)/6)*((AY250*$J$22+AZ250)-(AY247*$J$22+AZ247)))+(AY247*$J$22+AZ247)","v":49.302469135802475},10,500,79,{"$f":"INDEX(LINEST(BD249:BD250,BC249:BC250,TRUE,FALSE),1)","v":0.03},{"$f":"INDEX(LINEST(BD249:BD250,BC249:BC250,TRUE,FALSE),2)","v":64},{"$f":"((($I$22-4)/6)*((BE250*$J$22+BF250)-(BE247*$J$22+BF247)))+(BE247*$J$22+BF247)","v":64.194444444444443}]
[]
["1000x250",1,100,{"$f":"D242+1","v":51},null,null,null,1,100,{"$f":"J242+1","v":50},null,null,null,1,100,{"$f":"P242+1","v":53},null,null,null,null,1,100,{"$f":"W242+1","v":52},null,null,null,1,100,null,{"$f":"AD242+1","v":57},null,null,null,1,100,{"$f":"AJ242+1","v":55},null,null,null,null,1,100,{"$f":"AQ242+1","v":42},null,null,null,1,100,{"$f":"AW242+1","v":41},null,null,null,null,1,100,{"$f":"BD242+1","v":60}]
[null,1,200,{"$f":"D243+1","v":54},{"$f":"INDEX(LINEST(D252:D253,C252:C253,TRUE,FALSE),1)","v":2.9999999999999995E-2},{"$f":"INDEX(LINEST(D252:D253,C252:C253,TRUE,FALSE),2)","v":48},null,1,200,{"$f":"J243+1","v":52},{"$f":"INDEX(LINEST(J252:J253,I252:I253,TRUE,FALSE),1)","v":2.0000000000000004E-2},{"$f":"INDEX(LINEST(J252:J253,I252:I253,TRUE,FALSE),2)","v":48},null,1,200,{"$f":"P243+1","v":59},{"$f":"INDEX(LINEST(P252:P253,O252:O253,TRUE,FALSE),1)","v":5.9999999999999991E-2},{"$f":"INDEX(LINEST(P252:P253,O252:O253,TRUE,FALSE),2)","v":47},null,null,1,200,{"$f":"W243+1","v":58},{"$f":"INDEX(LINEST(W252:W253,V252:V253,TRUE,FALSE),1)","v":5.9999999999999991E-2},{"$f":"INDEX(LINEST(W252:W253,V252:V253,TRUE,FALSE),2)","v":46},null,1,200,null,{"$f":"AD243+1","v":58},{"$f":"INDEX(LINEST(AD252:AD253,AB252:AB253,TRUE,FALSE),1)","v":1.0000000000000002E-2},{"$f":"INDEX(LINEST(AD252:AD253,AB252:AB253,TRUE,FALSE),2)","v":56},null,1,200,{"$f":"AJ243+1","v":67},{"$f":"INDEX(LINEST(AJ252:AJ253,AI252:AI253,TRUE,FALSE),1)","v":0.11999999999999998},{"$f":"INDEX(LINEST(AJ252:AJ253,AI252:AI253,TRUE,FALSE),2)","v":43},null,null,1,200,{"$f":"AQ243+1","v":51},{"$f":"INDEX(LINEST(AQ252:AQ253,AP252:AP253,TRUE,FALSE),1)","v":0.09},{"$f":"INDEX(LINEST(AQ252:AQ253,AP252:AP253,TRUE,FALSE),2)","v":33},null,1,200,{"$f":"AW243+1","v":47},null,{"$f":"INDEX(LINEST(AW252:AW253,AV252:AV253,TRUE,FALSE),1)","v":5.9999999999999991E-2},{"$f":"INDEX(LINEST(AW252:AW253,AV252:AV253,TRUE,FALSE),2)","v":35},null,1,200,{"$f":"BD243+1","v":69},{"$f":"INDEX(LINEST(BD252:BD253,BC252:BC253,TRUE,FALSE),1)","v":0.09},{"$f":"INDEX(LINEST(BD252:BD253,BC252:BC253,TRUE,FALSE),2)","v":51}]
[null,1,500,59,{"$f":"INDEX(LINEST(D253:D254,C253:C254,TRUE,FALSE),1)","v":1.6666666666666666E-2},{"$f":"INDEX(LINEST(D253:D254,C253:C254,TRUE,FALSE),2)","v":50.666666666666664},null,1,500,55,{"$f":"INDEX(LINEST(J253:J254,I253:I254,TRUE,FALSE),1)","v":1.0000000000000004E-2},{"$f":"INDEX(LINEST(J253:J254,I253:I254,TRUE,FALSE),2)","v":50},null,1,500,64,{"$f":"INDEX(LINEST(P253:P254,O253:O254,TRUE,FALSE),1)","v":1.6666666666666666E-2},{"$f":"INDEX(LINEST(P253:P254,O253:O254,TRUE,FALSE),2)","v":55.666666666666664},null,null,1,500,66,{"$f":"INDEX(LINEST(W253:W254,V253:V254,TRUE,FALSE),1)","v":2.6666666666666672E-2},{"$f":"INDEX(LINEST(W253:W254,V253:V254,TRUE,FALSE),2)","v":52.666666666666664},null,1,500,null,64,{"$f":"INDEX(LINEST(AD253:AD254,AB253:AB254,TRUE,FALSE),1)","v":2.0000000000000007E-2},{"$f":"INDEX(LINEST(AD253:AD254,AB253:AB254,TRUE,FALSE),2)","v":54},null,1,500,71,{"$f":"INDEX(LINEST(AJ253:AJ254,AI253:AI254,TRUE,FALSE),1)","v":1.3333333333333336E-2},{"$f":"INDEX(LINEST(AJ253:AJ254,AI253:AI254,TRUE,FALSE),2)","v":64.333333333333329},null,null,1,500,60,{"$f":"INDEX(LINEST(AQ253:AQ254,AP253:AP254,TRUE,FALSE),1)","v":0.03},{"$f":"INDEX(LINEST(AQ253:AQ254,AP253:AP254,TRUE,FALSE),2)","v":45},null,1,500,58,null,{"$f":"INDEX(LINEST(AW253:AW254,AV253:AV254,TRUE,FALSE),1)","v":3.6666666666666674E-2},{"$f":"INDEX(LINEST(AW253:AW254,AV253:AV254,TRUE,FALSE),2)","v":39.666666666666664},null,1,500,74,{"$f":"INDEX(LINEST(BD253:BD254,BC253:BC254,TRUE,FALSE),1)","v":1.6666666666666666E-2},{"$f":"INDEX(LINEST(BD253:BD254,BC253:BC254,TRUE,FALSE),2)","v":65.666666666666671}]
[null,4,100,61,null,null,null,4,100,54,null,null,null,4,100,56,null,null,null,null,4,100,57,null,null,null,4,100,null,57,null,null,null,4,100,57,null,null,null,null,4,100,49,null,null,null,4,100,46,null,null,null,null,4,100,62]
[null,4,200,66,{"$f":"INDEX(LINEST(D255:D256,C255:C256,TRUE,FALSE),1)","v":0.05},{"$f":"INDEX(LINEST(D255:D256,C255:C256,TRUE,FALSE),2)","v":56},{"$f":"((($I$23-1)/3)*((E256*$J$23+F256)-(E253*$J$23+F253)))+(E253*$J$23+F253)","v":52.907407407407405},4,200,61,{"$f":"INDEX(LINEST(J255:J256,I255:I256,TRUE,FALSE),1)","v":7.0000000000000021E-2},{"$f":"INDEX(LINEST(J255:J256,I255:I256,TRUE,FALSE),2)","v":47},{"$f":"((($I$23-1)/3)*((K256*$J$23+L256)-(K253*$J$23+L253)))+(K253*$J$23+L253)","v":51.24074074074074},4,200,63,{"$f":"INDEX(LINEST(P255:P256,O255:O256,TRUE,FALSE),1)","v":7.0000000000000021E-2},{"$f":"INDEX(LINEST(P255:P256,O255:O256,TRUE,FALSE),2)","v":49},null,{"$f":"((($I$23-1)/3)*((Q256*$J$23+R256)-(Q253*$J$23+R253)))+(Q253*$J$23+R253)","v":56.129629629629626},4,200,65,{"$f":"INDEX(LINEST(W255:W256,V255:V256,TRUE,FALSE),1)","v":8.0000000000000016E-2},{"$f":"INDEX(LINEST(W255:W256,V255:V256,TRUE,FALSE),2)","v":49},{"$f":"((($I$23-1)/3)*((X256*$J$23+Y256)-(X253*$J$23+Y253)))+(X253*$J$23+Y253)","v":55.222222222222221},4,200,null,63,{"$f":"INDEX(LINEST(AD255:AD256,AB255:AB256,TRUE,FALSE),1)","v":5.9999999999999991E-2},{"$f":"INDEX(LINEST(AD255:AD256,AB255:AB256,TRUE,FALSE),2)","v":51},{"$f":"((($I$23-1)/3)*((AE256*$J$23+AF256)-(AE253*$J$23+AF253)))+(AE253*$J$23+AF253)","v":57.592592592592595},4,200,62,{"$f":"INDEX(LINEST(AJ255:AJ256,AI255:AI256,TRUE,FALSE),1)","v":0.05},{"$f":"INDEX(LINEST(AJ255:AJ256,AI255:AI256,TRUE,FALSE),2)","v":52},{"$f":"((($I$23-1)/3)*((AK256*$J$23+AL256)-(AK253*$J$23+AL253)))+(AK253*$J$23+AL253)","v":60.944444444444443},null,4,200,59,{"$f":"INDEX(LINEST(AQ255:AQ256,AP255:AP256,TRUE,FALSE),1)","v":0.1},{"$f":"INDEX(LINEST(AQ255:AQ256,AP255:AP256,TRUE,FALSE),2)","v":39},{"$f":"((($I$23-1)/3)*((AR256*$J$23+AS256)-(AR253*$J$23+AS253)))+(AR253*$J$23+AS253)","v":46.777777777777779},4,200,54,null,{"$f":"INDEX(LINEST(AW255:AW256,AV255:AV256,TRUE,FALSE),1)","v":8.0000000000000016E-2},{"$f":"INDEX(LINEST(AW255:AW256,AV255:AV256,TRUE,FALSE),2)","v":38},{"$f":"((($I$23-1)/3)*((AY256*$J$23+AZ256)-(AY253*$J$23+AZ253)))+(AY253*$J$23+AZ253)","v":44.222222222222221},4,200,68,{"$f":"INDEX(LINEST(BD255:BD256,BC255:BC256,TRUE,FALSE),1)","v":5.9999999999999991E-2},{"$f":"INDEX(LINEST(BD255:BD256,BC255:BC256,TRUE,FALSE),2)","v":56},{"$f":"((($I$23-1)/3)*((BE256*$J$23+BF256)-(BE253*$J$23+BF253)))+(BE253*$J$23+BF253)","v":64.518518518518519}]
[null,4,500,72,{"$f":"INDEX(LINEST(D256:D257,C256:C257,TRUE,FALSE),1)","v":2.0000000000000007E-2},{"$f":"INDEX(LINEST(D256:D257,C256:C257,TRUE,FALSE),2)","v":62},{"$f":"((($I$23-1)/3)*((E257*$J$23+F257)-(E254*$J$23+F254)))+(E254*$J$23+F254)","v":53.604938271604937},4,500,65,{"$f":"INDEX(LINEST(J256:J257,I256:I257,TRUE,FALSE),1)","v":1.3333333333333336E-2},{"$f":"INDEX(LINEST(J256:J257,I256:I257,TRUE,FALSE),2)","v":58.333333333333329},{"$f":"((($I$23-1)/3)*((K257*$J$23+L257)-(K254*$J$23+L254)))+(K254*$J$23+L254)","v":51.827160493827158},4,500,67,{"$f":"INDEX(LINEST(P256:P257,O256:O257,TRUE,FALSE),1)","v":1.3333333333333336E-2},{"$f":"INDEX(LINEST(P256:P257,O256:O257,TRUE,FALSE),2)","v":60.333333333333329},null,{"$f":"((($I$23-1)/3)*((Q257*$J$23+R257)-(Q254*$J$23+R254)))+(Q254*$J$23+R254)","v":58.320987654320987},4,500,69,{"$f":"INDEX(LINEST(W256:W257,V256:V257,TRUE,FALSE),1)","v":1.3333333333333336E-2},{"$f":"INDEX(LINEST(W256:W257,V256:V257,TRUE,FALSE),2)","v":62.333333333333329},{"$f":"((($I$23-1)/3)*((X257*$J$23+Y257)-(X254*$J$23+Y254)))+(X254*$J$23+Y254)","v":56.950617283950614},4,500,null,70,{"$f":"INDEX(LINEST(AD256:AD257,AB256:AB257,TRUE,FALSE),1)","v":2.3333333333333331E-2},{"$f":"INDEX(LINEST(AD256:AD257,AB256:AB257,TRUE,FALSE),2)","v":58.333333333333336},{"$f":"((($I$23-1)/3)*((AE257*$J$23+AF257)-(AE254*$J$23+AF254)))+(AE254*$J$23+AF254)","v":57.179012345679013},4,500,71,{"$f":"INDEX(LINEST(AJ256:AJ257,AI256:AI257,TRUE,FALSE),1)","v":0.03},{"$f":"INDEX(LINEST(AJ256:AJ257,AI256:AI257,TRUE,FALSE),2)","v":56},{"$f":"((($I$23-1)/3)*((AK257*$J$23+AL257)-(AK254*$J$23+AL254)))+(AK254*$J$23+AL254)","v":66.117283950617278},null,4,500,70,{"$f":"INDEX(LINEST(AQ256:AQ257,AP256:AP257,TRUE,FALSE),1)","v":3.6666666666666674E-2},{"$f":"INDEX(LINEST(AQ256:AQ257,AP256:AP257,TRUE,FALSE),2)","v":51.666666666666664},{"$f":"((($I$23-1)/3)*((AR257*$J$23+AS257)-(AR254*$J$23+AS254)))+(AR254*$J$23+AS254)","v":49.783950617283949},4,500,64,null,{"$f":"INDEX(LINEST(AW256:AW257,AV256:AV257,TRUE,FALSE),1)","v":3.3333333333333333E-2},{"$f":"INDEX(LINEST(AW256:AW257,AV256:AV257,TRUE,FALSE),2)","v":47.333333333333336},{"$f":"((($I$23-1)/3)*((AY257*$J$23+AZ257)-(AY254*$J$23+AZ254)))+(AY254*$J$23+AZ254)","v":45.432098765432094},4,500,77,{"$f":"INDEX(LINEST(BD256:BD257,BC256:BC257,TRUE,FALSE),1)","v":0.03},{"$f":"INDEX(LINEST(BD256:BD257,BC256:BC257,TRUE,FALSE),2)","v":62},{"$f":"((($I$23-1)/3)*((BE257*$J$23+BF257)-(BE254*$J$23+BF254)))+(BE254*$J$23+BF254)","v":68.104938271604937}]
[null,10,100,67,null,null,null,10,100,64,null,null,null,10,100,61,null,null,null,null,10,100,61,null,null,null,10,100,null,58,null,null,null,10,100,55,null,null,null,null,10,100,53,null,null,null,10,100,51,null,null,null,null,10,100,63]
[null,10,200,79,{"$f":"INDEX(LINEST(D258:D259,C258:C259,TRUE,FALSE),1)","v":0.11999999999999998},{"$f":"INDEX(LINEST(D258:D259,C258:C259,TRUE,FALSE),2)","v":55},{"$f":"((($I$23-4)/6)*((E259*$J$23+F259)-(E256*$J$23+F256)))+(E256*$J$23+F256)","v":58.925925925925924},10,200,70,{"$f":"INDEX(LINEST(J258:J259,I258:I259,TRUE,FALSE),1)","v":5.9999999999999991E-2},{"$f":"INDEX(LINEST(J258:J259,I258:I259,TRUE,FALSE),2)","v":58},{"$f":"((($I$23-4)/6)*((K259*$J$23+L259)-(K256*$J$23+L256)))+(K256*$J$23+L256)","v":52.925925925925924},10,200,68,{"$f":"INDEX(LINEST(P258:P259,O258:O259,TRUE,FALSE),1)","v":7.0000000000000021E-2},{"$f":"INDEX(LINEST(P258:P259,O258:O259,TRUE,FALSE),2)","v":54},null,{"$f":"((($I$23-4)/6)*((Q259*$J$23+R259)-(Q256*$J$23+R256)))+(Q256*$J$23+R256)","v":57.092592592592595},10,200,67,{"$f":"INDEX(LINEST(W258:W259,V258:V259,TRUE,FALSE),1)","v":5.9999999999999991E-2},{"$f":"INDEX(LINEST(W258:W259,V258:V259,TRUE,FALSE),2)","v":55},{"$f":"((($I$23-4)/6)*((X259*$J$23+Y259)-(X256*$J$23+Y256)))+(X256*$J$23+Y256)","v":59.555555555555557},10,200,null,65,{"$f":"INDEX(LINEST(AD258:AD259,AB258:AB259,TRUE,FALSE),1)","v":7.0000000000000021E-2},{"$f":"INDEX(LINEST(AD258:AD259,AB258:AB259,TRUE,FALSE),2)","v":51},{"$f":"((($I$23-4)/6)*((AE259*$J$23+AF259)-(AE256*$J$23+AF256)))+(AE256*$J$23+AF256)","v":59.277777777777779},10,200,64,{"$f":"INDEX(LINEST(AJ258:AJ259,AI258:AI259,TRUE,FALSE),1)","v":0.09},{"$f":"INDEX(LINEST(AJ258:AJ259,AI258:AI259,TRUE,FALSE),2)","v":46},{"$f":"((($I$23-4)/6)*((AK259*$J$23+AL259)-(AK256*$J$23+AL256)))+(AK256*$J$23+AL256)","v":59.5},null,10,200,60,{"$f":"INDEX(LINEST(AQ258:AQ259,AP258:AP259,TRUE,FALSE),1)","v":7.0000000000000021E-2},{"$f":"INDEX(LINEST(AQ258:AQ259,AP258:AP259,TRUE,FALSE),2)","v":46},{"$f":"((($I$23-4)/6)*((AR259*$J$23+AS259)-(AR256*$J$23+AS256)))+(AR256*$J$23+AS256)","v":52.796296296296298},10,200,59,null,{"$f":"INDEX(LINEST(AW258:AW259,AV258:AV259,TRUE,FALSE),1)","v":8.0000000000000016E-2},{"$f":"INDEX(LINEST(AW258:AW259,AV258:AV259,TRUE,FALSE),2)","v":43},{"$f":"((($I$23-4)/6)*((AY259*$J$23+AZ259)-(AY256*$J$23+AZ256)))+(AY256*$J$23+AZ256)","v":47.592592592592595},10,200,71,{"$f":"INDEX(LINEST(BD258:BD259,BC258:BC259,TRUE,FALSE),1)","v":8.0000000000000016E-2},{"$f":"INDEX(LINEST(BD258:BD259,BC258:BC259,TRUE,FALSE),2)","v":55},{"$f":"((($I$23-4)/6)*((BE259*$J$23+BF259)-(BE256*$J$23+BF256)))+(BE256*$J$23+BF256)","v":64.037037037037038}]
[null,10,500,84,{"$f":"INDEX(LINEST(D259:D260,C259:C260,TRUE,FALSE),1)","v":1.6666666666666666E-2},{"$f":"INDEX(LINEST(D259:D260,C259:C260,TRUE,FALSE),2)","v":75.666666666666671},{"$f":"((($I$23-4)/6)*((E260*$J$23+F260)-(E257*$J$23+F257)))+(E257*$J$23+F257)","v":58.660493827160494},10,500,79,{"$f":"INDEX(LINEST(J259:J260,I259:I260,TRUE,FALSE),1)","v":0.03},{"$f":"INDEX(LINEST(J259:J260,I259:I260,TRUE,FALSE),2)","v":64},{"$f":"((($I$23-4)/6)*((K260*$J$23+L260)-(K257*$J$23+L257)))+(K257*$J$23+L257)","v":56.401234567901227},10,500,77,{"$f":"INDEX(LINEST(P259:P260,O259:O260,TRUE,FALSE),1)","v":0.03},{"$f":"INDEX(LINEST(P259:P260,O259:O260,TRUE,FALSE),2)","v":62},null,{"$f":"((($I$23-4)/6)*((Q260*$J$23+R260)-(Q257*$J$23+R257)))+(Q257*$J$23+R257)","v":60.327160493827151},10,500,75,{"$f":"INDEX(LINEST(W259:W260,V259:V260,TRUE,FALSE),1)","v":2.6666666666666672E-2},{"$f":"INDEX(LINEST(W259:W260,V259:V260,TRUE,FALSE),2)","v":61.666666666666664},{"$f":"((($I$23-4)/6)*((X260*$J$23+Y260)-(X257*$J$23+Y257)))+(X257*$J$23+Y257)","v":63.691358024691347},10,500,null,75,{"$f":"INDEX(LINEST(AD259:AD260,AB259:AB260,TRUE,FALSE),1)","v":3.3333333333333333E-2},{"$f":"INDEX(LINEST(AD259:AD260,AB259:AB260,TRUE,FALSE),2)","v":58.333333333333336},{"$f":"((($I$23-4)/6)*((AE260*$J$23+AF260)-(AE257*$J$23+AF257)))+(AE257*$J$23+AF257)","v":61.111111111111114},10,500,72,{"$f":"INDEX(LINEST(AJ259:AJ260,AI259:AI260,TRUE,FALSE),1)","v":2.6666666666666672E-2},{"$f":"INDEX(LINEST(AJ259:AJ260,AI259:AI260,TRUE,FALSE),2)","v":58.666666666666664},{"$f":"((($I$23-4)/6)*((AK260*$J$23+AL260)-(AK257*$J$23+AL257)))+(AK257*$J$23+AL257)","v":59.456790123456791},null,10,500,71,{"$f":"INDEX(LINEST(AQ259:AQ260,AP259:AP260,TRUE,FALSE),1)","v":3.6666666666666674E-2},{"$f":"INDEX(LINEST(AQ259:AQ260,AP259:AP260,TRUE,FALSE),2)","v":52.666666666666664},{"$f":"((($I$23-4)/6)*((AR260*$J$23+AS260)-(AR257*$J$23+AS257)))+(AR257*$J$23+AS257)","v":56.685185185185183},10,500,71,null,{"$f":"INDEX(LINEST(AW259:AW260,AV259:AV260,TRUE,FALSE),1)","v":4.0000000000000015E-2},{"$f":"INDEX(LINEST(AW259:AW260,AV259:AV260,TRUE,FALSE),2)","v":50.999999999999993},{"$f":"((($I$23-4)/6)*((AY260*$J$23+AZ260)-(AY257*$J$23+AZ257)))+(AY257*$J$23+AZ257)","v":50.086419753086425},10,500,80,{"$f":"INDEX(LINEST(BD259:BD260,BC259:BC260,TRUE,FALSE),1)","v":0.03},{"$f":"INDEX(LINEST(BD259:BD260,BC259:BC260,TRUE,FALSE),2)","v":65},{"$f":"((($I$23-4)/6)*((BE260*$J$23+BF260)-(BE257*$J$23+BF257)))+(BE257*$J$23+BF257)","v":65.055555555555557}]
[]
["300x300",1,100,{"$f":"D272-1","v":48},null,null,null,1,100,{"$f":"J272-1","v":45},null,null,null,1,100,{"$f":"P272-1","v":49},null,null,null,null,1,100,{"$f":"W272-1","v":49},null,null,null,1,100,null,{"$f":"AD272-1","v":54},null,null,null,1,100,{"$f":"AJ272-1","v":50},null,null,null,null,1,100,{"$f":"AQ272-1","v":37},null,null,null,1,100,{"$f":"AW272-1","v":36},null,null,null,null,1,100,{"$f":"BD272-1","v":56}]
[null,1,200,{"$f":"D273-1","v":50},{"$f":"INDEX(LINEST(D262:D263,C262:C263,TRUE,FALSE),1)","v":2.0000000000000004E-2},{"$f":"INDEX(LINEST(D262:D263,C262:C263,TRUE,FALSE),2)","v":46},null,1,200,{"$f":"J273-1","v":48},{"$f":"INDEX(LINEST(J262:J263,I262:I263,TRUE,FALSE),1)","v":2.9999999999999995E-2},{"$f":"INDEX(LINEST(J262:J263,I262:I263,TRUE,FALSE),2)","v":42},null,1,200,{"$f":"P273-1","v":55},{"$f":"INDEX(LINEST(P262:P263,O262:O263,TRUE,FALSE),1)","v":5.9999999999999991E-2},{"$f":"INDEX(LINEST(P262:P263,O262:O263,TRUE,FALSE),2)","v":43},null,null,1,200,{"$f":"W273-1","v":54},{"$f":"INDEX(LINEST(W262:W263,V262:V263,TRUE,FALSE),1)","v":0.05},{"$f":"INDEX(LINEST(W262:W263,V262:V263,TRUE,FALSE),2)","v":44},null,1,200,null,{"$f":"AD273-1","v":56},{"$f":"INDEX(LINEST(AD262:AD263,AB262:AB263,TRUE,FALSE),1)","v":2.0000000000000004E-2},{"$f":"INDEX(LINEST(AD262:AD263,AB262:AB263,TRUE,FALSE),2)","v":52},null,1,200,{"$f":"AJ273-1","v":62},{"$f":"INDEX(LINEST(AJ262:AJ263,AI262:AI263,TRUE,FALSE),1)","v":0.11999999999999998},{"$f":"INDEX(LINEST(AJ262:AJ263,AI262:AI263,TRUE,FALSE),2)","v":38},null,null,1,200,{"$f":"AQ273-1","v":47},{"$f":"INDEX(LINEST(AQ262:AQ263,AP262:AP263,TRUE,FALSE),1)","v":0.1},{"$f":"INDEX(LINEST(AQ262:AQ263,AP262:AP263,TRUE,FALSE),2)","v":27},null,1,200,{"$f":"AW273-1","v":42},null,{"$f":"INDEX(LINEST(AW262:AW263,AV262:AV263,TRUE,FALSE),1)","v":5.9999999999999991E-2},{"$f":"INDEX(LINEST(AW262:AW263,AV262:AV263,TRUE,FALSE),2)","v":30},null,1,200,{"$f":"BD273-1","v":64},{"$f":"INDEX(LINEST(BD262:BD263,BC262:BC263,TRUE,FALSE),1)","v":8.0000000000000016E-2},{"$f":"INDEX(LINEST(BD262:BD263,BC262:BC263,TRUE,FALSE),2)","v":48}]
[null,1,500,55,{"$f":"INDEX(LINEST(D263:D264,C263:C264,TRUE,FALSE),1)","v":1.6666666666666666E-2},{"$f":"INDEX(LINEST(D263:D264,C263:C264,TRUE,FALSE),2)","v":46.666666666666664},null,1,500,52,{"$f":"INDEX(LINEST(J263:J264,I263:I264,TRUE,FALSE),1)","v":1.3333333333333336E-2},{"$f":"INDEX(LINEST(J263:J264,I263:I264,TRUE,FALSE),2)","v":45.333333333333329},null,1,500,60,{"$f":"INDEX(LINEST(P263:P264,O263:O264,TRUE,FALSE),1)","v":1.6666666666666666E-2},{"$f":"INDEX(LINEST(P263:P264,O263:O264,TRUE,FALSE),2)","v":51.666666666666664},null,null,1,500,63,{"$f":"INDEX(LINEST(W263:W264,V263:V264,TRUE,FALSE),1)","v":0.03},{"$f":"INDEX(LINEST(W263:W264,V263:V264,TRUE,FALSE),2)","v":48},null,1,500,null,61,{"$f":"INDEX(LINEST(AD263:AD264,AB263:AB264,TRUE,FALSE),1)","v":1.6666666666666666E-2},{"$f":"INDEX(LINEST(AD263:AD264,AB263:AB264,TRUE,FALSE),2)","v":52.666666666666664},null,1,500,67,{"$f":"INDEX(LINEST(AJ263:AJ264,AI263:AI264,TRUE,FALSE),1)","v":1.6666666666666666E-2},{"$f":"INDEX(LINEST(AJ263:AJ264,AI263:AI264,TRUE,FALSE),2)","v":58.666666666666664},null,null,1,500,57,{"$f":"INDEX(LINEST(AQ263:AQ264,AP263:AP264,TRUE,FALSE),1)","v":3.3333333333333333E-2},{"$f":"INDEX(LINEST(AQ263:AQ264,AP263:AP264,TRUE,FALSE),2)","v":40.333333333333336},null,1,500,54,null,{"$f":"INDEX(LINEST(AW263:AW264,AV263:AV264,TRUE,FALSE),1)","v":4.0000000000000015E-2},{"$f":"INDEX(LINEST(AW263:AW264,AV263:AV264,TRUE,FALSE),2)","v":33.999999999999993},null,1,500,70,{"$f":"INDEX(LINEST(BD263:BD264,BC263:BC264,TRUE,FALSE),1)","v":2.0000000000000007E-2},{"$f":"INDEX(LINEST(BD263:BD264,BC263:BC264,TRUE,FALSE),2)","v":60}]
[null,4,100,55,null,null,null,4,100,50,null,null,null,4,100,54,null,null,null,null,4,100,54,null,null,null,4,100,null,53,null,null,null,4,100,52,null,null,null,null,4,100,44,null,null,null,4,100,44,null,null,null,null,4,100,58]
[null,4,200,62,{"$f":"INDEX(LINEST(D265:D266,C265:C266,TRUE,FALSE),1)","v":7.0000000000000021E-2},{"$f":"INDEX(LINEST(D265:D266,C265:C266,TRUE,FALSE),2)","v":48},{"$f":"((($I$24-1)/3)*((E266*$J$24+F266)-(E263*$J$24+F263)))+(E263*$J$24+F263)","v":55.60699588477366},4,200,57,{"$f":"INDEX(LINEST(J265:J266,I265:I266,TRUE,FALSE),1)","v":7.0000000000000021E-2},{"$f":"INDEX(LINEST(J265:J266,I265:I266,TRUE,FALSE),2)","v":43},{"$f":"((($I$24-1)/3)*((K266*$J$24+L266)-(K263*$J$24+L263)))+(K263*$J$24+L263)","v":51.368312757201643},4,200,59,{"$f":"INDEX(LINEST(P265:P266,O265:O266,TRUE,FALSE),1)","v":0.05},{"$f":"INDEX(LINEST(P265:P266,O265:O266,TRUE,FALSE),2)","v":49},null,{"$f":"((($I$24-1)/3)*((Q266*$J$24+R266)-(Q263*$J$24+R263)))+(Q263*$J$24+R263)","v":55.129629629629626},4,200,61,{"$f":"INDEX(LINEST(W265:W266,V265:V266,TRUE,FALSE),1)","v":7.0000000000000021E-2},{"$f":"INDEX(LINEST(W265:W266,V265:V266,TRUE,FALSE),2)","v":47},{"$f":"((($I$24-1)/3)*((X266*$J$24+Y266)-(X263*$J$24+Y263)))+(X263*$J$24+Y263)","v":55.672839506172842},4,200,null,59,{"$f":"INDEX(LINEST(AD265:AD266,AB265:AB266,TRUE,FALSE),1)","v":5.9999999999999991E-2},{"$f":"INDEX(LINEST(AD265:AD266,AB265:AB266,TRUE,FALSE),2)","v":47},{"$f":"((($I$24-1)/3)*((AE266*$J$24+AF266)-(AE263*$J$24+AF263)))+(AE263*$J$24+AF263)","v":55.695473251028808},4,200,58,{"$f":"INDEX(LINEST(AJ265:AJ266,AI265:AI266,TRUE,FALSE),1)","v":5.9999999999999991E-2},{"$f":"INDEX(LINEST(AJ265:AJ266,AI265:AI266,TRUE,FALSE),2)","v":46},{"$f":"((($I$24-1)/3)*((AK266*$J$24+AL266)-(AK263*$J$24+AL263)))+(AK263*$J$24+AL263)","v":55.304526748971192},null,4,200,53,{"$f":"INDEX(LINEST(AQ265:AQ266,AP265:AP266,TRUE,FALSE),1)","v":0.09},{"$f":"INDEX(LINEST(AQ265:AQ266,AP265:AP266,TRUE,FALSE),2)","v":35},{"$f":"((($I$24-1)/3)*((AR266*$J$24+AS266)-(AR263*$J$24+AS263)))+(AR263*$J$24+AS263)","v":46.520576131687243},4,200,48,null,{"$f":"INDEX(LINEST(AW265:AW266,AV265:AV266,TRUE,FALSE),1)","v":4.0000000000000008E-2},{"$f":"INDEX(LINEST(AW265:AW266,AV265:AV266,TRUE,FALSE),2)","v":40},{"$f":"((($I$24-1)/3)*((AY266*$J$24+AZ266)-(AY263*$J$24+AZ263)))+(AY263*$J$24+AZ263)","v":43.868312757201643},4,200,64,{"$f":"INDEX(LINEST(BD265:BD266,BC265:BC266,TRUE,FALSE),1)","v":5.9999999999999991E-2},{"$f":"INDEX(LINEST(BD265:BD266,BC265:BC266,TRUE,FALSE),2)","v":52},{"$f":"((($I$24-1)/3)*((BE266*$J$24+BF266)-(BE263*$J$24+BF263)))+(BE263*$J$24+BF263)","v":60.695473251028808}]
[null,4,500,67,{"$f":"INDEX(LINEST(D266:D267,C266:C267,TRUE,FALSE),1)","v":1.6666666666666666E-2},{"$f":"INDEX(LINEST(D266:D267,C266:C267,TRUE,FALSE),2)","v":58.666666666666664},{"$f":"((($I$24-1)/3)*((E267*$J$24+F267)-(E264*$J$24+F264)))+(E264*$J$24+F264)","v":57.512345679012341},4,500,61,{"$f":"INDEX(LINEST(J266:J267,I266:I267,TRUE,FALSE),1)","v":1.3333333333333336E-2},{"$f":"INDEX(LINEST(J266:J267,I266:I267,TRUE,FALSE),2)","v":54.333333333333329},{"$f":"((($I$24-1)/3)*((K267*$J$24+L267)-(K264*$J$24+L264)))+(K264*$J$24+L264)","v":53.592592592592588},4,500,62,{"$f":"INDEX(LINEST(P266:P267,O266:O267,TRUE,FALSE),1)","v":1.0000000000000004E-2},{"$f":"INDEX(LINEST(P266:P267,O266:O267,TRUE,FALSE),2)","v":57},null,{"$f":"((($I$24-1)/3)*((Q267*$J$24+R267)-(Q264*$J$24+R264)))+(Q264*$J$24+R264)","v":57.180384087791495},4,500,65,{"$f":"INDEX(LINEST(W266:W267,V266:V267,TRUE,FALSE),1)","v":1.3333333333333336E-2},{"$f":"INDEX(LINEST(W266:W267,V266:V267,TRUE,FALSE),2)","v":58.333333333333329},{"$f":"((($I$24-1)/3)*((X267*$J$24+Y267)-(X264*$J$24+Y264)))+(X264*$J$24+Y264)","v":57.947873799725649},4,500,null,68,{"$f":"INDEX(LINEST(AD266:AD267,AB266:AB267,TRUE,FALSE),1)","v":0.03},{"$f":"INDEX(LINEST(AD266:AD267,AB266:AB267,TRUE,FALSE),2)","v":53},{"$f":"((($I$24-1)/3)*((AE267*$J$24+AF267)-(AE264*$J$24+AF264)))+(AE264*$J$24+AF264)","v":56.789437585733879},4,500,68,{"$f":"INDEX(LINEST(AJ266:AJ267,AI266:AI267,TRUE,FALSE),1)","v":3.3333333333333333E-2},{"$f":"INDEX(LINEST(AJ266:AJ267,AI266:AI267,TRUE,FALSE),2)","v":51.333333333333336},{"$f":"((($I$24-1)/3)*((AK267*$J$24+AL267)-(AK264*$J$24+AL264)))+(AK264*$J$24+AL264)","v":57.805212620027433},null,4,500,65,{"$f":"INDEX(LINEST(AQ266:AQ267,AP266:AP267,TRUE,FALSE),1)","v":4.0000000000000015E-2},{"$f":"INDEX(LINEST(AQ266:AQ267,AP266:AP267,TRUE,FALSE),2)","v":44.999999999999993},{"$f":"((($I$24-1)/3)*((AR267*$J$24+AS267)-(AR264*$J$24+AS264)))+(AR264*$J$24+AS264)","v":49.274348422496566},4,500,59,null,{"$f":"INDEX(LINEST(AW266:AW267,AV266:AV267,TRUE,FALSE),1)","v":3.6666666666666674E-2},{"$f":"INDEX(LINEST(AW266:AW267,AV266:AV267,TRUE,FALSE),2)","v":40.666666666666664},{"$f":"((($I$24-1)/3)*((AY267*$J$24+AZ267)-(AY264*$J$24+AZ264)))+(AY264*$J$24+AZ264)","v":44.288751714677637},4,500,73,{"$f":"INDEX(LINEST(BD266:BD267,BC266:BC267,TRUE,FALSE),1)","v":0.03},{"$f":"INDEX(LINEST(BD266:BD267,BC266:BC267,TRUE,FALSE),2)","v":58},{"$f":"((($I$24-1)/3)*((BE267*$J$24+BF267)-(BE264*$J$24+BF264)))+(BE264*$J$24+BF264)","v":62.652263374485599}]
[null,10,100,65,null,null,null,10,100,62,null,null,null,10,100,58,null,null,null,null,10,100,57,null,null,null,10,100,null,54,null,null,null,10,100,51,null,null,null,null,10,100,50,null,null,null,10,100,49,null,null,null,null,10,100,60]
[null,10,200,74,{"$f":"INDEX(LINEST(D268:D269,C268:C269,TRUE,FALSE),1)","v":0.09},{"$f":"INDEX(LINEST(D268:D269,C268:C269,TRUE,FALSE),2)","v":56},{"$f":"((($I$24-4)/6)*((E269*$J$24+F269)-(E266*$J$24+F266)))+(E266*$J$24+F266)","v":56.825102880658434},10,200,67,{"$f":"INDEX(LINEST(J268:J269,I268:I269,TRUE,FALSE),1)","v":0.05},{"$f":"INDEX(LINEST(J268:J269,I268:I269,TRUE,FALSE),2)","v":57},{"$f":"((($I$24-4)/6)*((K269*$J$24+L269)-(K266*$J$24+L266)))+(K266*$J$24+L266)","v":51.825102880658434},10,200,64,{"$f":"INDEX(LINEST(P268:P269,O268:O269,TRUE,FALSE),1)","v":5.9999999999999991E-2},{"$f":"INDEX(LINEST(P268:P269,O268:O269,TRUE,FALSE),2)","v":52},null,{"$f":"((($I$24-4)/6)*((Q269*$J$24+R269)-(Q266*$J$24+R266)))+(Q266*$J$24+R266)","v":55.814814814814817},10,200,64,{"$f":"INDEX(LINEST(W268:W269,V268:V269,TRUE,FALSE),1)","v":7.0000000000000021E-2},{"$f":"INDEX(LINEST(W268:W269,V268:V269,TRUE,FALSE),2)","v":50},{"$f":"((($I$24-4)/6)*((X269*$J$24+Y269)-(X266*$J$24+Y266)))+(X266*$J$24+Y266)","v":57.043209876543209},10,200,null,61,{"$f":"INDEX(LINEST(AD268:AD269,AB268:AB269,TRUE,FALSE),1)","v":7.0000000000000021E-2},{"$f":"INDEX(LINEST(AD268:AD269,AB268:AB269,TRUE,FALSE),2)","v":47},{"$f":"((($I$24-4)/6)*((AE269*$J$24+AF269)-(AE266*$J$24+AF266)))+(AE266*$J$24+AF266)","v":55.771604938271608},10,200,60,{"$f":"INDEX(LINEST(AJ268:AJ269,AI268:AI269,TRUE,FALSE),1)","v":0.09},{"$f":"INDEX(LINEST(AJ268:AJ269,AI268:AI269,TRUE,FALSE),2)","v":42},{"$f":"((($I$24-4)/6)*((AK269*$J$24+AL269)-(AK266*$J$24+AL266)))+(AK266*$J$24+AL266)","v":54.9238683127572},null,10,200,56,{"$f":"INDEX(LINEST(AQ268:AQ269,AP268:AP269,TRUE,FALSE),1)","v":5.9999999999999991E-2},{"$f":"INDEX(LINEST(AQ268:AQ269,AP268:AP269,TRUE,FALSE),2)","v":44},{"$f":"((($I$24-4)/6)*((AR269*$J$24+AS269)-(AR266*$J$24+AS266)))+(AR266*$J$24+AS266)","v":47.814814814814817},10,200,55,null,{"$f":"INDEX(LINEST(AW268:AW269,AV268:AV269,TRUE,FALSE),1)","v":5.9999999999999991E-2},{"$f":"INDEX(LINEST(AW268:AW269,AV268:AV269,TRUE,FALSE),2)","v":43},{"$f":"((($I$24-4)/6)*((AY269*$J$24+AZ269)-(AY266*$J$24+AZ266)))+(AY266*$J$24+AZ266)","v":45.086419753086417},10,200,67,{"$f":"INDEX(LINEST(BD268:BD269,BC268:BC269,TRUE,FALSE),1)","v":7.0000000000000021E-2},{"$f":"INDEX(LINEST(BD268:BD269,BC268:BC269,TRUE,FALSE),2)","v":53},{"$f":"((($I$24-4)/6)*((BE269*$J$24+BF269)-(BE266*$J$24+BF266)))+(BE266*$J$24+BF266)","v":60.619341563786008}]
[null,10,500,80,{"$f":"INDEX(LINEST(D269:D270,C269:C270,TRUE,FALSE),1)","v":2.0000000000000007E-2},{"$f":"INDEX(LINEST(D269:D270,C269:C270,TRUE,FALSE),2)","v":70},{"$f":"((($I$24-4)/6)*((E270*$J$24+F270)-(E267*$J$24+F267)))+(E267*$J$24+F267)","v":59.364883401920437},10,500,75,{"$f":"INDEX(LINEST(J269:J270,I269:I270,TRUE,FALSE),1)","v":2.6666666666666672E-2},{"$f":"INDEX(LINEST(J269:J270,I269:I270,TRUE,FALSE),2)","v":61.666666666666664},{"$f":"((($I$24-4)/6)*((K270*$J$24+L270)-(K267*$J$24+L267)))+(K267*$J$24+L267)","v":54.912208504801093},10,500,72,{"$f":"INDEX(LINEST(P269:P270,O269:O270,TRUE,FALSE),1)","v":2.6666666666666672E-2},{"$f":"INDEX(LINEST(P269:P270,O269:O270,TRUE,FALSE),2)","v":58.666666666666664},null,{"$f":"((($I$24-4)/6)*((Q270*$J$24+R270)-(Q267*$J$24+R267)))+(Q267*$J$24+R267)","v":57.865569272976678},10,500,71,{"$f":"INDEX(LINEST(W269:W270,V269:V270,TRUE,FALSE),1)","v":2.3333333333333331E-2},{"$f":"INDEX(LINEST(W269:W270,V269:V270,TRUE,FALSE),2)","v":59.333333333333336},{"$f":"((($I$24-4)/6)*((X270*$J$24+Y270)-(X267*$J$24+Y267)))+(X267*$J$24+Y267)","v":59.952674897119337},10,500,null,71,{"$f":"INDEX(LINEST(AD269:AD270,AB269:AB270,TRUE,FALSE),1)","v":3.3333333333333333E-2},{"$f":"INDEX(LINEST(AD269:AD270,AB269:AB270,TRUE,FALSE),2)","v":54.333333333333336},{"$f":"((($I$24-4)/6)*((AE270*$J$24+AF270)-(AE267*$J$24+AF267)))+(AE267*$J$24+AF267)","v":57.220850480109739},10,500,68,{"$f":"INDEX(LINEST(AJ269:AJ270,AI269:AI270,TRUE,FALSE),1)","v":2.6666666666666672E-2},{"$f":"INDEX(LINEST(AJ269:AJ270,AI269:AI270,TRUE,FALSE),2)","v":54.666666666666664},{"$f":"((($I$24-4)/6)*((AK270*$J$24+AL270)-(AK267*$J$24+AL267)))+(AK267*$J$24+AL267)","v":55.978052126200275},null,10,500,67,{"$f":"INDEX(LINEST(AQ269:AQ270,AP269:AP270,TRUE,FALSE),1)","v":3.6666666666666674E-2},{"$f":"INDEX(LINEST(AQ269:AQ270,AP269:AP270,TRUE,FALSE),2)","v":48.666666666666664},{"$f":"((($I$24-4)/6)*((AR270*$J$24+AS270)-(AR267*$J$24+AS267)))+(AR267*$J$24+AS267)","v":50.517832647462271},10,500,66,null,{"$f":"INDEX(LINEST(AW269:AW270,AV269:AV270,TRUE,FALSE),1)","v":3.6666666666666674E-2},{"$f":"INDEX(LINEST(AW269:AW270,AV269:AV270,TRUE,FALSE),2)","v":47.666666666666664},{"$f":"((($I$24-4)/6)*((AY270*$J$24+AZ270)-(AY267*$J$24+AZ267)))+(AY267*$J$24+AZ267)","v":45.100823045267489},10,500,76,{"$f":"INDEX(LINEST(BD269:BD270,BC269:BC270,TRUE,FALSE),1)","v":0.03},{"$f":"INDEX(LINEST(BD269:BD270,BC269:BC270,TRUE,FALSE),2)","v":61},{"$f":"((($I$24-4)/6)*((BE270*$J$24+BF270)-(BE267*$J$24+BF267)))+(BE267*$J$24+BF267)","v":62.043209876543209}]
[]
["400x300",1,100,{"$f":"D282-1","v":49},null,null,null,1,100,{"$f":"J282-1","v":46},null,null,null,1,100,{"$f":"P282-1","v":50},null,null,null,null,1,100,{"$f":"W282-1","v":50},null,null,null,1,100,null,{"$f":"AD282-1","v":55},null,null,null,1,100,{"$f":"AJ282-1","v":51},null,null,null,null,1,100,{"$f":"AQ282-1","v":38},null,null,null,1,100,{"$f":"AW282-1","v":37},null,null,null,null,1,100,{"$f":"BD282-1","v":57}]
[null,1,200,{"$f":"D283-1","v":51},{"$f":"INDEX(LINEST(D272:D273,C272:C273,TRUE,FALSE),1)","v":2.0000000000000004E-2},{"$f":"INDEX(LINEST(D272:D273,C272:C273,TRUE,FALSE),2)","v":47},null,1,200,{"$f":"J283-1","v":49},{"$f":"INDEX(LINEST(J272:J273,I272:I273,TRUE,FALSE),1)","v":2.9999999999999995E-2},{"$f":"INDEX(LINEST(J272:J273,I272:I273,TRUE,FALSE),2)","v":43},null,1,200,{"$f":"P283-1","v":56},{"$f":"INDEX(LINEST(P272:P273,O272:O273,TRUE,FALSE),1)","v":5.9999999999999991E-2},{"$f":"INDEX(LINEST(P272:P273,O272:O273,TRUE,FALSE),2)","v":44},null,null,1,200,{"$f":"W283-1","v":55},{"$f":"INDEX(LINEST(W272:W273,V272:V273,TRUE,FALSE),1)","v":0.05},{"$f":"INDEX(LINEST(W272:W273,V272:V273,TRUE,FALSE),2)","v":45},null,1,200,null,{"$f":"AD283-1","v":57},{"$f":"INDEX(LINEST(AD272:AD273,AB272:AB273,TRUE,FALSE),1)","v":2.0000000000000004E-2},{"$f":"INDEX(LINEST(AD272:AD273,AB272:AB273,TRUE,FALSE),2)","v":53},null,1,200,{"$f":"AJ283-1","v":63},{"$f":"INDEX(LINEST(AJ272:AJ273,AI272:AI273,TRUE,FALSE),1)","v":0.11999999999999998},{"$f":"INDEX(LINEST(AJ272:AJ273,AI272:AI273,TRUE,FALSE),2)","v":39},null,null,1,200,{"$f":"AQ283-1","v":48},{"$f":"INDEX(LINEST(AQ272:AQ273,AP272:AP273,TRUE,FALSE),1)","v":0.1},{"$f":"INDEX(LINEST(AQ272:AQ273,AP272:AP273,TRUE,FALSE),2)","v":28},null,1,200,{"$f":"AW283-1","v":43},null,{"$f":"INDEX(LINEST(AW272:AW273,AV272:AV273,TRUE,FALSE),1)","v":5.9999999999999991E-2},{"$f":"INDEX(LINEST(AW272:AW273,AV272:AV273,TRUE,FALSE),2)","v":31},null,1,200,{"$f":"BD283-1","v":65},{"$f":"INDEX(LINEST(BD272:BD273,BC272:BC273,TRUE,FALSE),1)","v":8.0000000000000016E-2},{"$f":"INDEX(LINEST(BD272:BD273,BC272:BC273,TRUE,FALSE),2)","v":49}]
[null,1,500,56,{"$f":"INDEX(LINEST(D273:D274,C273:C274,TRUE,FALSE),1)","v":1.6666666666666666E-2},{"$f":"INDEX(LINEST(D273:D274,C273:C274,TRUE,FALSE),2)","v":47.666666666666664},null,1,500,53,{"$f":"INDEX(LINEST(J273:J274,I273:I274,TRUE,FALSE),1)","v":1.3333333333333336E-2},{"$f":"INDEX(LINEST(J273:J274,I273:I274,TRUE,FALSE),2)","v":46.333333333333329},null,1,500,61,{"$f":"INDEX(LINEST(P273:P274,O273:O274,TRUE,FALSE),1)","v":1.6666666666666666E-2},{"$f":"INDEX(LINEST(P273:P274,O273:O274,TRUE,FALSE),2)","v":52.666666666666664},null,null,1,500,64,{"$f":"INDEX(LINEST(W273:W274,V273:V274,TRUE,FALSE),1)","v":0.03},{"$f":"INDEX(LINEST(W273:W274,V273:V274,TRUE,FALSE),2)","v":49},null,1,500,null,62,{"$f":"INDEX(LINEST(AD273:AD274,AB273:AB274,TRUE,FALSE),1)","v":1.6666666666666666E-2},{"$f":"INDEX(LINEST(AD273:AD274,AB273:AB274,TRUE,FALSE),2)","v":53.666666666666664},null,1,500,68,{"$f":"INDEX(LINEST(AJ273:AJ274,AI273:AI274,TRUE,FALSE),1)","v":1.6666666666666666E-2},{"$f":"INDEX(LINEST(AJ273:AJ274,AI273:AI274,TRUE,FALSE),2)","v":59.666666666666664},null,null,1,500,58,{"$f":"INDEX(LINEST(AQ273:AQ274,AP273:AP274,TRUE,FALSE),1)","v":3.3333333333333333E-2},{"$f":"INDEX(LINEST(AQ273:AQ274,AP273:AP274,TRUE,FALSE),2)","v":41.333333333333336},null,1,500,55,null,{"$f":"INDEX(LINEST(AW273:AW274,AV273:AV274,TRUE,FALSE),1)","v":4.0000000000000015E-2},{"$f":"INDEX(LINEST(AW273:AW274,AV273:AV274,TRUE,FALSE),2)","v":34.999999999999993},null,1,500,71,{"$f":"INDEX(LINEST(BD273:BD274,BC273:BC274,TRUE,FALSE),1)","v":2.0000000000000007E-2},{"$f":"INDEX(LINEST(BD273:BD274,BC273:BC274,TRUE,FALSE),2)","v":61}]
[null,4,100,56,null,null,null,4,100,51,null,null,null,4,100,55,null,null,null,null,4,100,55,null,null,null,4,100,null,54,null,null,null,4,100,53,null,null,null,null,4,100,45,null,null,null,4,100,45,null,null,null,null,4,100,59]
[null,4,200,63,{"$f":"INDEX(LINEST(D275:D276,C275:C276,TRUE,FALSE),1)","v":7.0000000000000021E-2},{"$f":"INDEX(LINEST(D275:D276,C275:C276,TRUE,FALSE),2)","v":49},{"$f":"((($I$25-1)/3)*((E276*$J$25+F276)-(E273*$J$25+F273)))+(E273*$J$25+F273)","v":54.163580246913583},4,200,58,{"$f":"INDEX(LINEST(J275:J276,I275:I276,TRUE,FALSE),1)","v":7.0000000000000021E-2},{"$f":"INDEX(LINEST(J275:J276,I275:I276,TRUE,FALSE),2)","v":44},{"$f":"((($I$25-1)/3)*((K276*$J$25+L276)-(K273*$J$25+L273)))+(K273*$J$25+L273)","v":50.567901234567898},4,200,60,{"$f":"INDEX(LINEST(P275:P276,O275:O276,TRUE,FALSE),1)","v":0.05},{"$f":"INDEX(LINEST(P275:P276,O275:O276,TRUE,FALSE),2)","v":50},null,{"$f":"((($I$25-1)/3)*((Q276*$J$25+R276)-(Q273*$J$25+R273)))+(Q273*$J$25+R273)","v":54.972222222222221},4,200,62,{"$f":"INDEX(LINEST(W275:W276,V275:V276,TRUE,FALSE),1)","v":7.0000000000000021E-2},{"$f":"INDEX(LINEST(W275:W276,V275:V276,TRUE,FALSE),2)","v":48},{"$f":"((($I$25-1)/3)*((X276*$J$25+Y276)-(X273*$J$25+Y273)))+(X273*$J$25+Y273)","v":55.129629629629633},4,200,null,60,{"$f":"INDEX(LINEST(AD275:AD276,AB275:AB276,TRUE,FALSE),1)","v":5.9999999999999991E-2},{"$f":"INDEX(LINEST(AD275:AD276,AB275:AB276,TRUE,FALSE),2)","v":48},{"$f":"((($I$25-1)/3)*((AE276*$J$25+AF276)-(AE273*$J$25+AF273)))+(AE273*$J$25+AF273)","v":56.438271604938272},4,200,59,{"$f":"INDEX(LINEST(AJ275:AJ276,AI275:AI276,TRUE,FALSE),1)","v":5.9999999999999991E-2},{"$f":"INDEX(LINEST(AJ275:AJ276,AI275:AI276,TRUE,FALSE),2)","v":47},{"$f":"((($I$25-1)/3)*((AK276*$J$25+AL276)-(AK273*$J$25+AL273)))+(AK273*$J$25+AL273)","v":56.561728395061728},null,4,200,54,{"$f":"INDEX(LINEST(AQ275:AQ276,AP275:AP276,TRUE,FALSE),1)","v":0.09},{"$f":"INDEX(LINEST(AQ275:AQ276,AP275:AP276,TRUE,FALSE),2)","v":36},{"$f":"((($I$25-1)/3)*((AR276*$J$25+AS276)-(AR273*$J$25+AS273)))+(AR273*$J$25+AS273)","v":45.848765432098766},4,200,49,null,{"$f":"INDEX(LINEST(AW275:AW276,AV275:AV276,TRUE,FALSE),1)","v":4.0000000000000008E-2},{"$f":"INDEX(LINEST(AW275:AW276,AV275:AV276,TRUE,FALSE),2)","v":41},{"$f":"((($I$25-1)/3)*((AY276*$J$25+AZ276)-(AY273*$J$25+AZ273)))+(AY273*$J$25+AZ273)","v":43.067901234567898},4,200,65,{"$f":"INDEX(LINEST(BD275:BD276,BC275:BC276,TRUE,FALSE),1)","v":5.9999999999999991E-2},{"$f":"INDEX(LINEST(BD275:BD276,BC275:BC276,TRUE,FALSE),2)","v":53},{"$f":"((($I$25-1)/3)*((BE276*$J$25+BF276)-(BE273*$J$25+BF273)))+(BE273*$J$25+BF273)","v":61.438271604938272}]
[null,4,500,68,{"$f":"INDEX(LINEST(D276:D277,C276:C277,TRUE,FALSE),1)","v":1.6666666666666666E-2},{"$f":"INDEX(LINEST(D276:D277,C276:C277,TRUE,FALSE),2)","v":59.666666666666664},{"$f":"((($I$25-1)/3)*((E277*$J$25+F277)-(E274*$J$25+F274)))+(E274*$J$25+F274)","v":55.425925925925924},4,500,62,{"$f":"INDEX(LINEST(J276:J277,I276:I277,TRUE,FALSE),1)","v":1.3333333333333336E-2},{"$f":"INDEX(LINEST(J276:J277,I276:I277,TRUE,FALSE),2)","v":55.333333333333329},{"$f":"((($I$25-1)/3)*((K277*$J$25+L277)-(K274*$J$25+L274)))+(K274*$J$25+L274)","v":52.277777777777771},4,500,63,{"$f":"INDEX(LINEST(P276:P277,O276:O277,TRUE,FALSE),1)","v":1.0000000000000004E-2},{"$f":"INDEX(LINEST(P276:P277,O276:O277,TRUE,FALSE),2)","v":58},null,{"$f":"((($I$25-1)/3)*((Q277*$J$25+R277)-(Q274*$J$25+R274)))+(Q274*$J$25+R274)","v":57.065843621399175},4,500,66,{"$f":"INDEX(LINEST(W276:W277,V276:V277,TRUE,FALSE),1)","v":1.3333333333333336E-2},{"$f":"INDEX(LINEST(W276:W277,V276:V277,TRUE,FALSE),2)","v":59.333333333333329},{"$f":"((($I$25-1)/3)*((X277*$J$25+Y277)-(X274*$J$25+Y274)))+(X274*$J$25+Y274)","v":56.93312757201646},4,500,null,69,{"$f":"INDEX(LINEST(AD276:AD277,AB276:AB277,TRUE,FALSE),1)","v":0.03},{"$f":"INDEX(LINEST(AD276:AD277,AB276:AB277,TRUE,FALSE),2)","v":54},{"$f":"((($I$25-1)/3)*((AE277*$J$25+AF277)-(AE274*$J$25+AF274)))+(AE274*$J$25+AF274)","v":57.18930041152263},4,500,69,{"$f":"INDEX(LINEST(AJ276:AJ277,AI276:AI277,TRUE,FALSE),1)","v":3.3333333333333333E-2},{"$f":"INDEX(LINEST(AJ276:AJ277,AI276:AI277,TRUE,FALSE),2)","v":52.333333333333336},{"$f":"((($I$25-1)/3)*((AK277*$J$25+AL277)-(AK274*$J$25+AL274)))+(AK274*$J$25+AL274)","v":60.048353909465021},null,4,500,66,{"$f":"INDEX(LINEST(AQ276:AQ277,AP276:AP277,TRUE,FALSE),1)","v":4.0000000000000015E-2},{"$f":"INDEX(LINEST(AQ276:AQ277,AP276:AP277,TRUE,FALSE),2)","v":45.999999999999993},{"$f":"((($I$25-1)/3)*((AR277*$J$25+AS277)-(AR274*$J$25+AS274)))+(AR274*$J$25+AS274)","v":48.81687242798354},4,500,60,null,{"$f":"INDEX(LINEST(AW276:AW277,AV276:AV277,TRUE,FALSE),1)","v":3.6666666666666674E-2},{"$f":"INDEX(LINEST(AW276:AW277,AV276:AV277,TRUE,FALSE),2)","v":41.666666666666664},{"$f":"((($I$25-1)/3)*((AY277*$J$25+AZ277)-(AY274*$J$25+AZ274)))+(AY274*$J$25+AZ274)","v":43.702674897119337},4,500,74,{"$f":"INDEX(LINEST(BD276:BD277,BC276:BC277,TRUE,FALSE),1)","v":0.03},{"$f":"INDEX(LINEST(BD276:BD277,BC276:BC277,TRUE,FALSE),2)","v":59},{"$f":"((($I$25-1)/3)*((BE277*$J$25+BF277)-(BE274*$J$25+BF274)))+(BE274*$J$25+BF274)","v":63.780864197530867}]
[null,10,100,66,null,null,null,10,100,63,null,null,null,10,100,59,null,null,null,null,10,100,58,null,null,null,10,100,null,55,null,null,null,10,100,52,null,null,null,null,10,100,51,null,null,null,10,100,50,null,null,null,null,10,100,61]
[null,10,200,75,{"$f":"INDEX(LINEST(D278:D279,C278:C279,TRUE,FALSE),1)","v":0.09},{"$f":"INDEX(LINEST(D278:D279,C278:C279,TRUE,FALSE),2)","v":57},{"$f":"((($I$25-4)/6)*((E279*$J$25+F279)-(E276*$J$25+F276)))+(E276*$J$25+F276)","v":56.410493827160494},10,200,68,{"$f":"INDEX(LINEST(J278:J279,I278:I279,TRUE,FALSE),1)","v":0.05},{"$f":"INDEX(LINEST(J278:J279,I278:I279,TRUE,FALSE),2)","v":58},{"$f":"((($I$25-4)/6)*((K279*$J$25+L279)-(K276*$J$25+L276)))+(K276*$J$25+L276)","v":51.410493827160494},10,200,65,{"$f":"INDEX(LINEST(P278:P279,O278:O279,TRUE,FALSE),1)","v":5.9999999999999991E-2},{"$f":"INDEX(LINEST(P278:P279,O278:O279,TRUE,FALSE),2)","v":53},null,{"$f":"((($I$25-4)/6)*((Q279*$J$25+R279)-(Q276*$J$25+R276)))+(Q276*$J$25+R276)","v":56.236111111111114},10,200,65,{"$f":"INDEX(LINEST(W278:W279,V278:V279,TRUE,FALSE),1)","v":7.0000000000000021E-2},{"$f":"INDEX(LINEST(W278:W279,V278:V279,TRUE,FALSE),2)","v":51},{"$f":"((($I$25-4)/6)*((X279*$J$25+Y279)-(X276*$J$25+Y276)))+(X276*$J$25+Y276)","v":57.657407407407405},10,200,null,62,{"$f":"INDEX(LINEST(AD278:AD279,AB278:AB279,TRUE,FALSE),1)","v":7.0000000000000021E-2},{"$f":"INDEX(LINEST(AD278:AD279,AB278:AB279,TRUE,FALSE),2)","v":48},{"$f":"((($I$25-4)/6)*((AE279*$J$25+AF279)-(AE276*$J$25+AF276)))+(AE276*$J$25+AF276)","v":56.578703703703702},10,200,61,{"$f":"INDEX(LINEST(AJ278:AJ279,AI278:AI279,TRUE,FALSE),1)","v":0.09},{"$f":"INDEX(LINEST(AJ278:AJ279,AI278:AI279,TRUE,FALSE),2)","v":43},{"$f":"((($I$25-4)/6)*((AK279*$J$25+AL279)-(AK276*$J$25+AL276)))+(AK276*$J$25+AL276)","v":55.85956790123457},null,10,200,57,{"$f":"INDEX(LINEST(AQ278:AQ279,AP278:AP279,TRUE,FALSE),1)","v":5.9999999999999991E-2},{"$f":"INDEX(LINEST(AQ278:AQ279,AP278:AP279,TRUE,FALSE),2)","v":45},{"$f":"((($I$25-4)/6)*((AR279*$J$25+AS279)-(AR276*$J$25+AS276)))+(AR276*$J$25+AS276)","v":48.236111111111114},10,200,56,null,{"$f":"INDEX(LINEST(AW278:AW279,AV278:AV279,TRUE,FALSE),1)","v":5.9999999999999991E-2},{"$f":"INDEX(LINEST(AW278:AW279,AV278:AV279,TRUE,FALSE),2)","v":44},{"$f":"((($I$25-4)/6)*((AY279*$J$25+AZ279)-(AY276*$J$25+AZ276)))+(AY276*$J$25+AZ276)","v":45.314814814814817},10,200,68,{"$f":"INDEX(LINEST(BD278:BD279,BC278:BC279,TRUE,FALSE),1)","v":7.0000000000000021E-2},{"$f":"INDEX(LINEST(BD278:BD279,BC278:BC279,TRUE,FALSE),2)","v":54},{"$f":"((($I$25-4)/6)*((BE279*$J$25+BF279)-(BE276*$J$25+BF276)))+(BE276*$J$25+BF276)","v":61.297839506172842}]
[null,10,500,81,{"$f":"INDEX(LINEST(D279:D280,C279:C280,TRUE,FALSE),1)","v":2.0000000000000007E-2},{"$f":"INDEX(LINEST(D279:D280,C279:C280,TRUE,FALSE),2)","v":71},{"$f":"((($I$25-4)/6)*((E280*$J$25+F280)-(E277*$J$25+F277)))+(E277*$J$25+F277)","v":58.843106995884767},10,500,76,{"$f":"INDEX(LINEST(J279:J280,I279:I280,TRUE,FALSE),1)","v":2.6666666666666672E-2},{"$f":"INDEX(LINEST(J279:J280,I279:I280,TRUE,FALSE),2)","v":62.666666666666664},{"$f":"((($I$25-4)/6)*((K280*$J$25+L280)-(K277*$J$25+L277)))+(K277*$J$25+L277)","v":54.711934156378597},10,500,73,{"$f":"INDEX(LINEST(P279:P280,O279:O280,TRUE,FALSE),1)","v":2.6666666666666672E-2},{"$f":"INDEX(LINEST(P279:P280,O279:O280,TRUE,FALSE),2)","v":59.666666666666664},null,{"$f":"((($I$25-4)/6)*((Q280*$J$25+R280)-(Q277*$J$25+R277)))+(Q277*$J$25+R277)","v":58.329732510288068},10,500,72,{"$f":"INDEX(LINEST(W279:W280,V279:V280,TRUE,FALSE),1)","v":2.3333333333333331E-2},{"$f":"INDEX(LINEST(W279:W280,V279:V280,TRUE,FALSE),2)","v":60.333333333333336},{"$f":"((($I$25-4)/6)*((X280*$J$25+Y280)-(X277*$J$25+Y277)))+(X277*$J$25+Y277)","v":60.631172839506164},10,500,null,72,{"$f":"INDEX(LINEST(AD279:AD280,AB279:AB280,TRUE,FALSE),1)","v":3.3333333333333333E-2},{"$f":"INDEX(LINEST(AD279:AD280,AB279:AB280,TRUE,FALSE),2)","v":55.333333333333336},{"$f":"((($I$25-4)/6)*((AE280*$J$25+AF280)-(AE277*$J$25+AF277)))+(AE277*$J$25+AF277)","v":57.985082304526749},10,500,69,{"$f":"INDEX(LINEST(AJ279:AJ280,AI279:AI280,TRUE,FALSE),1)","v":2.6666666666666672E-2},{"$f":"INDEX(LINEST(AJ279:AJ280,AI279:AI280,TRUE,FALSE),2)","v":55.666666666666664},{"$f":"((($I$25-4)/6)*((AK280*$J$25+AL280)-(AK277*$J$25+AL277)))+(AK277*$J$25+AL277)","v":56.677983539094654},null,10,500,68,{"$f":"INDEX(LINEST(AQ279:AQ280,AP279:AP280,TRUE,FALSE),1)","v":3.6666666666666674E-2},{"$f":"INDEX(LINEST(AQ279:AQ280,AP279:AP280,TRUE,FALSE),2)","v":49.666666666666664},{"$f":"((($I$25-4)/6)*((AR280*$J$25+AS280)-(AR277*$J$25+AS277)))+(AR277*$J$25+AS277)","v":51.110596707818921},10,500,67,null,{"$f":"INDEX(LINEST(AW279:AW280,AV279:AV280,TRUE,FALSE),1)","v":3.6666666666666674E-2},{"$f":"INDEX(LINEST(AW279:AW280,AV279:AV280,TRUE,FALSE),2)","v":48.666666666666664},{"$f":"((($I$25-4)/6)*((AY280*$J$25+AZ280)-(AY277*$J$25+AZ277)))+(AY277*$J$25+AZ277)","v":45.200617283950614},10,500,77,{"$f":"INDEX(LINEST(BD279:BD280,BC279:BC280,TRUE,FALSE),1)","v":0.03},{"$f":"INDEX(LINEST(BD279:BD280,BC279:BC280,TRUE,FALSE),2)","v":62},{"$f":"((($I$25-4)/6)*((BE280*$J$25+BF280)-(BE277*$J$25+BF277)))+(BE277*$J$25+BF277)","v":62.657407407407405}]
[]
["500x300",1,100,{"$f":"D292-1","v":50},null,null,null,1,100,{"$f":"J292-1","v":47},null,null,null,1,100,{"$f":"P292-1","v":51},null,null,null,null,1,100,{"$f":"W292-1","v":51},null,null,null,1,100,null,{"$f":"AD292-1","v":56},null,null,null,1,100,{"$f":"AJ292-1","v":52},null,null,null,null,1,100,{"$f":"AQ292-1","v":39},null,null,null,1,100,{"$f":"AW292-1","v":38},null,null,null,null,1,100,{"$f":"BD292-1","v":58}]
[null,1,200,{"$f":"D293-1","v":52},{"$f":"INDEX(LINEST(D282:D283,C282:C283,TRUE,FALSE),1)","v":2.0000000000000004E-2},{"$f":"INDEX(LINEST(D282:D283,C282:C283,TRUE,FALSE),2)","v":48},null,1,200,{"$f":"J293-1","v":50},{"$f":"INDEX(LINEST(J282:J283,I282:I283,TRUE,FALSE),1)","v":2.9999999999999995E-2},{"$f":"INDEX(LINEST(J282:J283,I282:I283,TRUE,FALSE),2)","v":44},null,1,200,{"$f":"P293-1","v":57},{"$f":"INDEX(LINEST(P282:P283,O282:O283,TRUE,FALSE),1)","v":5.9999999999999991E-2},{"$f":"INDEX(LINEST(P282:P283,O282:O283,TRUE,FALSE),2)","v":45},null,null,1,200,{"$f":"W293-1","v":56},{"$f":"INDEX(LINEST(W282:W283,V282:V283,TRUE,FALSE),1)","v":0.05},{"$f":"INDEX(LINEST(W282:W283,V282:V283,TRUE,FALSE),2)","v":46},null,1,200,null,{"$f":"AD293-1","v":58},{"$f":"INDEX(LINEST(AD282:AD283,AB282:AB283,TRUE,FALSE),1)","v":2.0000000000000004E-2},{"$f":"INDEX(LINEST(AD282:AD283,AB282:AB283,TRUE,FALSE),2)","v":54},null,1,200,{"$f":"AJ293-1","v":64},{"$f":"INDEX(LINEST(AJ282:AJ283,AI282:AI283,TRUE,FALSE),1)","v":0.11999999999999998},{"$f":"INDEX(LINEST(AJ282:AJ283,AI282:AI283,TRUE,FALSE),2)","v":40},null,null,1,200,{"$f":"AQ293-1","v":49},{"$f":"INDEX(LINEST(AQ282:AQ283,AP282:AP283,TRUE,FALSE),1)","v":0.1},{"$f":"INDEX(LINEST(AQ282:AQ283,AP282:AP283,TRUE,FALSE),2)","v":29},null,1,200,{"$f":"AW293-1","v":44},null,{"$f":"INDEX(LINEST(AW282:AW283,AV282:AV283,TRUE,FALSE),1)","v":5.9999999999999991E-2},{"$f":"INDEX(LINEST(AW282:AW283,AV282:AV283,TRUE,FALSE),2)","v":32},null,1,200,{"$f":"BD293-1","v":66},{"$f":"INDEX(LINEST(BD282:BD283,BC282:BC283,TRUE,FALSE),1)","v":8.0000000000000016E-2},{"$f":"INDEX(LINEST(BD282:BD283,BC282:BC283,TRUE,FALSE),2)","v":50}]
[null,1,500,57,{"$f":"INDEX(LINEST(D283:D284,C283:C284,TRUE,FALSE),1)","v":1.6666666666666666E-2},{"$f":"INDEX(LINEST(D283:D284,C283:C284,TRUE,FALSE),2)","v":48.666666666666664},null,1,500,54,{"$f":"INDEX(LINEST(J283:J284,I283:I284,TRUE,FALSE),1)","v":1.3333333333333336E-2},{"$f":"INDEX(LINEST(J283:J284,I283:I284,TRUE,FALSE),2)","v":47.333333333333329},null,1,500,62,{"$f":"INDEX(LINEST(P283:P284,O283:O284,TRUE,FALSE),1)","v":1.6666666666666666E-2},{"$f":"INDEX(LINEST(P283:P284,O283:O284,TRUE,FALSE),2)","v":53.666666666666664},null,null,1,500,65,{"$f":"INDEX(LINEST(W283:W284,V283:V284,TRUE,FALSE),1)","v":0.03},{"$f":"INDEX(LINEST(W283:W284,V283:V284,TRUE,FALSE),2)","v":50},null,1,500,null,63,{"$f":"INDEX(LINEST(AD283:AD284,AB283:AB284,TRUE,FALSE),1)","v":1.6666666666666666E-2},{"$f":"INDEX(LINEST(AD283:AD284,AB283:AB284,TRUE,FALSE),2)","v":54.666666666666664},null,1,500,69,{"$f":"INDEX(LINEST(AJ283:AJ284,AI283:AI284,TRUE,FALSE),1)","v":1.6666666666666666E-2},{"$f":"INDEX(LINEST(AJ283:AJ284,AI283:AI284,TRUE,FALSE),2)","v":60.666666666666664},null,null,1,500,59,{"$f":"INDEX(LINEST(AQ283:AQ284,AP283:AP284,TRUE,FALSE),1)","v":3.3333333333333333E-2},{"$f":"INDEX(LINEST(AQ283:AQ284,AP283:AP284,TRUE,FALSE),2)","v":42.333333333333336},null,1,500,56,null,{"$f":"INDEX(LINEST(AW283:AW284,AV283:AV284,TRUE,FALSE),1)","v":4.0000000000000015E-2},{"$f":"INDEX(LINEST(AW283:AW284,AV283:AV284,TRUE,FALSE),2)","v":35.999999999999993},null,1,500,72,{"$f":"INDEX(LINEST(BD283:BD284,BC283:BC284,TRUE,FALSE),1)","v":2.0000000000000007E-2},{"$f":"INDEX(LINEST(BD283:BD284,BC283:BC284,TRUE,FALSE),2)","v":62}]
[null,4,100,57,null,null,null,4,100,52,null,null,null,4,100,56,null,null,null,null,4,100,56,null,null,null,4,100,null,55,null,null,null,4,100,54,null,null,null,null,4,100,46,null,null,null,4,100,46,null,null,null,null,4,100,60]
[null,4,200,64,{"$f":"INDEX(LINEST(D285:D286,C285:C286,TRUE,FALSE),1)","v":7.0000000000000021E-2},{"$f":"INDEX(LINEST(D285:D286,C285:C286,TRUE,FALSE),2)","v":50},{"$f":"((($I$26-1)/3)*((E286*$J$26+F286)-(E283*$J$26+F283)))+(E283*$J$26+F283)","v":53.697530864197532},4,200,59,{"$f":"INDEX(LINEST(J285:J286,I285:I286,TRUE,FALSE),1)","v":7.0000000000000021E-2},{"$f":"INDEX(LINEST(J285:J286,I285:I286,TRUE,FALSE),2)","v":45},{"$f":"((($I$26-1)/3)*((K286*$J$26+L286)-(K283*$J$26+L283)))+(K283*$J$26+L283)","v":50.487654320987652},4,200,61,{"$f":"INDEX(LINEST(P285:P286,O285:O286,TRUE,FALSE),1)","v":0.05},{"$f":"INDEX(LINEST(P285:P286,O285:O286,TRUE,FALSE),2)","v":51},null,{"$f":"((($I$26-1)/3)*((Q286*$J$26+R286)-(Q283*$J$26+R283)))+(Q283*$J$26+R283)","v":55.277777777777779},4,200,63,{"$f":"INDEX(LINEST(W285:W286,V285:V286,TRUE,FALSE),1)","v":7.0000000000000021E-2},{"$f":"INDEX(LINEST(W285:W286,V285:V286,TRUE,FALSE),2)","v":49},{"$f":"((($I$26-1)/3)*((X286*$J$26+Y286)-(X283*$J$26+Y283)))+(X283*$J$26+Y283)","v":55.203703703703702},4,200,null,61,{"$f":"INDEX(LINEST(AD285:AD286,AB285:AB286,TRUE,FALSE),1)","v":5.9999999999999991E-2},{"$f":"INDEX(LINEST(AD285:AD286,AB285:AB286,TRUE,FALSE),2)","v":49},{"$f":"((($I$26-1)/3)*((AE286*$J$26+AF286)-(AE283*$J$26+AF283)))+(AE283*$J$26+AF283)","v":57.283950617283949},4,200,60,{"$f":"INDEX(LINEST(AJ285:AJ286,AI285:AI286,TRUE,FALSE),1)","v":5.9999999999999991E-2},{"$f":"INDEX(LINEST(AJ285:AJ286,AI285:AI286,TRUE,FALSE),2)","v":48},{"$f":"((($I$26-1)/3)*((AK286*$J$26+AL286)-(AK283*$J$26+AL283)))+(AK283*$J$26+AL283)","v":57.716049382716051},null,4,200,55,{"$f":"INDEX(LINEST(AQ285:AQ286,AP285:AP286,TRUE,FALSE),1)","v":0.09},{"$f":"INDEX(LINEST(AQ285:AQ286,AP285:AP286,TRUE,FALSE),2)","v":37},{"$f":"((($I$26-1)/3)*((AR286*$J$26+AS286)-(AR283*$J$26+AS283)))+(AR283*$J$26+AS283)","v":45.845679012345677},4,200,50,null,{"$f":"INDEX(LINEST(AW285:AW286,AV285:AV286,TRUE,FALSE),1)","v":4.0000000000000008E-2},{"$f":"INDEX(LINEST(AW285:AW286,AV285:AV286,TRUE,FALSE),2)","v":42},{"$f":"((($I$26-1)/3)*((AY286*$J$26+AZ286)-(AY283*$J$26+AZ283)))+(AY283*$J$26+AZ283)","v":42.987654320987652},4,200,66,{"$f":"INDEX(LINEST(BD285:BD286,BC285:BC286,TRUE,FALSE),1)","v":5.9999999999999991E-2},{"$f":"INDEX(LINEST(BD285:BD286,BC285:BC286,TRUE,FALSE),2)","v":54},{"$f":"((($I$26-1)/3)*((BE286*$J$26+BF286)-(BE283*$J$26+BF283)))+(BE283*$J$26+BF283)","v":62.283950617283949}]
[null,4,500,69,{"$f":"INDEX(LINEST(D286:D287,C286:C287,TRUE,FALSE),1)","v":1.6666666666666666E-2},{"$f":"INDEX(LINEST(D286:D287,C286:C287,TRUE,FALSE),2)","v":60.666666666666664},{"$f":"((($I$26-1)/3)*((E287*$J$26+F287)-(E284*$J$26+F284)))+(E284*$J$26+F284)","v":54.574074074074069},4,500,63,{"$f":"INDEX(LINEST(J286:J287,I286:I287,TRUE,FALSE),1)","v":1.3333333333333336E-2},{"$f":"INDEX(LINEST(J286:J287,I286:I287,TRUE,FALSE),2)","v":56.333333333333329},{"$f":"((($I$26-1)/3)*((K287*$J$26+L287)-(K284*$J$26+L284)))+(K284*$J$26+L284)","v":51.888888888888886},4,500,64,{"$f":"INDEX(LINEST(P286:P287,O286:O287,TRUE,FALSE),1)","v":1.0000000000000004E-2},{"$f":"INDEX(LINEST(P286:P287,O286:O287,TRUE,FALSE),2)","v":59},null,{"$f":"((($I$26-1)/3)*((Q287*$J$26+R287)-(Q284*$J$26+R284)))+(Q284*$J$26+R284)","v":57.397119341563787},4,500,67,{"$f":"INDEX(LINEST(W286:W287,V286:V287,TRUE,FALSE),1)","v":1.3333333333333336E-2},{"$f":"INDEX(LINEST(W286:W287,V286:V287,TRUE,FALSE),2)","v":60.333333333333329},{"$f":"((($I$26-1)/3)*((X287*$J$26+Y287)-(X284*$J$26+Y284)))+(X284*$J$26+Y284)","v":56.724279835390945},4,500,null,70,{"$f":"INDEX(LINEST(AD286:AD287,AB286:AB287,TRUE,FALSE),1)","v":0.03},{"$f":"INDEX(LINEST(AD286:AD287,AB286:AB287,TRUE,FALSE),2)","v":55},{"$f":"((($I$26-1)/3)*((AE287*$J$26+AF287)-(AE284*$J$26+AF284)))+(AE284*$J$26+AF284)","v":57.829218106995881},4,500,70,{"$f":"INDEX(LINEST(AJ286:AJ287,AI286:AI287,TRUE,FALSE),1)","v":3.3333333333333333E-2},{"$f":"INDEX(LINEST(AJ286:AJ287,AI286:AI287,TRUE,FALSE),2)","v":53.333333333333336},{"$f":"((($I$26-1)/3)*((AK287*$J$26+AL287)-(AK284*$J$26+AL284)))+(AK284*$J$26+AL284)","v":61.794238683127574},null,4,500,67,{"$f":"INDEX(LINEST(AQ286:AQ287,AP286:AP287,TRUE,FALSE),1)","v":4.0000000000000015E-2},{"$f":"INDEX(LINEST(AQ286:AQ287,AP286:AP287,TRUE,FALSE),2)","v":46.999999999999993},{"$f":"((($I$26-1)/3)*((AR287*$J$26+AS287)-(AR284*$J$26+AS284)))+(AR284*$J$26+AS284)","v":48.942386831275719},4,500,61,null,{"$f":"INDEX(LINEST(AW286:AW287,AV286:AV287,TRUE,FALSE),1)","v":3.6666666666666674E-2},{"$f":"INDEX(LINEST(AW286:AW287,AV286:AV287,TRUE,FALSE),2)","v":42.666666666666664},{"$f":"((($I$26-1)/3)*((AY287*$J$26+AZ287)-(AY284*$J$26+AZ284)))+(AY284*$J$26+AZ284)","v":43.751028806584358},4,500,75,{"$f":"INDEX(LINEST(BD286:BD287,BC286:BC287,TRUE,FALSE),1)","v":0.03},{"$f":"INDEX(LINEST(BD286:BD287,BC286:BC287,TRUE,FALSE),2)","v":60},{"$f":"((($I$26-1)/3)*((BE287*$J$26+BF287)-(BE284*$J$26+BF284)))+(BE284*$J$26+BF284)","v":64.858024691358025}]
[null,10,100,67,null,null,null,10,100,64,null,null,null,10,100,60,null,null,null,null,10,100,59,null,null,null,10,100,null,56,null,null,null,10,100,53,null,null,null,null,10,100,52,null,null,null,10,100,51,null,null,null,null,10,100,62]
[null,10,200,76,{"$f":"INDEX(LINEST(D288:D289,C288:C289,TRUE,FALSE),1)","v":0.09},{"$f":"INDEX(LINEST(D288:D289,C288:C289,TRUE,FALSE),2)","v":58},{"$f":"((($I$26-4)/6)*((E289*$J$26+F289)-(E286*$J$26+F286)))+(E286*$J$26+F286)","v":56.561728395061728},10,200,69,{"$f":"INDEX(LINEST(J288:J289,I288:I289,TRUE,FALSE),1)","v":0.05},{"$f":"INDEX(LINEST(J288:J289,I288:I289,TRUE,FALSE),2)","v":59},{"$f":"((($I$26-4)/6)*((K289*$J$26+L289)-(K286*$J$26+L286)))+(K286*$J$26+L286)","v":51.561728395061728},10,200,66,{"$f":"INDEX(LINEST(P288:P289,O288:O289,TRUE,FALSE),1)","v":5.9999999999999991E-2},{"$f":"INDEX(LINEST(P288:P289,O288:O289,TRUE,FALSE),2)","v":54},null,{"$f":"((($I$26-4)/6)*((Q289*$J$26+R289)-(Q286*$J$26+R286)))+(Q286*$J$26+R286)","v":56.888888888888886},10,200,66,{"$f":"INDEX(LINEST(W288:W289,V288:V289,TRUE,FALSE),1)","v":7.0000000000000021E-2},{"$f":"INDEX(LINEST(W288:W289,V288:V289,TRUE,FALSE),2)","v":52},{"$f":"((($I$26-4)/6)*((X289*$J$26+Y289)-(X286*$J$26+Y286)))+(X286*$J$26+Y286)","v":58.425925925925924},10,200,null,63,{"$f":"INDEX(LINEST(AD288:AD289,AB288:AB289,TRUE,FALSE),1)","v":7.0000000000000021E-2},{"$f":"INDEX(LINEST(AD288:AD289,AB288:AB289,TRUE,FALSE),2)","v":49},{"$f":"((($I$26-4)/6)*((AE289*$J$26+AF289)-(AE286*$J$26+AF286)))+(AE286*$J$26+AF286)","v":57.462962962962962},10,200,62,{"$f":"INDEX(LINEST(AJ288:AJ289,AI288:AI289,TRUE,FALSE),1)","v":0.09},{"$f":"INDEX(LINEST(AJ288:AJ289,AI288:AI289,TRUE,FALSE),2)","v":44},{"$f":"((($I$26-4)/6)*((AK289*$J$26+AL289)-(AK286*$J$26+AL286)))+(AK286*$J$26+AL286)","v":56.820987654320987},null,10,200,58,{"$f":"INDEX(LINEST(AQ288:AQ289,AP288:AP289,TRUE,FALSE),1)","v":5.9999999999999991E-2},{"$f":"INDEX(LINEST(AQ288:AQ289,AP288:AP289,TRUE,FALSE),2)","v":46},{"$f":"((($I$26-4)/6)*((AR289*$J$26+AS289)-(AR286*$J$26+AS286)))+(AR286*$J$26+AS286)","v":48.888888888888886},10,200,57,null,{"$f":"INDEX(LINEST(AW288:AW289,AV288:AV289,TRUE,FALSE),1)","v":5.9999999999999991E-2},{"$f":"INDEX(LINEST(AW288:AW289,AV288:AV289,TRUE,FALSE),2)","v":45},{"$f":"((($I$26-4)/6)*((AY289*$J$26+AZ289)-(AY286*$J$26+AZ286)))+(AY286*$J$26+AZ286)","v":45.851851851851855},10,200,69,{"$f":"INDEX(LINEST(BD288:BD289,BC288:BC289,TRUE,FALSE),1)","v":7.0000000000000021E-2},{"$f":"INDEX(LINEST(BD288:BD289,BC288:BC289,TRUE,FALSE),2)","v":55},{"$f":"((($I$26-4)/6)*((BE289*$J$26+BF289)-(BE286*$J$26+BF286)))+(BE286*$J$26+BF286)","v":62.104938271604937}]
[null,10,500,82,{"$f":"INDEX(LINEST(D289:D290,C289:C290,TRUE,FALSE),1)","v":2.0000000000000007E-2},{"$f":"INDEX(LINEST(D289:D290,C289:C290,TRUE,FALSE),2)","v":72},{"$f":"((($I$26-4)/6)*((E290*$J$26+F290)-(E287*$J$26+F287)))+(E287*$J$26+F287)","v":58.930041152263371},10,500,77,{"$f":"INDEX(LINEST(J289:J290,I289:I290,TRUE,FALSE),1)","v":2.6666666666666672E-2},{"$f":"INDEX(LINEST(J289:J290,I289:I290,TRUE,FALSE),2)","v":63.666666666666664},{"$f":"((($I$26-4)/6)*((K290*$J$26+L290)-(K287*$J$26+L287)))+(K287*$J$26+L287)","v":54.991769547325092},10,500,74,{"$f":"INDEX(LINEST(P289:P290,O289:O290,TRUE,FALSE),1)","v":2.6666666666666672E-2},{"$f":"INDEX(LINEST(P289:P290,O289:O290,TRUE,FALSE),2)","v":60.666666666666664},null,{"$f":"((($I$26-4)/6)*((Q290*$J$26+R290)-(Q287*$J$26+R287)))+(Q287*$J$26+R287)","v":59.008230452674894},10,500,73,{"$f":"INDEX(LINEST(W289:W290,V289:V290,TRUE,FALSE),1)","v":2.3333333333333331E-2},{"$f":"INDEX(LINEST(W289:W290,V289:V290,TRUE,FALSE),2)","v":61.333333333333336},{"$f":"((($I$26-4)/6)*((X290*$J$26+Y290)-(X287*$J$26+Y287)))+(X287*$J$26+Y287)","v":61.438271604938265},10,500,null,73,{"$f":"INDEX(LINEST(AD289:AD290,AB289:AB290,TRUE,FALSE),1)","v":3.3333333333333333E-2},{"$f":"INDEX(LINEST(AD289:AD290,AB289:AB290,TRUE,FALSE),2)","v":56.333333333333336},{"$f":"((($I$26-4)/6)*((AE290*$J$26+AF290)-(AE287*$J$26+AF287)))+(AE287*$J$26+AF287)","v":58.843621399176953},10,500,70,{"$f":"INDEX(LINEST(AJ289:AJ290,AI289:AI290,TRUE,FALSE),1)","v":2.6666666666666672E-2},{"$f":"INDEX(LINEST(AJ289:AJ290,AI289:AI290,TRUE,FALSE),2)","v":56.666666666666664},{"$f":"((($I$26-4)/6)*((AK290*$J$26+AL290)-(AK287*$J$26+AL287)))+(AK287*$J$26+AL287)","v":57.497942386831276},null,10,500,69,{"$f":"INDEX(LINEST(AQ289:AQ290,AP289:AP290,TRUE,FALSE),1)","v":3.6666666666666674E-2},{"$f":"INDEX(LINEST(AQ289:AQ290,AP289:AP290,TRUE,FALSE),2)","v":50.666666666666664},{"$f":"((($I$26-4)/6)*((AR290*$J$26+AS290)-(AR287*$J$26+AS287)))+(AR287*$J$26+AS287)","v":51.866255144032912},10,500,68,null,{"$f":"INDEX(LINEST(AW289:AW290,AV289:AV290,TRUE,FALSE),1)","v":3.6666666666666674E-2},{"$f":"INDEX(LINEST(AW289:AW290,AV289:AV290,TRUE,FALSE),2)","v":49.666666666666664},{"$f":"((($I$26-4)/6)*((AY290*$J$26+AZ290)-(AY287*$J$26+AZ287)))+(AY287*$J$26+AZ287)","v":45.660493827160494},10,500,78,{"$f":"INDEX(LINEST(BD289:BD290,BC289:BC290,TRUE,FALSE),1)","v":0.03},{"$f":"INDEX(LINEST(BD289:BD290,BC289:BC290,TRUE,FALSE),2)","v":63},{"$f":"((($I$26-4)/6)*((BE290*$J$26+BF290)-(BE287*$J$26+BF287)))+(BE287*$J$26+BF287)","v":63.425925925925924}]
[]
["600x300",1,100,51,null,null,null,1,100,48,null,null,null,1,100,52,null,null,null,null,1,100,52,null,null,null,1,100,null,57,null,null,null,1,100,53,null,null,null,null,1,100,40,null,null,null,1,100,39,null,null,null,null,1,100,59]
[null,1,200,53,{"$f":"INDEX(LINEST(D292:D293,C292:C293,TRUE,FALSE),1)","v":2.0000000000000004E-2},{"$f":"INDEX(LINEST(D292:D293,C292:C293,TRUE,FALSE),2)","v":49},null,1,200,51,{"$f":"INDEX(LINEST(J292:J293,I292:I293,TRUE,FALSE),1)","v":2.9999999999999995E-2},{"$f":"INDEX(LINEST(J292:J293,I292:I293,TRUE,FALSE),2)","v":45},null,1,200,58,{"$f":"INDEX(LINEST(P292:P293,O292:O293,TRUE,FALSE),1)","v":5.9999999999999991E-2},{"$f":"INDEX(LINEST(P292:P293,O292:O293,TRUE,FALSE),2)","v":46},null,null,1,200,57,{"$f":"INDEX(LINEST(W292:W293,V292:V293,TRUE,FALSE),1)","v":0.05},{"$f":"INDEX(LINEST(W292:W293,V292:V293,TRUE,FALSE),2)","v":47},null,1,200,null,59,{"$f":"INDEX(LINEST(AD292:AD293,AB292:AB293,TRUE,FALSE),1)","v":2.0000000000000004E-2},{"$f":"INDEX(LINEST(AD292:AD293,AB292:AB293,TRUE,FALSE),2)","v":55},null,1,200,65,{"$f":"INDEX(LINEST(AJ292:AJ293,AI292:AI293,TRUE,FALSE),1)","v":0.11999999999999998},{"$f":"INDEX(LINEST(AJ292:AJ293,AI292:AI293,TRUE,FALSE),2)","v":41},null,null,1,200,50,{"$f":"INDEX(LINEST(AQ292:AQ293,AP292:AP293,TRUE,FALSE),1)","v":0.1},{"$f":"INDEX(LINEST(AQ292:AQ293,AP292:AP293,TRUE,FALSE),2)","v":30},null,1,200,45,null,{"$f":"INDEX(LINEST(AW292:AW293,AV292:AV293,TRUE,FALSE),1)","v":5.9999999999999991E-2},{"$f":"INDEX(LINEST(AW292:AW293,AV292:AV293,TRUE,FALSE),2)","v":33},null,1,200,67,{"$f":"INDEX(LINEST(BD292:BD293,BC292:BC293,TRUE,FALSE),1)","v":8.0000000000000016E-2},{"$f":"INDEX(LINEST(BD292:BD293,BC292:BC293,TRUE,FALSE),2)","v":51}]
[null,1,500,58,{"$f":"INDEX(LINEST(D293:D294,C293:C294,TRUE,FALSE),1)","v":1.6666666666666666E-2},{"$f":"INDEX(LINEST(D293:D294,C293:C294,TRUE,FALSE),2)","v":49.666666666666664},null,1,500,55,{"$f":"INDEX(LINEST(J293:J294,I293:I294,TRUE,FALSE),1)","v":1.3333333333333336E-2},{"$f":"INDEX(LINEST(J293:J294,I293:I294,TRUE,FALSE),2)","v":48.333333333333329},null,1,500,63,{"$f":"INDEX(LINEST(P293:P294,O293:O294,TRUE,FALSE),1)","v":1.6666666666666666E-2},{"$f":"INDEX(LINEST(P293:P294,O293:O294,TRUE,FALSE),2)","v":54.666666666666664},null,null,1,500,66,{"$f":"INDEX(LINEST(W293:W294,V293:V294,TRUE,FALSE),1)","v":0.03},{"$f":"INDEX(LINEST(W293:W294,V293:V294,TRUE,FALSE),2)","v":51},null,1,500,null,64,{"$f":"INDEX(LINEST(AD293:AD294,AB293:AB294,TRUE,FALSE),1)","v":1.6666666666666666E-2},{"$f":"INDEX(LINEST(AD293:AD294,AB293:AB294,TRUE,FALSE),2)","v":55.666666666666664},null,1,500,70,{"$f":"INDEX(LINEST(AJ293:AJ294,AI293:AI294,TRUE,FALSE),1)","v":1.6666666666666666E-2},{"$f":"INDEX(LINEST(AJ293:AJ294,AI293:AI294,TRUE,FALSE),2)","v":61.666666666666664},null,null,1,500,60,{"$f":"INDEX(LINEST(AQ293:AQ294,AP293:AP294,TRUE,FALSE),1)","v":3.3333333333333333E-2},{"$f":"INDEX(LINEST(AQ293:AQ294,AP293:AP294,TRUE,FALSE),2)","v":43.333333333333336},null,1,500,57,null,{"$f":"INDEX(LINEST(AW293:AW294,AV293:AV294,TRUE,FALSE),1)","v":4.0000000000000015E-2},{"$f":"INDEX(LINEST(AW293:AW294,AV293:AV294,TRUE,FALSE),2)","v":36.999999999999993},null,1,500,73,{"$f":"INDEX(LINEST(BD293:BD294,BC293:BC294,TRUE,FALSE),1)","v":2.0000000000000007E-2},{"$f":"INDEX(LINEST(BD293:BD294,BC293:BC294,TRUE,FALSE),2)","v":63}]
[null,4,100,58,null,null,null,4,100,53,null,null,null,4,100,57,null,null,null,null,4,100,57,null,null,null,4,100,null,56,null,null,null,4,100,55,null,null,null,null,4,100,47,null,null,null,4,100,47,null,null,null,null,4,100,61]
[null,4,200,65,{"$f":"INDEX(LINEST(D295:D296,C295:C296,TRUE,FALSE),1)","v":7.0000000000000021E-2},{"$f":"INDEX(LINEST(D295:D296,C295:C296,TRUE,FALSE),2)","v":51},{"$f":"((($I$27-1)/3)*((E296*$J$27+F296)-(E293*$J$27+F293)))+(E293*$J$27+F293)","v":53.720164609053498},4,200,60,{"$f":"INDEX(LINEST(J295:J296,I295:I296,TRUE,FALSE),1)","v":7.0000000000000021E-2},{"$f":"INDEX(LINEST(J295:J296,I295:I296,TRUE,FALSE),2)","v":46},{"$f":"((($I$27-1)/3)*((K296*$J$27+L296)-(K293*$J$27+L293)))+(K293*$J$27+L293)","v":50.767489711934154},4,200,62,{"$f":"INDEX(LINEST(P295:P296,O295:O296,TRUE,FALSE),1)","v":0.05},{"$f":"INDEX(LINEST(P295:P296,O295:O296,TRUE,FALSE),2)","v":52},null,{"$f":"((($I$27-1)/3)*((Q296*$J$27+R296)-(Q293*$J$27+R293)))+(Q293*$J$27+R293)","v":55.814814814814817},4,200,64,{"$f":"INDEX(LINEST(W295:W296,V295:V296,TRUE,FALSE),1)","v":7.0000000000000021E-2},{"$f":"INDEX(LINEST(W295:W296,V295:V296,TRUE,FALSE),2)","v":50},{"$f":"((($I$27-1)/3)*((X296*$J$27+Y296)-(X293*$J$27+Y293)))+(X293*$J$27+Y293)","v":55.586419753086417},4,200,null,62,{"$f":"INDEX(LINEST(AD295:AD296,AB295:AB296,TRUE,FALSE),1)","v":5.9999999999999991E-2},{"$f":"INDEX(LINEST(AD295:AD296,AB295:AB296,TRUE,FALSE),2)","v":50},{"$f":"((($I$27-1)/3)*((AE296*$J$27+AF296)-(AE293*$J$27+AF293)))+(AE293*$J$27+AF293)","v":58.181069958847736},4,200,61,{"$f":"INDEX(LINEST(AJ295:AJ296,AI295:AI296,TRUE,FALSE),1)","v":5.9999999999999991E-2},{"$f":"INDEX(LINEST(AJ295:AJ296,AI295:AI296,TRUE,FALSE),2)","v":49},{"$f":"((($I$27-1)/3)*((AK296*$J$27+AL296)-(AK293*$J$27+AL293)))+(AK293*$J$27+AL293)","v":58.818930041152264},null,4,200,56,{"$f":"INDEX(LINEST(AQ295:AQ296,AP295:AP296,TRUE,FALSE),1)","v":0.09},{"$f":"INDEX(LINEST(AQ295:AQ296,AP295:AP296,TRUE,FALSE),2)","v":38},{"$f":"((($I$27-1)/3)*((AR296*$J$27+AS296)-(AR293*$J$27+AS293)))+(AR293*$J$27+AS293)","v":46.176954732510289},4,200,51,null,{"$f":"INDEX(LINEST(AW295:AW296,AV295:AV296,TRUE,FALSE),1)","v":4.0000000000000008E-2},{"$f":"INDEX(LINEST(AW295:AW296,AV295:AV296,TRUE,FALSE),2)","v":43},{"$f":"((($I$27-1)/3)*((AY296*$J$27+AZ296)-(AY293*$J$27+AZ293)))+(AY293*$J$27+AZ293)","v":43.267489711934154},4,200,67,{"$f":"INDEX(LINEST(BD295:BD296,BC295:BC296,TRUE,FALSE),1)","v":5.9999999999999991E-2},{"$f":"INDEX(LINEST(BD295:BD296,BC295:BC296,TRUE,FALSE),2)","v":55},{"$f":"((($I$27-1)/3)*((BE296*$J$27+BF296)-(BE293*$J$27+BF293)))+(BE293*$J$27+BF293)","v":63.181069958847736}]
[null,4,500,70,{"$f":"INDEX(LINEST(D296:D297,C296:C297,TRUE,FALSE),1)","v":1.6666666666666666E-2},{"$f":"INDEX(LINEST(D296:D297,C296:C297,TRUE,FALSE),2)","v":61.666666666666664},{"$f":"((($I$27-1)/3)*((E297*$J$27+F297)-(E294*$J$27+F294)))+(E294*$J$27+F294)","v":54.339506172839499},4,500,64,{"$f":"INDEX(LINEST(J296:J297,I296:I297,TRUE,FALSE),1)","v":1.3333333333333336E-2},{"$f":"INDEX(LINEST(J296:J297,I296:I297,TRUE,FALSE),2)","v":57.333333333333329},{"$f":"((($I$27-1)/3)*((K297*$J$27+L297)-(K294*$J$27+L294)))+(K294*$J$27+L294)","v":51.962962962962955},4,500,65,{"$f":"INDEX(LINEST(P296:P297,O296:O297,TRUE,FALSE),1)","v":1.0000000000000004E-2},{"$f":"INDEX(LINEST(P296:P297,O296:O297,TRUE,FALSE),2)","v":60},null,{"$f":"((($I$27-1)/3)*((Q297*$J$27+R297)-(Q294*$J$27+R294)))+(Q294*$J$27+R294)","v":57.951303155006855},4,500,68,{"$f":"INDEX(LINEST(W296:W297,V296:V297,TRUE,FALSE),1)","v":1.3333333333333336E-2},{"$f":"INDEX(LINEST(W296:W297,V296:V297,TRUE,FALSE),2)","v":61.333333333333329},{"$f":"((($I$27-1)/3)*((X297*$J$27+Y297)-(X294*$J$27+Y294)))+(X294*$J$27+Y294)","v":56.918381344307271},4,500,null,71,{"$f":"INDEX(LINEST(AD296:AD297,AB296:AB297,TRUE,FALSE),1)","v":0.03},{"$f":"INDEX(LINEST(AD296:AD297,AB296:AB297,TRUE,FALSE),2)","v":56},{"$f":"((($I$27-1)/3)*((AE297*$J$27+AF297)-(AE294*$J$27+AF294)))+(AE294*$J$27+AF294)","v":58.589163237311382},4,500,71,{"$f":"INDEX(LINEST(AJ296:AJ297,AI296:AI297,TRUE,FALSE),1)","v":3.3333333333333333E-2},{"$f":"INDEX(LINEST(AJ296:AJ297,AI296:AI297,TRUE,FALSE),2)","v":54.333333333333336},{"$f":"((($I$27-1)/3)*((AK297*$J$27+AL297)-(AK294*$J$27+AL294)))+(AK294*$J$27+AL294)","v":63.291495198902602},null,4,500,68,{"$f":"INDEX(LINEST(AQ296:AQ297,AP296:AP297,TRUE,FALSE),1)","v":4.0000000000000015E-2},{"$f":"INDEX(LINEST(AQ296:AQ297,AP296:AP297,TRUE,FALSE),2)","v":47.999999999999993},{"$f":"((($I$27-1)/3)*((AR297*$J$27+AS297)-(AR294*$J$27+AS294)))+(AR294*$J$27+AS294)","v":49.359396433470508},4,500,62,null,{"$f":"INDEX(LINEST(AW296:AW297,AV296:AV297,TRUE,FALSE),1)","v":3.6666666666666674E-2},{"$f":"INDEX(LINEST(AW296:AW297,AV296:AV297,TRUE,FALSE),2)","v":43.666666666666664},{"$f":"((($I$27-1)/3)*((AY297*$J$27+AZ297)-(AY294*$J$27+AZ294)))+(AY294*$J$27+AZ294)","v":44.116598079561037},4,500,76,{"$f":"INDEX(LINEST(BD296:BD297,BC296:BC297,TRUE,FALSE),1)","v":0.03},{"$f":"INDEX(LINEST(BD296:BD297,BC296:BC297,TRUE,FALSE),2)","v":61},{"$f":"((($I$27-1)/3)*((BE297*$J$27+BF297)-(BE294*$J$27+BF294)))+(BE294*$J$27+BF294)","v":65.909465020576135}]
[null,10,100,68,null,null,null,10,100,65,null,null,null,10,100,61,null,null,null,null,10,100,60,null,null,null,10,100,null,57,null,null,null,10,100,54,null,null,null,null,10,100,53,null,null,null,10,100,52,null,null,null,null,10,100,63]
[null,10,200,77,{"$f":"INDEX(LINEST(D298:D299,C298:C299,TRUE,FALSE),1)","v":0.09},{"$f":"INDEX(LINEST(D298:D299,C298:C299,TRUE,FALSE),2)","v":59},{"$f":"((($I$27-4)/6)*((E299*$J$27+F299)-(E296*$J$27+F296)))+(E296*$J$27+F296)","v":56.995884773662553},10,200,70,{"$f":"INDEX(LINEST(J298:J299,I298:I299,TRUE,FALSE),1)","v":0.05},{"$f":"INDEX(LINEST(J298:J299,I298:I299,TRUE,FALSE),2)","v":60},{"$f":"((($I$27-4)/6)*((K299*$J$27+L299)-(K296*$J$27+L296)))+(K296*$J$27+L296)","v":51.995884773662553},10,200,67,{"$f":"INDEX(LINEST(P298:P299,O298:O299,TRUE,FALSE),1)","v":5.9999999999999991E-2},{"$f":"INDEX(LINEST(P298:P299,O298:O299,TRUE,FALSE),2)","v":55},null,{"$f":"((($I$27-4)/6)*((Q299*$J$27+R299)-(Q296*$J$27+R296)))+(Q296*$J$27+R296)","v":57.657407407407405},10,200,67,{"$f":"INDEX(LINEST(W298:W299,V298:V299,TRUE,FALSE),1)","v":7.0000000000000021E-2},{"$f":"INDEX(LINEST(W298:W299,V298:V299,TRUE,FALSE),2)","v":53},{"$f":"((($I$27-4)/6)*((X299*$J$27+Y299)-(X296*$J$27+Y296)))+(X296*$J$27+Y296)","v":59.271604938271608},10,200,null,64,{"$f":"INDEX(LINEST(AD298:AD299,AB298:AB299,TRUE,FALSE),1)","v":7.0000000000000021E-2},{"$f":"INDEX(LINEST(AD298:AD299,AB298:AB299,TRUE,FALSE),2)","v":50},{"$f":"((($I$27-4)/6)*((AE299*$J$27+AF299)-(AE296*$J$27+AF296)))+(AE296*$J$27+AF296)","v":58.385802469135804},10,200,63,{"$f":"INDEX(LINEST(AJ298:AJ299,AI298:AI299,TRUE,FALSE),1)","v":0.09},{"$f":"INDEX(LINEST(AJ298:AJ299,AI298:AI299,TRUE,FALSE),2)","v":45},{"$f":"((($I$27-4)/6)*((AK299*$J$27+AL299)-(AK296*$J$27+AL296)))+(AK296*$J$27+AL296)","v":57.795267489711932},null,10,200,59,{"$f":"INDEX(LINEST(AQ298:AQ299,AP298:AP299,TRUE,FALSE),1)","v":5.9999999999999991E-2},{"$f":"INDEX(LINEST(AQ298:AQ299,AP298:AP299,TRUE,FALSE),2)","v":47},{"$f":"((($I$27-4)/6)*((AR299*$J$27+AS299)-(AR296*$J$27+AS296)))+(AR296*$J$27+AS296)","v":49.657407407407405},10,200,58,null,{"$f":"INDEX(LINEST(AW298:AW299,AV298:AV299,TRUE,FALSE),1)","v":5.9999999999999991E-2},{"$f":"INDEX(LINEST(AW298:AW299,AV298:AV299,TRUE,FALSE),2)","v":46},{"$f":"((($I$27-4)/6)*((AY299*$J$27+AZ299)-(AY296*$J$27+AZ296)))+(AY296*$J$27+AZ296)","v":46.543209876543209},10,200,70,{"$f":"INDEX(LINEST(BD298:BD299,BC298:BC299,TRUE,FALSE),1)","v":7.0000000000000021E-2},{"$f":"INDEX(LINEST(BD298:BD299,BC298:BC299,TRUE,FALSE),2)","v":56},{"$f":"((($I$27-4)/6)*((BE299*$J$27+BF299)-(BE296*$J$27+BF296)))+(BE296*$J$27+BF296)","v":62.976337448559669}]
[null,10,500,83,{"$f":"INDEX(LINEST(D299:D300,C299:C300,TRUE,FALSE),1)","v":2.0000000000000007E-2},{"$f":"INDEX(LINEST(D299:D300,C299:C300,TRUE,FALSE),2)","v":73},{"$f":"((($I$27-4)/6)*((E300*$J$27+F300)-(E297*$J$27+F297)))+(E297*$J$27+F297)","v":59.321330589849097},10,500,78,{"$f":"INDEX(LINEST(J299:J300,I299:I300,TRUE,FALSE),1)","v":2.6666666666666672E-2},{"$f":"INDEX(LINEST(J299:J300,I299:I300,TRUE,FALSE),2)","v":64.666666666666657},{"$f":"((($I$27-4)/6)*((K300*$J$27+L300)-(K297*$J$27+L297)))+(K297*$J$27+L297)","v":55.5116598079561},10,500,75,{"$f":"INDEX(LINEST(P299:P300,O299:O300,TRUE,FALSE),1)","v":2.6666666666666672E-2},{"$f":"INDEX(LINEST(P299:P300,O299:O300,TRUE,FALSE),2)","v":61.666666666666664},null,{"$f":"((($I$27-4)/6)*((Q300*$J$27+R300)-(Q297*$J$27+R297)))+(Q297*$J$27+R297)","v":59.79389574759945},10,500,74,{"$f":"INDEX(LINEST(W299:W300,V299:V300,TRUE,FALSE),1)","v":2.3333333333333331E-2},{"$f":"INDEX(LINEST(W299:W300,V299:V300,TRUE,FALSE),2)","v":62.333333333333336},{"$f":"((($I$27-4)/6)*((X300*$J$27+Y300)-(X297*$J$27+Y297)))+(X297*$J$27+Y297)","v":62.309670781892997},10,500,null,74,{"$f":"INDEX(LINEST(AD299:AD300,AB299:AB300,TRUE,FALSE),1)","v":3.3333333333333333E-2},{"$f":"INDEX(LINEST(AD299:AD300,AB299:AB300,TRUE,FALSE),2)","v":57.333333333333336},{"$f":"((($I$27-4)/6)*((AE300*$J$27+AF300)-(AE297*$J$27+AF297)))+(AE297*$J$27+AF297)","v":59.749314128943759},10,500,71,{"$f":"INDEX(LINEST(AJ299:AJ300,AI299:AI300,TRUE,FALSE),1)","v":2.6666666666666672E-2},{"$f":"INDEX(LINEST(AJ299:AJ300,AI299:AI300,TRUE,FALSE),2)","v":57.666666666666664},{"$f":"((($I$27-4)/6)*((AK300*$J$27+AL300)-(AK297*$J$27+AL297)))+(AK297*$J$27+AL297)","v":58.377914951989027},null,10,500,70,{"$f":"INDEX(LINEST(AQ299:AQ300,AP299:AP300,TRUE,FALSE),1)","v":3.6666666666666674E-2},{"$f":"INDEX(LINEST(AQ299:AQ300,AP299:AP300,TRUE,FALSE),2)","v":51.666666666666664},{"$f":"((($I$27-4)/6)*((AR300*$J$27+AS300)-(AR297*$J$27+AS297)))+(AR297*$J$27+AS297)","v":52.703360768175571},10,500,69,null,{"$f":"INDEX(LINEST(AW299:AW300,AV299:AV300,TRUE,FALSE),1)","v":3.6666666666666674E-2},{"$f":"INDEX(LINEST(AW299:AW300,AV299:AV300,TRUE,FALSE),2)","v":50.666666666666664},{"$f":"((($I$27-4)/6)*((AY300*$J$27+AZ300)-(AY297*$J$27+AZ297)))+(AY297*$J$27+AZ297)","v":46.300411522633745},10,500,79,{"$f":"INDEX(LINEST(BD299:BD300,BC299:BC300,TRUE,FALSE),1)","v":0.03},{"$f":"INDEX(LINEST(BD299:BD300,BC299:BC300,TRUE,FALSE),2)","v":64},{"$f":"((($I$27-4)/6)*((BE300*$J$27+BF300)-(BE297*$J$27+BF297)))+(BE297*$J$27+BF297)","v":64.271604938271608}]
[]
["800x300",1,100,{"$f":"D292+1","v":52},null,null,null,1,100,{"$f":"J292+1","v":49},null,null,null,1,100,{"$f":"P292+1","v":53},null,null,null,null,1,100,{"$f":"W292+1","v":53},null,null,null,1,100,null,{"$f":"AD292+1","v":58},null,null,null,1,100,{"$f":"AJ292+1","v":54},null,null,null,null,1,100,{"$f":"AQ292+1","v":41},null,null,null,1,100,{"$f":"AW292+1","v":40},null,null,null,null,1,100,{"$f":"BD292+1","v":60}]
[null,1,200,{"$f":"D293+1","v":54},{"$f":"INDEX(LINEST(D302:D303,C302:C303,TRUE,FALSE),1)","v":2.0000000000000004E-2},{"$f":"INDEX(LINEST(D302:D303,C302:C303,TRUE,FALSE),2)","v":50},null,1,200,{"$f":"J293+1","v":52},{"$f":"INDEX(LINEST(J302:J303,I302:I303,TRUE,FALSE),1)","v":2.9999999999999995E-2},{"$f":"INDEX(LINEST(J302:J303,I302:I303,TRUE,FALSE),2)","v":46},null,1,200,{"$f":"P293+1","v":59},{"$f":"INDEX(LINEST(P302:P303,O302:O303,TRUE,FALSE),1)","v":5.9999999999999991E-2},{"$f":"INDEX(LINEST(P302:P303,O302:O303,TRUE,FALSE),2)","v":47},null,null,1,200,{"$f":"W293+1","v":58},{"$f":"INDEX(LINEST(W302:W303,V302:V303,TRUE,FALSE),1)","v":0.05},{"$f":"INDEX(LINEST(W302:W303,V302:V303,TRUE,FALSE),2)","v":48},null,1,200,null,{"$f":"AD293+1","v":60},{"$f":"INDEX(LINEST(AD302:AD303,AB302:AB303,TRUE,FALSE),1)","v":2.0000000000000004E-2},{"$f":"INDEX(LINEST(AD302:AD303,AB302:AB303,TRUE,FALSE),2)","v":56},null,1,200,{"$f":"AJ293+1","v":66},{"$f":"INDEX(LINEST(AJ302:AJ303,AI302:AI303,TRUE,FALSE),1)","v":0.11999999999999998},{"$f":"INDEX(LINEST(AJ302:AJ303,AI302:AI303,TRUE,FALSE),2)","v":42},null,null,1,200,{"$f":"AQ293+1","v":51},{"$f":"INDEX(LINEST(AQ302:AQ303,AP302:AP303,TRUE,FALSE),1)","v":0.1},{"$f":"INDEX(LINEST(AQ302:AQ303,AP302:AP303,TRUE,FALSE),2)","v":31},null,1,200,{"$f":"AW293+1","v":46},null,{"$f":"INDEX(LINEST(AW302:AW303,AV302:AV303,TRUE,FALSE),1)","v":5.9999999999999991E-2},{"$f":"INDEX(LINEST(AW302:AW303,AV302:AV303,TRUE,FALSE),2)","v":34},null,1,200,{"$f":"BD293+1","v":68},{"$f":"INDEX(LINEST(BD302:BD303,BC302:BC303,TRUE,FALSE),1)","v":8.0000000000000016E-2},{"$f":"INDEX(LINEST(BD302:BD303,BC302:BC303,TRUE,FALSE),2)","v":52}]
[null,1,500,59,{"$f":"INDEX(LINEST(D303:D304,C303:C304,TRUE,FALSE),1)","v":1.6666666666666666E-2},{"$f":"INDEX(LINEST(D303:D304,C303:C304,TRUE,FALSE),2)","v":50.666666666666664},null,1,500,56,{"$f":"INDEX(LINEST(J303:J304,I303:I304,TRUE,FALSE),1)","v":1.3333333333333336E-2},{"$f":"INDEX(LINEST(J303:J304,I303:I304,TRUE,FALSE),2)","v":49.333333333333329},null,1,500,64,{"$f":"INDEX(LINEST(P303:P304,O303:O304,TRUE,FALSE),1)","v":1.6666666666666666E-2},{"$f":"INDEX(LINEST(P303:P304,O303:O304,TRUE,FALSE),2)","v":55.666666666666664},null,null,1,500,67,{"$f":"INDEX(LINEST(W303:W304,V303:V304,TRUE,FALSE),1)","v":0.03},{"$f":"INDEX(LINEST(W303:W304,V303:V304,TRUE,FALSE),2)","v":52},null,1,500,null,65,{"$f":"INDEX(LINEST(AD303:AD304,AB303:AB304,TRUE,FALSE),1)","v":1.6666666666666666E-2},{"$f":"INDEX(LINEST(AD303:AD304,AB303:AB304,TRUE,FALSE),2)","v":56.666666666666664},null,1,500,71,{"$f":"INDEX(LINEST(AJ303:AJ304,AI303:AI304,TRUE,FALSE),1)","v":1.6666666666666666E-2},{"$f":"INDEX(LINEST(AJ303:AJ304,AI303:AI304,TRUE,FALSE),2)","v":62.666666666666664},null,null,1,500,61,{"$f":"INDEX(LINEST(AQ303:AQ304,AP303:AP304,TRUE,FALSE),1)","v":3.3333333333333333E-2},{"$f":"INDEX(LINEST(AQ303:AQ304,AP303:AP304,TRUE,FALSE),2)","v":44.333333333333336},null,1,500,58,null,{"$f":"INDEX(LINEST(AW303:AW304,AV303:AV304,TRUE,FALSE),1)","v":4.0000000000000015E-2},{"$f":"INDEX(LINEST(AW303:AW304,AV303:AV304,TRUE,FALSE),2)","v":37.999999999999993},null,1,500,74,{"$f":"INDEX(LINEST(BD303:BD304,BC303:BC304,TRUE,FALSE),1)","v":2.0000000000000007E-2},{"$f":"INDEX(LINEST(BD303:BD304,BC303:BC304,TRUE,FALSE),2)","v":64}]
[null,4,100,59,null,null,null,4,100,54,null,null,null,4,100,58,null,null,null,null,4,100,58,null,null,null,4,100,null,57,null,null,null,4,100,56,null,null,null,null,4,100,48,null,null,null,4,100,48,null,null,null,null,4,100,62]
[null,4,200,66,{"$f":"INDEX(LINEST(D305:D306,C305:C306,TRUE,FALSE),1)","v":7.0000000000000021E-2},{"$f":"INDEX(LINEST(D305:D306,C305:C306,TRUE,FALSE),2)","v":52},{"$f":"((($I$28-1)/3)*((E306*$J$28+F306)-(E303*$J$28+F303)))+(E303*$J$28+F303)","v":53.498456790123456},4,200,61,{"$f":"INDEX(LINEST(J305:J306,I305:I306,TRUE,FALSE),1)","v":7.0000000000000021E-2},{"$f":"INDEX(LINEST(J305:J306,I305:I306,TRUE,FALSE),2)","v":47},{"$f":"((($I$28-1)/3)*((K306*$J$28+L306)-(K303*$J$28+L303)))+(K303*$J$28+L303)","v":50.867283950617285},4,200,63,{"$f":"INDEX(LINEST(P305:P306,O305:O306,TRUE,FALSE),1)","v":0.05},{"$f":"INDEX(LINEST(P305:P306,O305:O306,TRUE,FALSE),2)","v":53},null,{"$f":"((($I$28-1)/3)*((Q306*$J$28+R306)-(Q303*$J$28+R303)))+(Q303*$J$28+R303)","v":56.236111111111114},4,200,65,{"$f":"INDEX(LINEST(W305:W306,V305:V306,TRUE,FALSE),1)","v":7.0000000000000021E-2},{"$f":"INDEX(LINEST(W305:W306,V305:V306,TRUE,FALSE),2)","v":51},{"$f":"((($I$28-1)/3)*((X306*$J$28+Y306)-(X303*$J$28+Y303)))+(X303*$J$28+Y303)","v":55.814814814814817},4,200,null,63,{"$f":"INDEX(LINEST(AD305:AD306,AB305:AB306,TRUE,FALSE),1)","v":5.9999999999999991E-2},{"$f":"INDEX(LINEST(AD305:AD306,AB305:AB306,TRUE,FALSE),2)","v":51},{"$f":"((($I$28-1)/3)*((AE306*$J$28+AF306)-(AE303*$J$28+AF303)))+(AE303*$J$28+AF303)","v":59.052469135802468},4,200,62,{"$f":"INDEX(LINEST(AJ305:AJ306,AI305:AI306,TRUE,FALSE),1)","v":5.9999999999999991E-2},{"$f":"INDEX(LINEST(AJ305:AJ306,AI305:AI306,TRUE,FALSE),2)","v":50},{"$f":"((($I$28-1)/3)*((AK306*$J$28+AL306)-(AK303*$J$28+AL303)))+(AK303*$J$28+AL303)","v":59.947530864197532},null,4,200,57,{"$f":"INDEX(LINEST(AQ305:AQ306,AP305:AP306,TRUE,FALSE),1)","v":0.09},{"$f":"INDEX(LINEST(AQ305:AQ306,AP305:AP306,TRUE,FALSE),2)","v":39},{"$f":"((($I$28-1)/3)*((AR306*$J$28+AS306)-(AR303*$J$28+AS303)))+(AR303*$J$28+AS303)","v":46.341049382716051},4,200,52,null,{"$f":"INDEX(LINEST(AW305:AW306,AV305:AV306,TRUE,FALSE),1)","v":4.0000000000000008E-2},{"$f":"INDEX(LINEST(AW305:AW306,AV305:AV306,TRUE,FALSE),2)","v":44},{"$f":"((($I$28-1)/3)*((AY306*$J$28+AZ306)-(AY303*$J$28+AZ303)))+(AY303*$J$28+AZ303)","v":43.367283950617285},4,200,68,{"$f":"INDEX(LINEST(BD305:BD306,BC305:BC306,TRUE,FALSE),1)","v":5.9999999999999991E-2},{"$f":"INDEX(LINEST(BD305:BD306,BC305:BC306,TRUE,FALSE),2)","v":56},{"$f":"((($I$28-1)/3)*((BE306*$J$28+BF306)-(BE303*$J$28+BF303)))+(BE303*$J$28+BF303)","v":64.052469135802468}]
[null,4,500,71,{"$f":"INDEX(LINEST(D306:D307,C306:C307,TRUE,FALSE),1)","v":1.6666666666666666E-2},{"$f":"INDEX(LINEST(D306:D307,C306:C307,TRUE,FALSE),2)","v":62.666666666666664},{"$f":"((($I$28-1)/3)*((E307*$J$28+F307)-(E304*$J$28+F304)))+(E304*$J$28+F304)","v":53.796296296296291},4,500,65,{"$f":"INDEX(LINEST(J306:J307,I306:I307,TRUE,FALSE),1)","v":1.3333333333333336E-2},{"$f":"INDEX(LINEST(J306:J307,I306:I307,TRUE,FALSE),2)","v":58.333333333333329},{"$f":"((($I$28-1)/3)*((K307*$J$28+L307)-(K304*$J$28+L304)))+(K304*$J$28+L304)","v":51.80555555555555},4,500,66,{"$f":"INDEX(LINEST(P306:P307,O306:O307,TRUE,FALSE),1)","v":1.0000000000000004E-2},{"$f":"INDEX(LINEST(P306:P307,O306:O307,TRUE,FALSE),2)","v":61},null,{"$f":"((($I$28-1)/3)*((Q307*$J$28+R307)-(Q304*$J$28+R304)))+(Q304*$J$28+R304)","v":58.394032921810698},4,500,69,{"$f":"INDEX(LINEST(W306:W307,V306:V307,TRUE,FALSE),1)","v":1.3333333333333336E-2},{"$f":"INDEX(LINEST(W306:W307,V306:V307,TRUE,FALSE),2)","v":62.333333333333329},{"$f":"((($I$28-1)/3)*((X307*$J$28+Y307)-(X304*$J$28+Y304)))+(X304*$J$28+Y304)","v":56.911008230452673},4,500,null,72,{"$f":"INDEX(LINEST(AD306:AD307,AB306:AB307,TRUE,FALSE),1)","v":0.03},{"$f":"INDEX(LINEST(AD306:AD307,AB306:AB307,TRUE,FALSE),2)","v":57},{"$f":"((($I$28-1)/3)*((AE307*$J$28+AF307)-(AE304*$J$28+AF304)))+(AE304*$J$28+AF304)","v":59.289094650205762},4,500,72,{"$f":"INDEX(LINEST(AJ306:AJ307,AI306:AI307,TRUE,FALSE),1)","v":3.3333333333333333E-2},{"$f":"INDEX(LINEST(AJ306:AJ307,AI306:AI307,TRUE,FALSE),2)","v":55.333333333333336},{"$f":"((($I$28-1)/3)*((AK307*$J$28+AL307)-(AK304*$J$28+AL304)))+(AK304*$J$28+AL304)","v":64.913065843621396},null,4,500,69,{"$f":"INDEX(LINEST(AQ306:AQ307,AP306:AP307,TRUE,FALSE),1)","v":4.0000000000000015E-2},{"$f":"INDEX(LINEST(AQ306:AQ307,AP306:AP307,TRUE,FALSE),2)","v":48.999999999999993},{"$f":"((($I$28-1)/3)*((AR307*$J$28+AS307)-(AR304*$J$28+AS304)))+(AR304*$J$28+AS304)","v":49.630658436213992},4,500,63,null,{"$f":"INDEX(LINEST(AW306:AW307,AV306:AV307,TRUE,FALSE),1)","v":3.6666666666666674E-2},{"$f":"INDEX(LINEST(AW306:AW307,AV306:AV307,TRUE,FALSE),2)","v":44.666666666666664},{"$f":"((($I$28-1)/3)*((AY307*$J$28+AZ307)-(AY304*$J$28+AZ304)))+(AY304*$J$28+AZ304)","v":44.323559670781883},4,500,77,{"$f":"INDEX(LINEST(BD306:BD307,BC306:BC307,TRUE,FALSE),1)","v":0.03},{"$f":"INDEX(LINEST(BD306:BD307,BC306:BC307,TRUE,FALSE),2)","v":62},{"$f":"((($I$28-1)/3)*((BE307*$J$28+BF307)-(BE304*$J$28+BF304)))+(BE304*$J$28+BF304)","v":66.973765432098759}]
[null,10,100,69,null,null,null,10,100,66,null,null,null,10,100,62,null,null,null,null,10,100,61,null,null,null,10,100,null,58,null,null,null,10,100,55,null,null,null,null,10,100,54,null,null,null,10,100,53,null,null,null,null,10,100,64]
[null,10,200,78,{"$f":"INDEX(LINEST(D308:D309,C308:C309,TRUE,FALSE),1)","v":0.09},{"$f":"INDEX(LINEST(D308:D309,C308:C309,TRUE,FALSE),2)","v":60},{"$f":"((($I$28-4)/6)*((E309*$J$28+F309)-(E306*$J$28+F306)))+(E306*$J$28+F306)","v":57.288580246913583},10,200,71,{"$f":"INDEX(LINEST(J308:J309,I308:I309,TRUE,FALSE),1)","v":0.05},{"$f":"INDEX(LINEST(J308:J309,I308:I309,TRUE,FALSE),2)","v":61},{"$f":"((($I$28-4)/6)*((K309*$J$28+L309)-(K306*$J$28+L306)))+(K306*$J$28+L306)","v":52.288580246913583},10,200,68,{"$f":"INDEX(LINEST(P308:P309,O308:O309,TRUE,FALSE),1)","v":5.9999999999999991E-2},{"$f":"INDEX(LINEST(P308:P309,O308:O309,TRUE,FALSE),2)","v":56},null,{"$f":"((($I$28-4)/6)*((Q309*$J$28+R309)-(Q306*$J$28+R306)))+(Q306*$J$28+R306)","v":58.368055555555557},10,200,68,{"$f":"INDEX(LINEST(W308:W309,V308:V309,TRUE,FALSE),1)","v":7.0000000000000021E-2},{"$f":"INDEX(LINEST(W308:W309,V308:V309,TRUE,FALSE),2)","v":54},{"$f":"((($I$28-4)/6)*((X309*$J$28+Y309)-(X306*$J$28+Y306)))+(X306*$J$28+Y306)","v":60.078703703703702},10,200,null,65,{"$f":"INDEX(LINEST(AD308:AD309,AB308:AB309,TRUE,FALSE),1)","v":7.0000000000000021E-2},{"$f":"INDEX(LINEST(AD308:AD309,AB308:AB309,TRUE,FALSE),2)","v":51},{"$f":"((($I$28-4)/6)*((AE309*$J$28+AF309)-(AE306*$J$28+AF306)))+(AE306*$J$28+AF306)","v":59.289351851851855},10,200,64,{"$f":"INDEX(LINEST(AJ308:AJ309,AI308:AI309,TRUE,FALSE),1)","v":0.09},{"$f":"INDEX(LINEST(AJ308:AJ309,AI308:AI309,TRUE,FALSE),2)","v":46},{"$f":"((($I$28-4)/6)*((AK309*$J$28+AL309)-(AK306*$J$28+AL306)))+(AK306*$J$28+AL306)","v":58.763117283950621},null,10,200,60,{"$f":"INDEX(LINEST(AQ308:AQ309,AP308:AP309,TRUE,FALSE),1)","v":5.9999999999999991E-2},{"$f":"INDEX(LINEST(AQ308:AQ309,AP308:AP309,TRUE,FALSE),2)","v":48},{"$f":"((($I$28-4)/6)*((AR309*$J$28+AS309)-(AR306*$J$28+AS306)))+(AR306*$J$28+AS306)","v":50.368055555555557},10,200,59,null,{"$f":"INDEX(LINEST(AW308:AW309,AV308:AV309,TRUE,FALSE),1)","v":5.9999999999999991E-2},{"$f":"INDEX(LINEST(AW308:AW309,AV308:AV309,TRUE,FALSE),2)","v":47},{"$f":"((($I$28-4)/6)*((AY309*$J$28+AZ309)-(AY306*$J$28+AZ306)))+(AY306*$J$28+AZ306)","v":47.157407407407405},10,200,71,{"$f":"INDEX(LINEST(BD308:BD309,BC308:BC309,TRUE,FALSE),1)","v":7.0000000000000021E-2},{"$f":"INDEX(LINEST(BD308:BD309,BC308:BC309,TRUE,FALSE),2)","v":57},{"$f":"((($I$28-4)/6)*((BE309*$J$28+BF309)-(BE306*$J$28+BF306)))+(BE306*$J$28+BF306)","v":63.815586419753089}]
[null,10,500,84,{"$f":"INDEX(LINEST(D309:D310,C309:C310,TRUE,FALSE),1)","v":2.0000000000000007E-2},{"$f":"INDEX(LINEST(D309:D310,C309:C310,TRUE,FALSE),2)","v":74},{"$f":"((($I$28-4)/6)*((E310*$J$28+F310)-(E307*$J$28+F307)))+(E307*$J$28+F307)","v":59.560442386831262},10,500,79,{"$f":"INDEX(LINEST(J309:J310,I309:I310,TRUE,FALSE),1)","v":2.6666666666666672E-2},{"$f":"INDEX(LINEST(J309:J310,I309:I310,TRUE,FALSE),2)","v":65.666666666666657},{"$f":"((($I$28-4)/6)*((K310*$J$28+L310)-(K307*$J$28+L307)))+(K307*$J$28+L307)","v":55.911522633744852},10,500,76,{"$f":"INDEX(LINEST(P309:P310,O309:O310,TRUE,FALSE),1)","v":2.6666666666666672E-2},{"$f":"INDEX(LINEST(P309:P310,O309:O310,TRUE,FALSE),2)","v":62.666666666666664},null,{"$f":"((($I$28-4)/6)*((Q310*$J$28+R310)-(Q307*$J$28+R307)))+(Q307*$J$28+R307)","v":60.525977366255141},10,500,75,{"$f":"INDEX(LINEST(W309:W310,V309:V310,TRUE,FALSE),1)","v":2.3333333333333331E-2},{"$f":"INDEX(LINEST(W309:W310,V309:V310,TRUE,FALSE),2)","v":63.333333333333336},{"$f":"((($I$28-4)/6)*((X310*$J$28+Y310)-(X307*$J$28+Y307)))+(X307*$J$28+Y307)","v":63.148919753086417},10,500,null,75,{"$f":"INDEX(LINEST(AD309:AD310,AB309:AB310,TRUE,FALSE),1)","v":3.3333333333333333E-2},{"$f":"INDEX(LINEST(AD309:AD310,AB309:AB310,TRUE,FALSE),2)","v":58.333333333333336},{"$f":"((($I$28-4)/6)*((AE310*$J$28+AF310)-(AE307*$J$28+AF307)))+(AE307*$J$28+AF307)","v":60.631430041152264},10,500,72,{"$f":"INDEX(LINEST(AJ309:AJ310,AI309:AI310,TRUE,FALSE),1)","v":2.6666666666666672E-2},{"$f":"INDEX(LINEST(AJ309:AJ310,AI309:AI310,TRUE,FALSE),2)","v":58.666666666666664},{"$f":"((($I$28-4)/6)*((AK310*$J$28+AL310)-(AK307*$J$28+AL307)))+(AK307*$J$28+AL307)","v":59.22788065843622},null,10,500,71,{"$f":"INDEX(LINEST(AQ309:AQ310,AP309:AP310,TRUE,FALSE),1)","v":3.6666666666666674E-2},{"$f":"INDEX(LINEST(AQ309:AQ310,AP309:AP310,TRUE,FALSE),2)","v":52.666666666666664},{"$f":"((($I$28-4)/6)*((AR310*$J$28+AS310)-(AR307*$J$28+AS307)))+(AR307*$J$28+AS307)","v":53.4997427983539},10,500,70,null,{"$f":"INDEX(LINEST(AW309:AW310,AV309:AV310,TRUE,FALSE),1)","v":3.6666666666666674E-2},{"$f":"INDEX(LINEST(AW309:AW310,AV309:AV310,TRUE,FALSE),2)","v":51.666666666666664},{"$f":"((($I$28-4)/6)*((AY310*$J$28+AZ310)-(AY307*$J$28+AZ307)))+(AY307*$J$28+AZ307)","v":46.850308641975303},10,500,80,{"$f":"INDEX(LINEST(BD309:BD310,BC309:BC310,TRUE,FALSE),1)","v":0.03},{"$f":"INDEX(LINEST(BD309:BD310,BC309:BC310,TRUE,FALSE),2)","v":65},{"$f":"((($I$28-4)/6)*((BE310*$J$28+BF310)-(BE307*$J$28+BF307)))+(BE307*$J$28+BF307)","v":65.078703703703709}]
[]
["1000x300",1,100,{"$f":"D292+2","v":53},null,null,null,1,100,{"$f":"J292+2","v":50},null,null,null,1,100,{"$f":"P292+2","v":54},null,null,null,null,1,100,{"$f":"W292+2","v":54},null,null,null,1,100,null,{"$f":"AD292+2","v":59},null,null,null,1,100,{"$f":"AJ292+2","v":55},null,null,null,null,1,100,{"$f":"AQ292+2","v":42},null,null,null,1,100,{"$f":"AW292+2","v":41},null,null,null,null,1,100,{"$f":"BD292+2","v":61}]
[null,1,200,{"$f":"D293+2","v":55},{"$f":"INDEX(LINEST(D312:D313,C312:C313,TRUE,FALSE),1)","v":2.0000000000000004E-2},{"$f":"INDEX(LINEST(D312:D313,C312:C313,TRUE,FALSE),2)","v":51},null,1,200,{"$f":"J293+2","v":53},{"$f":"INDEX(LINEST(J312:J313,I312:I313,TRUE,FALSE),1)","v":2.9999999999999995E-2},{"$f":"INDEX(LINEST(J312:J313,I312:I313,TRUE,FALSE),2)","v":47},null,1,200,{"$f":"P293+2","v":60},{"$f":"INDEX(LINEST(P312:P313,O312:O313,TRUE,FALSE),1)","v":5.9999999999999991E-2},{"$f":"INDEX(LINEST(P312:P313,O312:O313,TRUE,FALSE),2)","v":48},null,null,1,200,{"$f":"W293+2","v":59},{"$f":"INDEX(LINEST(W312:W313,V312:V313,TRUE,FALSE),1)","v":0.05},{"$f":"INDEX(LINEST(W312:W313,V312:V313,TRUE,FALSE),2)","v":49},null,1,200,null,{"$f":"AD293+2","v":61},{"$f":"INDEX(LINEST(AD312:AD313,AB312:AB313,TRUE,FALSE),1)","v":2.0000000000000004E-2},{"$f":"INDEX(LINEST(AD312:AD313,AB312:AB313,TRUE,FALSE),2)","v":57},null,1,200,{"$f":"AJ293+2","v":67},{"$f":"INDEX(LINEST(AJ312:AJ313,AI312:AI313,TRUE,FALSE),1)","v":0.11999999999999998},{"$f":"INDEX(LINEST(AJ312:AJ313,AI312:AI313,TRUE,FALSE),2)","v":43},null,null,1,200,{"$f":"AQ293+2","v":52},{"$f":"INDEX(LINEST(AQ312:AQ313,AP312:AP313,TRUE,FALSE),1)","v":0.1},{"$f":"INDEX(LINEST(AQ312:AQ313,AP312:AP313,TRUE,FALSE),2)","v":32},null,1,200,{"$f":"AW293+2","v":47},null,{"$f":"INDEX(LINEST(AW312:AW313,AV312:AV313,TRUE,FALSE),1)","v":5.9999999999999991E-2},{"$f":"INDEX(LINEST(AW312:AW313,AV312:AV313,TRUE,FALSE),2)","v":35},null,1,200,{"$f":"BD293+2","v":69},{"$f":"INDEX(LINEST(BD312:BD313,BC312:BC313,TRUE,FALSE),1)","v":8.0000000000000016E-2},{"$f":"INDEX(LINEST(BD312:BD313,BC312:BC313,TRUE,FALSE),2)","v":53}]
[null,1,500,60,{"$f":"INDEX(LINEST(D313:D314,C313:C314,TRUE,FALSE),1)","v":1.6666666666666666E-2},{"$f":"INDEX(LINEST(D313:D314,C313:C314,TRUE,FALSE),2)","v":51.666666666666664},null,1,500,57,{"$f":"INDEX(LINEST(J313:J314,I313:I314,TRUE,FALSE),1)","v":1.3333333333333336E-2},{"$f":"INDEX(LINEST(J313:J314,I313:I314,TRUE,FALSE),2)","v":50.333333333333329},null,1,500,65,{"$f":"INDEX(LINEST(P313:P314,O313:O314,TRUE,FALSE),1)","v":1.6666666666666666E-2},{"$f":"INDEX(LINEST(P313:P314,O313:O314,TRUE,FALSE),2)","v":56.666666666666664},null,null,1,500,68,{"$f":"INDEX(LINEST(W313:W314,V313:V314,TRUE,FALSE),1)","v":0.03},{"$f":"INDEX(LINEST(W313:W314,V313:V314,TRUE,FALSE),2)","v":53},null,1,500,null,66,{"$f":"INDEX(LINEST(AD313:AD314,AB313:AB314,TRUE,FALSE),1)","v":1.6666666666666666E-2},{"$f":"INDEX(LINEST(AD313:AD314,AB313:AB314,TRUE,FALSE),2)","v":57.666666666666664},null,1,500,72,{"$f":"INDEX(LINEST(AJ313:AJ314,AI313:AI314,TRUE,FALSE),1)","v":1.6666666666666666E-2},{"$f":"INDEX(LINEST(AJ313:AJ314,AI313:AI314,TRUE,FALSE),2)","v":63.666666666666664},null,null,1,500,62,{"$f":"INDEX(LINEST(AQ313:AQ314,AP313:AP314,TRUE,FALSE),1)","v":3.3333333333333333E-2},{"$f":"INDEX(LINEST(AQ313:AQ314,AP313:AP314,TRUE,FALSE),2)","v":45.333333333333336},null,1,500,59,null,{"$f":"INDEX(LINEST(AW313:AW314,AV313:AV314,TRUE,FALSE),1)","v":4.0000000000000015E-2},{"$f":"INDEX(LINEST(AW313:AW314,AV313:AV314,TRUE,FALSE),2)","v":38.999999999999993},null,1,500,75,{"$f":"INDEX(LINEST(BD313:BD314,BC313:BC314,TRUE,FALSE),1)","v":2.0000000000000007E-2},{"$f":"INDEX(LINEST(BD313:BD314,BC313:BC314,TRUE,FALSE),2)","v":65}]
[null,4,100,60,null,null,null,4,100,55,null,null,null,4,100,59,null,null,null,null,4,100,59,null,null,null,4,100,null,58,null,null,null,4,100,57,null,null,null,null,4,100,49,null,null,null,4,100,49,null,null,null,null,4,100,63]
[null,4,200,67,{"$f":"INDEX(LINEST(D315:D316,C315:C316,TRUE,FALSE),1)","v":7.0000000000000021E-2},{"$f":"INDEX(LINEST(D315:D316,C315:C316,TRUE,FALSE),2)","v":53},{"$f":"((($I$29-1)/3)*((E316*$J$29+F316)-(E313*$J$29+F313)))+(E313*$J$29+F313)","v":53.76543209876543},4,200,62,{"$f":"INDEX(LINEST(J315:J316,I315:I316,TRUE,FALSE),1)","v":7.0000000000000021E-2},{"$f":"INDEX(LINEST(J315:J316,I315:I316,TRUE,FALSE),2)","v":48},{"$f":"((($I$29-1)/3)*((K316*$J$29+L316)-(K313*$J$29+L313)))+(K313*$J$29+L313)","v":51.327160493827158},4,200,64,{"$f":"INDEX(LINEST(P315:P316,O315:O316,TRUE,FALSE),1)","v":0.05},{"$f":"INDEX(LINEST(P315:P316,O315:O316,TRUE,FALSE),2)","v":54},null,{"$f":"((($I$29-1)/3)*((Q316*$J$29+R316)-(Q313*$J$29+R313)))+(Q313*$J$29+R313)","v":56.888888888888886},4,200,66,{"$f":"INDEX(LINEST(W315:W316,V315:V316,TRUE,FALSE),1)","v":7.0000000000000021E-2},{"$f":"INDEX(LINEST(W315:W316,V315:V316,TRUE,FALSE),2)","v":52},{"$f":"((($I$29-1)/3)*((X316*$J$29+Y316)-(X313*$J$29+Y313)))+(X313*$J$29+Y313)","v":56.351851851851855},4,200,null,64,{"$f":"INDEX(LINEST(AD315:AD316,AB315:AB316,TRUE,FALSE),1)","v":5.9999999999999991E-2},{"$f":"INDEX(LINEST(AD315:AD316,AB315:AB316,TRUE,FALSE),2)","v":52},{"$f":"((($I$29-1)/3)*((AE316*$J$29+AF316)-(AE313*$J$29+AF313)))+(AE313*$J$29+AF313)","v":59.97530864197531},4,200,63,{"$f":"INDEX(LINEST(AJ315:AJ316,AI315:AI316,TRUE,FALSE),1)","v":5.9999999999999991E-2},{"$f":"INDEX(LINEST(AJ315:AJ316,AI315:AI316,TRUE,FALSE),2)","v":51},{"$f":"((($I$29-1)/3)*((AK316*$J$29+AL316)-(AK313*$J$29+AL313)))+(AK313*$J$29+AL313)","v":61.02469135802469},null,4,200,58,{"$f":"INDEX(LINEST(AQ315:AQ316,AP315:AP316,TRUE,FALSE),1)","v":0.09},{"$f":"INDEX(LINEST(AQ315:AQ316,AP315:AP316,TRUE,FALSE),2)","v":40},{"$f":"((($I$29-1)/3)*((AR316*$J$29+AS316)-(AR313*$J$29+AS313)))+(AR313*$J$29+AS313)","v":46.839506172839506},4,200,53,null,{"$f":"INDEX(LINEST(AW315:AW316,AV315:AV316,TRUE,FALSE),1)","v":4.0000000000000008E-2},{"$f":"INDEX(LINEST(AW315:AW316,AV315:AV316,TRUE,FALSE),2)","v":45},{"$f":"((($I$29-1)/3)*((AY316*$J$29+AZ316)-(AY313*$J$29+AZ313)))+(AY313*$J$29+AZ313)","v":43.827160493827158},4,200,69,{"$f":"INDEX(LINEST(BD315:BD316,BC315:BC316,TRUE,FALSE),1)","v":5.9999999999999991E-2},{"$f":"INDEX(LINEST(BD315:BD316,BC315:BC316,TRUE,FALSE),2)","v":57},{"$f":"((($I$29-1)/3)*((BE316*$J$29+BF316)-(BE313*$J$29+BF313)))+(BE313*$J$29+BF313)","v":64.975308641975303}]
[null,4,500,72,{"$f":"INDEX(LINEST(D316:D317,C316:C317,TRUE,FALSE),1)","v":1.6666666666666666E-2},{"$f":"INDEX(LINEST(D316:D317,C316:C317,TRUE,FALSE),2)","v":63.666666666666664},{"$f":"((($I$29-1)/3)*((E317*$J$29+F317)-(E314*$J$29+F314)))+(E314*$J$29+F314)","v":53.870370370370367},4,500,66,{"$f":"INDEX(LINEST(J316:J317,I316:I317,TRUE,FALSE),1)","v":1.3333333333333336E-2},{"$f":"INDEX(LINEST(J316:J317,I316:I317,TRUE,FALSE),2)","v":59.333333333333329},{"$f":"((($I$29-1)/3)*((K317*$J$29+L317)-(K314*$J$29+L314)))+(K314*$J$29+L314)","v":52.111111111111107},4,500,67,{"$f":"INDEX(LINEST(P316:P317,O316:O317,TRUE,FALSE),1)","v":1.0000000000000004E-2},{"$f":"INDEX(LINEST(P316:P317,O316:O317,TRUE,FALSE),2)","v":62},null,{"$f":"((($I$29-1)/3)*((Q317*$J$29+R317)-(Q314*$J$29+R314)))+(Q314*$J$29+R314)","v":59.059670781893004},4,500,70,{"$f":"INDEX(LINEST(W316:W317,V316:V317,TRUE,FALSE),1)","v":1.3333333333333336E-2},{"$f":"INDEX(LINEST(W316:W317,V316:V317,TRUE,FALSE),2)","v":63.333333333333329},{"$f":"((($I$29-1)/3)*((X317*$J$29+Y317)-(X314*$J$29+Y314)))+(X314*$J$29+Y314)","v":57.306584362139915},4,500,null,73,{"$f":"INDEX(LINEST(AD316:AD317,AB316:AB317,TRUE,FALSE),1)","v":0.03},{"$f":"INDEX(LINEST(AD316:AD317,AB316:AB317,TRUE,FALSE),2)","v":58},{"$f":"((($I$29-1)/3)*((AE317*$J$29+AF317)-(AE314*$J$29+AF314)))+(AE314*$J$29+AF314)","v":60.109053497942384},4,500,73,{"$f":"INDEX(LINEST(AJ316:AJ317,AI316:AI317,TRUE,FALSE),1)","v":3.3333333333333333E-2},{"$f":"INDEX(LINEST(AJ316:AJ317,AI316:AI317,TRUE,FALSE),2)","v":56.333333333333336},{"$f":"((($I$29-1)/3)*((AK317*$J$29+AL317)-(AK314*$J$29+AL314)))+(AK314*$J$29+AL314)","v":66.286008230452666},null,4,500,70,{"$f":"INDEX(LINEST(AQ316:AQ317,AP316:AP317,TRUE,FALSE),1)","v":4.0000000000000015E-2},{"$f":"INDEX(LINEST(AQ316:AQ317,AP316:AP317,TRUE,FALSE),2)","v":49.999999999999993},{"$f":"((($I$29-1)/3)*((AR317*$J$29+AS317)-(AR314*$J$29+AS314)))+(AR314*$J$29+AS314)","v":50.193415637860085},4,500,64,null,{"$f":"INDEX(LINEST(AW316:AW317,AV316:AV317,TRUE,FALSE),1)","v":3.6666666666666674E-2},{"$f":"INDEX(LINEST(AW316:AW317,AV316:AV317,TRUE,FALSE),2)","v":45.666666666666664},{"$f":"((($I$29-1)/3)*((AY317*$J$29+AZ317)-(AY314*$J$29+AZ314)))+(AY314*$J$29+AZ314)","v":44.847736625514393},4,500,78,{"$f":"INDEX(LINEST(BD316:BD317,BC316:BC317,TRUE,FALSE),1)","v":0.03},{"$f":"INDEX(LINEST(BD316:BD317,BC316:BC317,TRUE,FALSE),2)","v":63},{"$f":"((($I$29-1)/3)*((BE317*$J$29+BF317)-(BE314*$J$29+BF314)))+(BE314*$J$29+BF314)","v":68.012345679012341}]
[null,10,100,70,null,null,null,10,100,67,null,null,null,10,100,63,null,null,null,null,10,100,62,null,null,null,10,100,null,59,null,null,null,10,100,56,null,null,null,null,10,100,55,null,null,null,10,100,54,null,null,null,null,10,100,65]
[null,10,200,79,{"$f":"INDEX(LINEST(D318:D319,C318:C319,TRUE,FALSE),1)","v":0.09},{"$f":"INDEX(LINEST(D318:D319,C318:C319,TRUE,FALSE),2)","v":61},{"$f":"((($I$29-4)/6)*((E319*$J$29+F319)-(E316*$J$29+F316)))+(E316*$J$29+F316)","v":57.864197530864196},10,200,72,{"$f":"INDEX(LINEST(J318:J319,I318:I319,TRUE,FALSE),1)","v":0.05},{"$f":"INDEX(LINEST(J318:J319,I318:I319,TRUE,FALSE),2)","v":62},{"$f":"((($I$29-4)/6)*((K319*$J$29+L319)-(K316*$J$29+L316)))+(K316*$J$29+L316)","v":52.864197530864196},10,200,69,{"$f":"INDEX(LINEST(P318:P319,O318:O319,TRUE,FALSE),1)","v":5.9999999999999991E-2},{"$f":"INDEX(LINEST(P318:P319,O318:O319,TRUE,FALSE),2)","v":57},null,{"$f":"((($I$29-4)/6)*((Q319*$J$29+R319)-(Q316*$J$29+R316)))+(Q316*$J$29+R316)","v":59.194444444444443},10,200,69,{"$f":"INDEX(LINEST(W318:W319,V318:V319,TRUE,FALSE),1)","v":7.0000000000000021E-2},{"$f":"INDEX(LINEST(W318:W319,V318:V319,TRUE,FALSE),2)","v":55},{"$f":"((($I$29-4)/6)*((X319*$J$29+Y319)-(X316*$J$29+Y316)))+(X316*$J$29+Y316)","v":60.962962962962962},10,200,null,66,{"$f":"INDEX(LINEST(AD318:AD319,AB318:AB319,TRUE,FALSE),1)","v":7.0000000000000021E-2},{"$f":"INDEX(LINEST(AD318:AD319,AB318:AB319,TRUE,FALSE),2)","v":52},{"$f":"((($I$29-4)/6)*((AE319*$J$29+AF319)-(AE316*$J$29+AF316)))+(AE316*$J$29+AF316)","v":60.231481481481481},10,200,65,{"$f":"INDEX(LINEST(AJ318:AJ319,AI318:AI319,TRUE,FALSE),1)","v":0.09},{"$f":"INDEX(LINEST(AJ318:AJ319,AI318:AI319,TRUE,FALSE),2)","v":47},{"$f":"((($I$29-4)/6)*((AK319*$J$29+AL319)-(AK316*$J$29+AL316)))+(AK316*$J$29+AL316)","v":59.743827160493829},null,10,200,61,{"$f":"INDEX(LINEST(AQ318:AQ319,AP318:AP319,TRUE,FALSE),1)","v":5.9999999999999991E-2},{"$f":"INDEX(LINEST(AQ318:AQ319,AP318:AP319,TRUE,FALSE),2)","v":49},{"$f":"((($I$29-4)/6)*((AR319*$J$29+AS319)-(AR316*$J$29+AS316)))+(AR316*$J$29+AS316)","v":51.194444444444443},10,200,60,null,{"$f":"INDEX(LINEST(AW318:AW319,AV318:AV319,TRUE,FALSE),1)","v":5.9999999999999991E-2},{"$f":"INDEX(LINEST(AW318:AW319,AV318:AV319,TRUE,FALSE),2)","v":48},{"$f":"((($I$29-4)/6)*((AY319*$J$29+AZ319)-(AY316*$J$29+AZ316)))+(AY316*$J$29+AZ316)","v":47.925925925925924},10,200,72,{"$f":"INDEX(LINEST(BD318:BD319,BC318:BC319,TRUE,FALSE),1)","v":7.0000000000000021E-2},{"$f":"INDEX(LINEST(BD318:BD319,BC318:BC319,TRUE,FALSE),2)","v":58},{"$f":"((($I$29-4)/6)*((BE319*$J$29+BF319)-(BE316*$J$29+BF316)))+(BE316*$J$29+BF316)","v":64.71913580246914}]
[null,10,500,85,{"$f":"INDEX(LINEST(D319:D320,C319:C320,TRUE,FALSE),1)","v":2.0000000000000007E-2},{"$f":"INDEX(LINEST(D319:D320,C319:C320,TRUE,FALSE),2)","v":75},{"$f":"((($I$29-4)/6)*((E320*$J$29+F320)-(E317*$J$29+F317)))+(E317*$J$29+F317)","v":60.103909465020564},10,500,80,{"$f":"INDEX(LINEST(J319:J320,I319:I320,TRUE,FALSE),1)","v":2.6666666666666672E-2},{"$f":"INDEX(LINEST(J319:J320,I319:I320,TRUE,FALSE),2)","v":66.666666666666657},{"$f":"((($I$29-4)/6)*((K320*$J$29+L320)-(K317*$J$29+L317)))+(K317*$J$29+L317)","v":56.551440329218103},10,500,77,{"$f":"INDEX(LINEST(P319:P320,O319:O320,TRUE,FALSE),1)","v":2.6666666666666672E-2},{"$f":"INDEX(LINEST(P319:P320,O319:O320,TRUE,FALSE),2)","v":63.666666666666664},null,{"$f":"((($I$29-4)/6)*((Q320*$J$29+R320)-(Q317*$J$29+R317)))+(Q317*$J$29+R317)","v":61.365226337448554},10,500,76,{"$f":"INDEX(LINEST(W319:W320,V319:V320,TRUE,FALSE),1)","v":2.3333333333333331E-2},{"$f":"INDEX(LINEST(W319:W320,V319:V320,TRUE,FALSE),2)","v":64.333333333333329},{"$f":"((($I$29-4)/6)*((X320*$J$29+Y320)-(X317*$J$29+Y317)))+(X317*$J$29+Y317)","v":64.052469135802468},10,500,null,76,{"$f":"INDEX(LINEST(AD319:AD320,AB319:AB320,TRUE,FALSE),1)","v":3.3333333333333333E-2},{"$f":"INDEX(LINEST(AD319:AD320,AB319:AB320,TRUE,FALSE),2)","v":59.333333333333336},{"$f":"((($I$29-4)/6)*((AE320*$J$29+AF320)-(AE317*$J$29+AF317)))+(AE317*$J$29+AF317)","v":61.560699588477362},10,500,73,{"$f":"INDEX(LINEST(AJ319:AJ320,AI319:AI320,TRUE,FALSE),1)","v":2.6666666666666672E-2},{"$f":"INDEX(LINEST(AJ319:AJ320,AI319:AI320,TRUE,FALSE),2)","v":59.666666666666664},{"$f":"((($I$29-4)/6)*((AK320*$J$29+AL320)-(AK317*$J$29+AL317)))+(AK317*$J$29+AL317)","v":60.137860082304535},null,10,500,72,{"$f":"INDEX(LINEST(AQ319:AQ320,AP319:AP320,TRUE,FALSE),1)","v":3.6666666666666674E-2},{"$f":"INDEX(LINEST(AQ319:AQ320,AP319:AP320,TRUE,FALSE),2)","v":53.666666666666664},{"$f":"((($I$29-4)/6)*((AR320*$J$29+AS320)-(AR317*$J$29+AS317)))+(AR317*$J$29+AS317)","v":54.377572016460896},10,500,71,null,{"$f":"INDEX(LINEST(AW319:AW320,AV319:AV320,TRUE,FALSE),1)","v":3.6666666666666674E-2},{"$f":"INDEX(LINEST(AW319:AW320,AV319:AV320,TRUE,FALSE),2)","v":52.666666666666664},{"$f":"((($I$29-4)/6)*((AY320*$J$29+AZ320)-(AY317*$J$29+AZ317)))+(AY317*$J$29+AZ317)","v":47.580246913580247},10,500,81,{"$f":"INDEX(LINEST(BD319:BD320,BC319:BC320,TRUE,FALSE),1)","v":0.03},{"$f":"INDEX(LINEST(BD319:BD320,BC319:BC320,TRUE,FALSE),2)","v":66},{"$f":"((($I$29-4)/6)*((BE320*$J$29+BF320)-(BE317*$J$29+BF317)))+(BE317*$J$29+BF317)","v":65.962962962962962}]
[]
["1200x300",1,100,{"$f":"D292+3","v":54},null,null,null,1,100,{"$f":"J292+3","v":51},null,null,null,1,100,{"$f":"P292+3","v":55},null,null,null,null,1,100,{"$f":"W292+3","v":55},null,null,null,1,100,null,{"$f":"AD292+3","v":60},null,null,null,1,100,{"$f":"AJ292+3","v":56},null,null,null,null,1,100,{"$f":"AQ292+3","v":43},null,null,null,1,100,{"$f":"AW292+3","v":42},null,null,null,null,1,100,{"$f":"BD292+3","v":62}]
[null,1,200,{"$f":"D293+3","v":56},{"$f":"INDEX(LINEST(D322:D323,C322:C323,TRUE,FALSE),1)","v":2.0000000000000004E-2},{"$f":"INDEX(LINEST(D322:D323,C322:C323,TRUE,FALSE),2)","v":52},null,1,200,{"$f":"J293+3","v":54},{"$f":"INDEX(LINEST(J322:J323,I322:I323,TRUE,FALSE),1)","v":2.9999999999999995E-2},{"$f":"INDEX(LINEST(J322:J323,I322:I323,TRUE,FALSE),2)","v":48},null,1,200,{"$f":"P293+3","v":61},{"$f":"INDEX(LINEST(P322:P323,O322:O323,TRUE,FALSE),1)","v":5.9999999999999991E-2},{"$f":"INDEX(LINEST(P322:P323,O322:O323,TRUE,FALSE),2)","v":49},null,null,1,200,{"$f":"W293+3","v":60},{"$f":"INDEX(LINEST(W322:W323,V322:V323,TRUE,FALSE),1)","v":0.05},{"$f":"INDEX(LINEST(W322:W323,V322:V323,TRUE,FALSE),2)","v":50},null,1,200,null,{"$f":"AD293+3","v":62},{"$f":"INDEX(LINEST(AD322:AD323,AB322:AB323,TRUE,FALSE),1)","v":2.0000000000000004E-2},{"$f":"INDEX(LINEST(AD322:AD323,AB322:AB323,TRUE,FALSE),2)","v":58},null,1,200,{"$f":"AJ293+3","v":68},{"$f":"INDEX(LINEST(AJ322:AJ323,AI322:AI323,TRUE,FALSE),1)","v":0.11999999999999998},{"$f":"INDEX(LINEST(AJ322:AJ323,AI322:AI323,TRUE,FALSE),2)","v":44},null,null,1,200,{"$f":"AQ293+3","v":53},{"$f":"INDEX(LINEST(AQ322:AQ323,AP322:AP323,TRUE,FALSE),1)","v":0.1},{"$f":"INDEX(LINEST(AQ322:AQ323,AP322:AP323,TRUE,FALSE),2)","v":33},null,1,200,{"$f":"AW293+3","v":48},null,{"$f":"INDEX(LINEST(AW322:AW323,AV322:AV323,TRUE,FALSE),1)","v":5.9999999999999991E-2},{"$f":"INDEX(LINEST(AW322:AW323,AV322:AV323,TRUE,FALSE),2)","v":36},null,1,200,{"$f":"BD293+3","v":70},{"$f":"INDEX(LINEST(BD322:BD323,BC322:BC323,TRUE,FALSE),1)","v":8.0000000000000016E-2},{"$f":"INDEX(LINEST(BD322:BD323,BC322:BC323,TRUE,FALSE),2)","v":54}]
[null,1,500,61,{"$f":"INDEX(LINEST(D323:D324,C323:C324,TRUE,FALSE),1)","v":1.6666666666666666E-2},{"$f":"INDEX(LINEST(D323:D324,C323:C324,TRUE,FALSE),2)","v":52.666666666666664},null,1,500,58,{"$f":"INDEX(LINEST(J323:J324,I323:I324,TRUE,FALSE),1)","v":1.3333333333333336E-2},{"$f":"INDEX(LINEST(J323:J324,I323:I324,TRUE,FALSE),2)","v":51.333333333333329},null,1,500,66,{"$f":"INDEX(LINEST(P323:P324,O323:O324,TRUE,FALSE),1)","v":1.6666666666666666E-2},{"$f":"INDEX(LINEST(P323:P324,O323:O324,TRUE,FALSE),2)","v":57.666666666666664},null,null,1,500,69,{"$f":"INDEX(LINEST(W323:W324,V323:V324,TRUE,FALSE),1)","v":0.03},{"$f":"INDEX(LINEST(W323:W324,V323:V324,TRUE,FALSE),2)","v":54},null,1,500,null,67,{"$f":"INDEX(LINEST(AD323:AD324,AB323:AB324,TRUE,FALSE),1)","v":1.6666666666666666E-2},{"$f":"INDEX(LINEST(AD323:AD324,AB323:AB324,TRUE,FALSE),2)","v":58.666666666666664},null,1,500,73,{"$f":"INDEX(LINEST(AJ323:AJ324,AI323:AI324,TRUE,FALSE),1)","v":1.6666666666666666E-2},{"$f":"INDEX(LINEST(AJ323:AJ324,AI323:AI324,TRUE,FALSE),2)","v":64.666666666666671},null,null,1,500,63,{"$f":"INDEX(LINEST(AQ323:AQ324,AP323:AP324,TRUE,FALSE),1)","v":3.3333333333333333E-2},{"$f":"INDEX(LINEST(AQ323:AQ324,AP323:AP324,TRUE,FALSE),2)","v":46.333333333333336},null,1,500,60,null,{"$f":"INDEX(LINEST(AW323:AW324,AV323:AV324,TRUE,FALSE),1)","v":4.0000000000000015E-2},{"$f":"INDEX(LINEST(AW323:AW324,AV323:AV324,TRUE,FALSE),2)","v":39.999999999999993},null,1,500,76,{"$f":"INDEX(LINEST(BD323:BD324,BC323:BC324,TRUE,FALSE),1)","v":2.0000000000000007E-2},{"$f":"INDEX(LINEST(BD323:BD324,BC323:BC324,TRUE,FALSE),2)","v":66}]
[null,4,100,61,null,null,null,4,100,56,null,null,null,4,100,60,null,null,null,null,4,100,60,null,null,null,4,100,null,59,null,null,null,4,100,58,null,null,null,null,4,100,50,null,null,null,4,100,50,null,null,null,null,4,100,64]
[null,4,200,68,{"$f":"INDEX(LINEST(D325:D326,C325:C326,TRUE,FALSE),1)","v":7.0000000000000021E-2},{"$f":"INDEX(LINEST(D325:D326,C325:C326,TRUE,FALSE),2)","v":54},{"$f":"((($I$30-1)/3)*((E326*$J$30+F326)-(E323*$J$30+F323)))+(E323*$J$30+F323)","v":54.276748971193413},4,200,63,{"$f":"INDEX(LINEST(J325:J326,I325:I326,TRUE,FALSE),1)","v":7.0000000000000021E-2},{"$f":"INDEX(LINEST(J325:J326,I325:I326,TRUE,FALSE),2)","v":49},{"$f":"((($I$30-1)/3)*((K326*$J$30+L326)-(K323*$J$30+L323)))+(K323*$J$30+L323)","v":51.967078189300409},4,200,65,{"$f":"INDEX(LINEST(P325:P326,O325:O326,TRUE,FALSE),1)","v":0.05},{"$f":"INDEX(LINEST(P325:P326,O325:O326,TRUE,FALSE),2)","v":55},null,{"$f":"((($I$30-1)/3)*((Q326*$J$30+R326)-(Q323*$J$30+R323)))+(Q323*$J$30+R323)","v":57.657407407407405},4,200,67,{"$f":"INDEX(LINEST(W325:W326,V325:V326,TRUE,FALSE),1)","v":7.0000000000000021E-2},{"$f":"INDEX(LINEST(W325:W326,V325:V326,TRUE,FALSE),2)","v":53},{"$f":"((($I$30-1)/3)*((X326*$J$30+Y326)-(X323*$J$30+Y323)))+(X323*$J$30+Y323)","v":57.043209876543209},4,200,null,65,{"$f":"INDEX(LINEST(AD325:AD326,AB325:AB326,TRUE,FALSE),1)","v":5.9999999999999991E-2},{"$f":"INDEX(LINEST(AD325:AD326,AB325:AB326,TRUE,FALSE),2)","v":53},{"$f":"((($I$30-1)/3)*((AE326*$J$30+AF326)-(AE323*$J$30+AF323)))+(AE323*$J$30+AF323)","v":60.9238683127572},4,200,64,{"$f":"INDEX(LINEST(AJ325:AJ326,AI325:AI326,TRUE,FALSE),1)","v":5.9999999999999991E-2},{"$f":"INDEX(LINEST(AJ325:AJ326,AI325:AI326,TRUE,FALSE),2)","v":52},{"$f":"((($I$30-1)/3)*((AK326*$J$30+AL326)-(AK323*$J$30+AL323)))+(AK323*$J$30+AL323)","v":62.0761316872428},null,4,200,59,{"$f":"INDEX(LINEST(AQ325:AQ326,AP325:AP326,TRUE,FALSE),1)","v":0.09},{"$f":"INDEX(LINEST(AQ325:AQ326,AP325:AP326,TRUE,FALSE),2)","v":41},{"$f":"((($I$30-1)/3)*((AR326*$J$30+AS326)-(AR323*$J$30+AS323)))+(AR323*$J$30+AS323)","v":47.505144032921812},4,200,54,null,{"$f":"INDEX(LINEST(AW325:AW326,AV325:AV326,TRUE,FALSE),1)","v":4.0000000000000008E-2},{"$f":"INDEX(LINEST(AW325:AW326,AV325:AV326,TRUE,FALSE),2)","v":46},{"$f":"((($I$30-1)/3)*((AY326*$J$30+AZ326)-(AY323*$J$30+AZ323)))+(AY323*$J$30+AZ323)","v":44.467078189300409},4,200,70,{"$f":"INDEX(LINEST(BD325:BD326,BC325:BC326,TRUE,FALSE),1)","v":5.9999999999999991E-2},{"$f":"INDEX(LINEST(BD325:BD326,BC325:BC326,TRUE,FALSE),2)","v":58},{"$f":"((($I$30-1)/3)*((BE326*$J$30+BF326)-(BE323*$J$30+BF323)))+(BE323*$J$30+BF323)","v":65.923868312757207}]
[null,4,500,73,{"$f":"INDEX(LINEST(D326:D327,C326:C327,TRUE,FALSE),1)","v":1.6666666666666666E-2},{"$f":"INDEX(LINEST(D326:D327,C326:C327,TRUE,FALSE),2)","v":64.666666666666671},{"$f":"((($I$30-1)/3)*((E327*$J$30+F327)-(E324*$J$30+F324)))+(E324*$J$30+F324)","v":54.253086419753082},4,500,67,{"$f":"INDEX(LINEST(J326:J327,I326:I327,TRUE,FALSE),1)","v":1.3333333333333336E-2},{"$f":"INDEX(LINEST(J326:J327,I326:I327,TRUE,FALSE),2)","v":60.333333333333329},{"$f":"((($I$30-1)/3)*((K327*$J$30+L327)-(K324*$J$30+L324)))+(K324*$J$30+L324)","v":52.648148148148145},4,500,68,{"$f":"INDEX(LINEST(P326:P327,O326:O327,TRUE,FALSE),1)","v":1.0000000000000004E-2},{"$f":"INDEX(LINEST(P326:P327,O326:O327,TRUE,FALSE),2)","v":63},null,{"$f":"((($I$30-1)/3)*((Q327*$J$30+R327)-(Q324*$J$30+R324)))+(Q324*$J$30+R324)","v":59.836762688614535},4,500,71,{"$f":"INDEX(LINEST(W326:W327,V326:V327,TRUE,FALSE),1)","v":1.3333333333333336E-2},{"$f":"INDEX(LINEST(W326:W327,V326:V327,TRUE,FALSE),2)","v":64.333333333333329},{"$f":"((($I$30-1)/3)*((X327*$J$30+Y327)-(X324*$J$30+Y324)))+(X324*$J$30+Y324)","v":57.903635116598082},4,500,null,74,{"$f":"INDEX(LINEST(AD326:AD327,AB326:AB327,TRUE,FALSE),1)","v":0.03},{"$f":"INDEX(LINEST(AD326:AD327,AB326:AB327,TRUE,FALSE),2)","v":59},{"$f":"((($I$30-1)/3)*((AE327*$J$30+AF327)-(AE324*$J$30+AF324)))+(AE324*$J$30+AF324)","v":60.989026063100134},4,500,74,{"$f":"INDEX(LINEST(AJ326:AJ327,AI326:AI327,TRUE,FALSE),1)","v":3.3333333333333333E-2},{"$f":"INDEX(LINEST(AJ326:AJ327,AI326:AI327,TRUE,FALSE),2)","v":57.333333333333336},{"$f":"((($I$30-1)/3)*((AK327*$J$30+AL327)-(AK324*$J$30+AL324)))+(AK324*$J$30+AL324)","v":67.534636488340198},null,4,500,71,{"$f":"INDEX(LINEST(AQ326:AQ327,AP326:AP327,TRUE,FALSE),1)","v":4.0000000000000015E-2},{"$f":"INDEX(LINEST(AQ326:AQ327,AP326:AP327,TRUE,FALSE),2)","v":50.999999999999993},{"$f":"((($I$30-1)/3)*((AR327*$J$30+AS327)-(AR324*$J$30+AS324)))+(AR324*$J$30+AS324)","v":50.901920438957482},4,500,65,null,{"$f":"INDEX(LINEST(AW326:AW327,AV326:AV327,TRUE,FALSE),1)","v":3.6666666666666674E-2},{"$f":"INDEX(LINEST(AW326:AW327,AV326:AV327,TRUE,FALSE),2)","v":46.666666666666664},{"$f":"((($I$30-1)/3)*((AY327*$J$30+AZ327)-(AY324*$J$30+AZ324)))+(AY324*$J$30+AZ324)","v":45.530521262002736},4,500,79,{"$f":"INDEX(LINEST(BD326:BD327,BC326:BC327,TRUE,FALSE),1)","v":0.03},{"$f":"INDEX(LINEST(BD326:BD327,BC326:BC327,TRUE,FALSE),2)","v":64},{"$f":"((($I$30-1)/3)*((BE327*$J$30+BF327)-(BE324*$J$30+BF324)))+(BE324*$J$30+BF324)","v":69.038065843621396}]
[null,10,100,71,null,null,null,10,100,68,null,null,null,10,100,64,null,null,null,null,10,100,63,null,null,null,10,100,null,60,null,null,null,10,100,57,null,null,null,null,10,100,56,null,null,null,10,100,55,null,null,null,null,10,100,66]
[null,10,200,80,{"$f":"INDEX(LINEST(D328:D329,C328:C329,TRUE,FALSE),1)","v":0.09},{"$f":"INDEX(LINEST(D328:D329,C328:C329,TRUE,FALSE),2)","v":62},{"$f":"((($I$30-4)/6)*((E329*$J$30+F329)-(E326*$J$30+F326)))+(E326*$J$30+F326)","v":58.581275720164612},10,200,73,{"$f":"INDEX(LINEST(J328:J329,I328:I329,TRUE,FALSE),1)","v":0.05},{"$f":"INDEX(LINEST(J328:J329,I328:I329,TRUE,FALSE),2)","v":63},{"$f":"((($I$30-4)/6)*((K329*$J$30+L329)-(K326*$J$30+L326)))+(K326*$J$30+L326)","v":53.581275720164612},10,200,70,{"$f":"INDEX(LINEST(P328:P329,O328:O329,TRUE,FALSE),1)","v":5.9999999999999991E-2},{"$f":"INDEX(LINEST(P328:P329,O328:O329,TRUE,FALSE),2)","v":58},null,{"$f":"((($I$30-4)/6)*((Q329*$J$30+R329)-(Q326*$J$30+R326)))+(Q326*$J$30+R326)","v":60.078703703703702},10,200,70,{"$f":"INDEX(LINEST(W328:W329,V328:V329,TRUE,FALSE),1)","v":7.0000000000000021E-2},{"$f":"INDEX(LINEST(W328:W329,V328:V329,TRUE,FALSE),2)","v":56},{"$f":"((($I$30-4)/6)*((X329*$J$30+Y329)-(X326*$J$30+Y326)))+(X326*$J$30+Y326)","v":61.885802469135804},10,200,null,67,{"$f":"INDEX(LINEST(AD328:AD329,AB328:AB329,TRUE,FALSE),1)","v":7.0000000000000021E-2},{"$f":"INDEX(LINEST(AD328:AD329,AB328:AB329,TRUE,FALSE),2)","v":53},{"$f":"((($I$30-4)/6)*((AE329*$J$30+AF329)-(AE326*$J$30+AF326)))+(AE326*$J$30+AF326)","v":61.192901234567898},10,200,66,{"$f":"INDEX(LINEST(AJ328:AJ329,AI328:AI329,TRUE,FALSE),1)","v":0.09},{"$f":"INDEX(LINEST(AJ328:AJ329,AI328:AI329,TRUE,FALSE),2)","v":48},{"$f":"((($I$30-4)/6)*((AK329*$J$30+AL329)-(AK326*$J$30+AL326)))+(AK326*$J$30+AL326)","v":60.730967078189302},null,10,200,62,{"$f":"INDEX(LINEST(AQ328:AQ329,AP328:AP329,TRUE,FALSE),1)","v":5.9999999999999991E-2},{"$f":"INDEX(LINEST(AQ328:AQ329,AP328:AP329,TRUE,FALSE),2)","v":50},{"$f":"((($I$30-4)/6)*((AR329*$J$30+AS329)-(AR326*$J$30+AS326)))+(AR326*$J$30+AS326)","v":52.078703703703702},10,200,61,null,{"$f":"INDEX(LINEST(AW328:AW329,AV328:AV329,TRUE,FALSE),1)","v":5.9999999999999991E-2},{"$f":"INDEX(LINEST(AW328:AW329,AV328:AV329,TRUE,FALSE),2)","v":49},{"$f":"((($I$30-4)/6)*((AY329*$J$30+AZ329)-(AY326*$J$30+AZ326)))+(AY326*$J$30+AZ326)","v":48.771604938271608},10,200,73,{"$f":"INDEX(LINEST(BD328:BD329,BC328:BC329,TRUE,FALSE),1)","v":7.0000000000000021E-2},{"$f":"INDEX(LINEST(BD328:BD329,BC328:BC329,TRUE,FALSE),2)","v":59},{"$f":"((($I$30-4)/6)*((BE329*$J$30+BF329)-(BE326*$J$30+BF326)))+(BE326*$J$30+BF326)","v":65.654835390946502}]
[null,10,500,86,{"$f":"INDEX(LINEST(D329:D330,C329:C330,TRUE,FALSE),1)","v":2.0000000000000007E-2},{"$f":"INDEX(LINEST(D329:D330,C329:C330,TRUE,FALSE),2)","v":76},{"$f":"((($I$30-4)/6)*((E330*$J$30+F330)-(E327*$J$30+F327)))+(E327*$J$30+F327)","v":60.799554183813449},10,500,81,{"$f":"INDEX(LINEST(J329:J330,I329:I330,TRUE,FALSE),1)","v":2.6666666666666672E-2},{"$f":"INDEX(LINEST(J329:J330,I329:I330,TRUE,FALSE),2)","v":67.666666666666657},{"$f":"((($I$30-4)/6)*((K330*$J$30+L330)-(K327*$J$30+L327)))+(K327*$J$30+L327)","v":57.311385459533604},10,500,78,{"$f":"INDEX(LINEST(P329:P330,O329:O330,TRUE,FALSE),1)","v":2.6666666666666672E-2},{"$f":"INDEX(LINEST(P329:P330,O329:O330,TRUE,FALSE),2)","v":64.666666666666657},null,{"$f":"((($I$30-4)/6)*((Q330*$J$30+R330)-(Q327*$J$30+R327)))+(Q327*$J$30+R327)","v":62.258058984910839},10,500,77,{"$f":"INDEX(LINEST(W329:W330,V329:V330,TRUE,FALSE),1)","v":2.3333333333333331E-2},{"$f":"INDEX(LINEST(W329:W330,V329:V330,TRUE,FALSE),2)","v":65.333333333333329},{"$f":"((($I$30-4)/6)*((X330*$J$30+Y330)-(X327*$J$30+Y327)))+(X327*$J$30+Y327)","v":64.988168724279831},10,500,null,77,{"$f":"INDEX(LINEST(AD329:AD330,AB329:AB330,TRUE,FALSE),1)","v":3.3333333333333333E-2},{"$f":"INDEX(LINEST(AD329:AD330,AB329:AB330,TRUE,FALSE),2)","v":60.333333333333336},{"$f":"((($I$30-4)/6)*((AE330*$J$30+AF330)-(AE327*$J$30+AF327)))+(AE327*$J$30+AF327)","v":62.513545953360762},10,500,74,{"$f":"INDEX(LINEST(AJ329:AJ330,AI329:AI330,TRUE,FALSE),1)","v":2.6666666666666672E-2},{"$f":"INDEX(LINEST(AJ329:AJ330,AI329:AI330,TRUE,FALSE),2)","v":60.666666666666664},{"$f":"((($I$30-4)/6)*((AK330*$J$30+AL330)-(AK327*$J$30+AL327)))+(AK327*$J$30+AL327)","v":61.077846364883406},null,10,500,73,{"$f":"INDEX(LINEST(AQ329:AQ330,AP329:AP330,TRUE,FALSE),1)","v":3.6666666666666674E-2},{"$f":"INDEX(LINEST(AQ329:AQ330,AP329:AP330,TRUE,FALSE),2)","v":54.666666666666664},{"$f":"((($I$30-4)/6)*((AR330*$J$30+AS330)-(AR327*$J$30+AS327)))+(AR327*$J$30+AS327)","v":55.296124828532228},10,500,72,null,{"$f":"INDEX(LINEST(AW329:AW330,AV329:AV330,TRUE,FALSE),1)","v":3.6666666666666674E-2},{"$f":"INDEX(LINEST(AW329:AW330,AV329:AV330,TRUE,FALSE),2)","v":53.666666666666664},{"$f":"((($I$30-4)/6)*((AY330*$J$30+AZ330)-(AY327*$J$30+AZ327)))+(AY327*$J$30+AZ327)","v":48.400205761316869},10,500,82,{"$f":"INDEX(LINEST(BD329:BD330,BC329:BC330,TRUE,FALSE),1)","v":0.03},{"$f":"INDEX(LINEST(BD329:BD330,BC329:BC330,TRUE,FALSE),2)","v":67},{"$f":"((($I$30-4)/6)*((BE330*$J$30+BF330)-(BE327*$J$30+BF327)))+(BE327*$J$30+BF327)","v":66.885802469135797}]
[]
["400x400",1,100,{"$f":"D342-1","v":52},null,null,null,1,100,{"$f":"J342-1","v":47},null,null,null,1,100,{"$f":"P342-1","v":50},null,null,null,null,1,100,{"$f":"W342-1","v":53},null,null,null,1,100,null,{"$f":"AD342-1","v":58},null,null,null,1,100,{"$f":"AJ342-1","v":50},null,null,null,null,1,100,{"$f":"AQ342-1","v":39},null,null,null,1,100,{"$f":"AW342-1","v":37},null,null,null,null,1,100,{"$f":"BD342-1","v":59}]
[null,1,200,{"$f":"D343-1","v":51},{"$f":"INDEX(LINEST(D332:D333,C332:C333,TRUE,FALSE),1)","v":-1.0000000000000002E-2},{"$f":"INDEX(LINEST(D332:D333,C332:C333,TRUE,FALSE),2)","v":53},null,1,200,{"$f":"J343-1","v":52},{"$f":"INDEX(LINEST(J332:J333,I332:I333,TRUE,FALSE),1)","v":0.05},{"$f":"INDEX(LINEST(J332:J333,I332:I333,TRUE,FALSE),2)","v":42},null,1,200,{"$f":"P343-1","v":57},{"$f":"INDEX(LINEST(P332:P333,O332:O333,TRUE,FALSE),1)","v":7.0000000000000021E-2},{"$f":"INDEX(LINEST(P332:P333,O332:O333,TRUE,FALSE),2)","v":43},null,null,1,200,{"$f":"W343-1","v":56},{"$f":"INDEX(LINEST(W332:W333,V332:V333,TRUE,FALSE),1)","v":2.9999999999999995E-2},{"$f":"INDEX(LINEST(W332:W333,V332:V333,TRUE,FALSE),2)","v":50},null,1,200,null,{"$f":"AD343-1","v":62},{"$f":"INDEX(LINEST(AD332:AD333,AB332:AB333,TRUE,FALSE),1)","v":4.0000000000000008E-2},{"$f":"INDEX(LINEST(AD332:AD333,AB332:AB333,TRUE,FALSE),2)","v":54},null,1,200,{"$f":"AJ343-1","v":62},{"$f":"INDEX(LINEST(AJ332:AJ333,AI332:AI333,TRUE,FALSE),1)","v":0.11999999999999998},{"$f":"INDEX(LINEST(AJ332:AJ333,AI332:AI333,TRUE,FALSE),2)","v":38},null,null,1,200,{"$f":"AQ343-1","v":49},{"$f":"INDEX(LINEST(AQ332:AQ333,AP332:AP333,TRUE,FALSE),1)","v":0.1},{"$f":"INDEX(LINEST(AQ332:AQ333,AP332:AP333,TRUE,FALSE),2)","v":29},null,1,200,{"$f":"AW343-1","v":44},null,{"$f":"INDEX(LINEST(AW332:AW333,AV332:AV333,TRUE,FALSE),1)","v":7.0000000000000021E-2},{"$f":"INDEX(LINEST(AW332:AW333,AV332:AV333,TRUE,FALSE),2)","v":29.999999999999996},null,1,200,{"$f":"BD343-1","v":66},{"$f":"INDEX(LINEST(BD332:BD333,BC332:BC333,TRUE,FALSE),1)","v":7.0000000000000021E-2},{"$f":"INDEX(LINEST(BD332:BD333,BC332:BC333,TRUE,FALSE),2)","v":52}]
[null,1,500,57,{"$f":"INDEX(LINEST(D333:D334,C333:C334,TRUE,FALSE),1)","v":2.0000000000000007E-2},{"$f":"INDEX(LINEST(D333:D334,C333:C334,TRUE,FALSE),2)","v":47},null,1,500,56,{"$f":"INDEX(LINEST(J333:J334,I333:I334,TRUE,FALSE),1)","v":1.3333333333333336E-2},{"$f":"INDEX(LINEST(J333:J334,I333:I334,TRUE,FALSE),2)","v":49.333333333333329},null,1,500,63,{"$f":"INDEX(LINEST(P333:P334,O333:O334,TRUE,FALSE),1)","v":2.0000000000000007E-2},{"$f":"INDEX(LINEST(P333:P334,O333:O334,TRUE,FALSE),2)","v":53},null,null,1,500,67,{"$f":"INDEX(LINEST(W333:W334,V333:V334,TRUE,FALSE),1)","v":3.6666666666666674E-2},{"$f":"INDEX(LINEST(W333:W334,V333:V334,TRUE,FALSE),2)","v":48.666666666666664},null,1,500,null,65,{"$f":"INDEX(LINEST(AD333:AD334,AB333:AB334,TRUE,FALSE),1)","v":1.0000000000000004E-2},{"$f":"INDEX(LINEST(AD333:AD334,AB333:AB334,TRUE,FALSE),2)","v":60},null,1,500,69,{"$f":"INDEX(LINEST(AJ333:AJ334,AI333:AI334,TRUE,FALSE),1)","v":2.3333333333333331E-2},{"$f":"INDEX(LINEST(AJ333:AJ334,AI333:AI334,TRUE,FALSE),2)","v":57.333333333333336},null,null,1,500,63,{"$f":"INDEX(LINEST(AQ333:AQ334,AP333:AP334,TRUE,FALSE),1)","v":4.6666666666666662E-2},{"$f":"INDEX(LINEST(AQ333:AQ334,AP333:AP334,TRUE,FALSE),2)","v":39.666666666666671},null,1,500,58,null,{"$f":"INDEX(LINEST(AW333:AW334,AV333:AV334,TRUE,FALSE),1)","v":4.6666666666666662E-2},{"$f":"INDEX(LINEST(AW333:AW334,AV333:AV334,TRUE,FALSE),2)","v":34.666666666666671},null,1,500,73,{"$f":"INDEX(LINEST(BD333:BD334,BC333:BC334,TRUE,FALSE),1)","v":2.3333333333333331E-2},{"$f":"INDEX(LINEST(BD333:BD334,BC333:BC334,TRUE,FALSE),2)","v":61.333333333333336}]
[null,4,100,54,null,null,null,4,100,54,null,null,null,4,100,59,null,null,null,null,4,100,58,null,null,null,4,100,null,55,null,null,null,4,100,53,null,null,null,null,4,100,45,null,null,null,4,100,52,null,null,null,null,4,100,61]
[null,4,200,64,{"$f":"INDEX(LINEST(D335:D336,C335:C336,TRUE,FALSE),1)","v":0.1},{"$f":"INDEX(LINEST(D335:D336,C335:C336,TRUE,FALSE),2)","v":44},{"$f":"((($I$31-1)/3)*((E336*$J$31+F336)-(E333*$J$31+F333)))+(E333*$J$31+F333)","v":53.340277777777779},4,200,60,{"$f":"INDEX(LINEST(J335:J336,I335:I336,TRUE,FALSE),1)","v":5.9999999999999991E-2},{"$f":"INDEX(LINEST(J335:J336,I335:I336,TRUE,FALSE),2)","v":48},{"$f":"((($I$31-1)/3)*((K336*$J$31+L336)-(K333*$J$31+L333)))+(K333*$J$31+L333)","v":51.340277777777779},4,200,62,{"$f":"INDEX(LINEST(P335:P336,O335:O336,TRUE,FALSE),1)","v":2.9999999999999995E-2},{"$f":"INDEX(LINEST(P335:P336,O335:O336,TRUE,FALSE),2)","v":56},null,{"$f":"((($I$31-1)/3)*((Q336*$J$31+R336)-(Q333*$J$31+R333)))+(Q333*$J$31+R333)","v":55.217592592592595},4,200,66,{"$f":"INDEX(LINEST(W335:W336,V335:V336,TRUE,FALSE),1)","v":8.0000000000000016E-2},{"$f":"INDEX(LINEST(W335:W336,V335:V336,TRUE,FALSE),2)","v":50},{"$f":"((($I$31-1)/3)*((X336*$J$31+Y336)-(X333*$J$31+Y333)))+(X333*$J$31+Y333)","v":56.340277777777779},4,200,null,64,{"$f":"INDEX(LINEST(AD335:AD336,AB335:AB336,TRUE,FALSE),1)","v":0.09},{"$f":"INDEX(LINEST(AD335:AD336,AB335:AB336,TRUE,FALSE),2)","v":46},{"$f":"((($I$31-1)/3)*((AE336*$J$31+AF336)-(AE333*$J$31+AF333)))+(AE333*$J$31+AF333)","v":59.877314814814817},4,200,59,{"$f":"INDEX(LINEST(AJ335:AJ336,AI335:AI336,TRUE,FALSE),1)","v":5.9999999999999991E-2},{"$f":"INDEX(LINEST(AJ335:AJ336,AI335:AI336,TRUE,FALSE),2)","v":47},{"$f":"((($I$31-1)/3)*((AK336*$J$31+AL336)-(AK333*$J$31+AL333)))+(AK333*$J$31+AL333)","v":56},null,4,200,52,{"$f":"INDEX(LINEST(AQ335:AQ336,AP335:AP336,TRUE,FALSE),1)","v":7.0000000000000021E-2},{"$f":"INDEX(LINEST(AQ335:AQ336,AP335:AP336,TRUE,FALSE),2)","v":38},{"$f":"((($I$31-1)/3)*((AR336*$J$31+AS336)-(AR333*$J$31+AS333)))+(AR333*$J$31+AS333)","v":45.104166666666664},4,200,49,null,{"$f":"INDEX(LINEST(AW335:AW336,AV335:AV336,TRUE,FALSE),1)","v":-2.9999999999999995E-2},{"$f":"INDEX(LINEST(AW335:AW336,AV335:AV336,TRUE,FALSE),2)","v":55},{"$f":"((($I$31-1)/3)*((AY336*$J$31+AZ336)-(AY333*$J$31+AZ333)))+(AY333*$J$31+AZ333)","v":42.953703703703702},4,200,68,{"$f":"INDEX(LINEST(BD335:BD336,BC335:BC336,TRUE,FALSE),1)","v":7.0000000000000021E-2},{"$f":"INDEX(LINEST(BD335:BD336,BC335:BC336,TRUE,FALSE),2)","v":54},{"$f":"((($I$31-1)/3)*((BE336*$J$31+BF336)-(BE333*$J$31+BF333)))+(BE333*$J$31+BF333)","v":62.99074074074074}]
[null,4,500,69,{"$f":"INDEX(LINEST(D336:D337,C336:C337,TRUE,FALSE),1)","v":1.6666666666666666E-2},{"$f":"INDEX(LINEST(D336:D337,C336:C337,TRUE,FALSE),2)","v":60.666666666666664},{"$f":"((($I$31-1)/3)*((E337*$J$31+F337)-(E334*$J$31+F334)))+(E334*$J$31+F334)","v":53.230709876543209},4,500,65,{"$f":"INDEX(LINEST(J336:J337,I336:I337,TRUE,FALSE),1)","v":1.6666666666666666E-2},{"$f":"INDEX(LINEST(J336:J337,I336:I337,TRUE,FALSE),2)","v":56.666666666666664},{"$f":"((($I$31-1)/3)*((K337*$J$31+L337)-(K334*$J$31+L334)))+(K334*$J$31+L334)","v":53.255401234567898},4,500,64,{"$f":"INDEX(LINEST(P336:P337,O336:O337,TRUE,FALSE),1)","v":6.666666666666668E-3},{"$f":"INDEX(LINEST(P336:P337,O336:O337,TRUE,FALSE),2)","v":60.666666666666664},null,{"$f":"((($I$31-1)/3)*((Q337*$J$31+R337)-(Q334*$J$31+R334)))+(Q334*$J$31+R334)","v":57.39043209876543},4,500,68,{"$f":"INDEX(LINEST(W336:W337,V336:V337,TRUE,FALSE),1)","v":6.666666666666668E-3},{"$f":"INDEX(LINEST(W336:W337,V336:V337,TRUE,FALSE),2)","v":64.666666666666671},{"$f":"((($I$31-1)/3)*((X337*$J$31+Y337)-(X334*$J$31+Y334)))+(X334*$J$31+Y334)","v":56.988425925925924},4,500,null,73,{"$f":"INDEX(LINEST(AD336:AD337,AB336:AB337,TRUE,FALSE),1)","v":0.03},{"$f":"INDEX(LINEST(AD336:AD337,AB336:AB337,TRUE,FALSE),2)","v":58},{"$f":"((($I$31-1)/3)*((AE337*$J$31+AF337)-(AE334*$J$31+AF334)))+(AE334*$J$31+AF334)","v":61.745370370370367},4,500,73,{"$f":"INDEX(LINEST(AJ336:AJ337,AI336:AI337,TRUE,FALSE),1)","v":4.6666666666666662E-2},{"$f":"INDEX(LINEST(AJ336:AJ337,AI336:AI337,TRUE,FALSE),2)","v":49.666666666666671},{"$f":"((($I$31-1)/3)*((AK337*$J$31+AL337)-(AK334*$J$31+AL334)))+(AK334*$J$31+AL334)","v":59.810956790123463},null,4,500,66,{"$f":"INDEX(LINEST(AQ336:AQ337,AP336:AP337,TRUE,FALSE),1)","v":4.6666666666666662E-2},{"$f":"INDEX(LINEST(AQ336:AQ337,AP336:AP337,TRUE,FALSE),2)","v":42.666666666666671},{"$f":"((($I$31-1)/3)*((AR337*$J$31+AS337)-(AR334*$J$31+AS334)))+(AR334*$J$31+AS334)","v":47.402777777777786},4,500,59,null,{"$f":"INDEX(LINEST(AW336:AW337,AV336:AV337,TRUE,FALSE),1)","v":3.3333333333333333E-2},{"$f":"INDEX(LINEST(AW336:AW337,AV336:AV337,TRUE,FALSE),2)","v":42.333333333333336},{"$f":"((($I$31-1)/3)*((AY337*$J$31+AZ337)-(AY334*$J$31+AZ334)))+(AY334*$J$31+AZ334)","v":43.057098765432102},4,500,78,{"$f":"INDEX(LINEST(BD336:BD337,BC336:BC337,TRUE,FALSE),1)","v":3.3333333333333333E-2},{"$f":"INDEX(LINEST(BD336:BD337,BC336:BC337,TRUE,FALSE),2)","v":61.333333333333336},{"$f":"((($I$31-1)/3)*((BE337*$J$31+BF337)-(BE334*$J$31+BF334)))+(BE334*$J$31+BF334)","v":65.201388888888886}]
[null,10,100,70,null,null,null,10,100,69,null,null,null,10,100,63,null,null,null,null,10,100,60,null,null,null,10,100,null,58,null,null,null,10,100,55,null,null,null,null,10,100,55,null,null,null,10,100,57,null,null,null,null,10,100,64]
[null,10,200,75,{"$f":"INDEX(LINEST(D338:D339,C338:C339,TRUE,FALSE),1)","v":0.05},{"$f":"INDEX(LINEST(D338:D339,C338:C339,TRUE,FALSE),2)","v":65},{"$f":"((($I$31-4)/6)*((E339*$J$31+F339)-(E336*$J$31+F336)))+(E336*$J$31+F336)","v":53.90625},10,200,71,{"$f":"INDEX(LINEST(J338:J339,I338:I339,TRUE,FALSE),1)","v":2.0000000000000004E-2},{"$f":"INDEX(LINEST(J338:J339,I338:I339,TRUE,FALSE),2)","v":67},{"$f":"((($I$31-4)/6)*((K339*$J$31+L339)-(K336*$J$31+L336)))+(K336*$J$31+L336)","v":52.094907407407405},10,200,67,{"$f":"INDEX(LINEST(P338:P339,O338:O339,TRUE,FALSE),1)","v":4.0000000000000008E-2},{"$f":"INDEX(LINEST(P338:P339,O338:O339,TRUE,FALSE),2)","v":59},null,{"$f":"((($I$31-4)/6)*((Q339*$J$31+R339)-(Q336*$J$31+R336)))+(Q336*$J$31+R336)","v":58.802083333333336},10,200,67,{"$f":"INDEX(LINEST(W338:W339,V338:V339,TRUE,FALSE),1)","v":7.0000000000000021E-2},{"$f":"INDEX(LINEST(W338:W339,V338:V339,TRUE,FALSE),2)","v":53},{"$f":"((($I$31-4)/6)*((X339*$J$31+Y339)-(X336*$J$31+Y336)))+(X336*$J$31+Y336)","v":61.434027777777779},10,200,null,66,{"$f":"INDEX(LINEST(AD338:AD339,AB338:AB339,TRUE,FALSE),1)","v":8.0000000000000016E-2},{"$f":"INDEX(LINEST(AD338:AD339,AB338:AB339,TRUE,FALSE),2)","v":50},{"$f":"((($I$31-4)/6)*((AE339*$J$31+AF339)-(AE336*$J$31+AF336)))+(AE336*$J$31+AF336)","v":58.556712962962962},10,200,62,{"$f":"INDEX(LINEST(AJ338:AJ339,AI338:AI339,TRUE,FALSE),1)","v":7.0000000000000021E-2},{"$f":"INDEX(LINEST(AJ338:AJ339,AI338:AI339,TRUE,FALSE),2)","v":48},{"$f":"((($I$31-4)/6)*((AK339*$J$31+AL339)-(AK336*$J$31+AL336)))+(AK336*$J$31+AL336)","v":55.056712962962962},null,10,200,58,{"$f":"INDEX(LINEST(AQ338:AQ339,AP338:AP339,TRUE,FALSE),1)","v":2.9999999999999995E-2},{"$f":"INDEX(LINEST(AQ338:AQ339,AP338:AP339,TRUE,FALSE),2)","v":52},{"$f":"((($I$31-4)/6)*((AR339*$J$31+AS339)-(AR336*$J$31+AS336)))+(AR336*$J$31+AS336)","v":45.481481481481481},10,200,58,null,{"$f":"INDEX(LINEST(AW338:AW339,AV338:AV339,TRUE,FALSE),1)","v":1.0000000000000002E-2},{"$f":"INDEX(LINEST(AW338:AW339,AV338:AV339,TRUE,FALSE),2)","v":56},{"$f":"((($I$31-4)/6)*((AY339*$J$31+AZ339)-(AY336*$J$31+AZ336)))+(AY336*$J$31+AZ336)","v":47.858796296296298},10,200,70,{"$f":"INDEX(LINEST(BD338:BD339,BC338:BC339,TRUE,FALSE),1)","v":5.9999999999999991E-2},{"$f":"INDEX(LINEST(BD338:BD339,BC338:BC339,TRUE,FALSE),2)","v":58},{"$f":"((($I$31-4)/6)*((BE339*$J$31+BF339)-(BE336*$J$31+BF336)))+(BE336*$J$31+BF336)","v":63.556712962962962}]
[null,10,500,83,{"$f":"INDEX(LINEST(D339:D340,C339:C340,TRUE,FALSE),1)","v":2.6666666666666672E-2},{"$f":"INDEX(LINEST(D339:D340,C339:C340,TRUE,FALSE),2)","v":69.666666666666657},{"$f":"((($I$31-4)/6)*((E340*$J$31+F340)-(E337*$J$31+F337)))+(E337*$J$31+F337)","v":59.204861111111114},10,500,78,{"$f":"INDEX(LINEST(J339:J340,I339:I340,TRUE,FALSE),1)","v":2.3333333333333331E-2},{"$f":"INDEX(LINEST(J339:J340,I339:I340,TRUE,FALSE),2)","v":66.333333333333329},{"$f":"((($I$31-4)/6)*((K340*$J$31+L340)-(K337*$J$31+L337)))+(K337*$J$31+L337)","v":55.141975308641975},10,500,74,{"$f":"INDEX(LINEST(P339:P340,O339:O340,TRUE,FALSE),1)","v":2.3333333333333331E-2},{"$f":"INDEX(LINEST(P339:P340,O339:O340,TRUE,FALSE),2)","v":62.333333333333336},null,{"$f":"((($I$31-4)/6)*((Q340*$J$31+R340)-(Q337*$J$31+R337)))+(Q337*$J$31+R337)","v":60.094521604938272},10,500,72,{"$f":"INDEX(LINEST(W339:W340,V339:V340,TRUE,FALSE),1)","v":1.6666666666666666E-2},{"$f":"INDEX(LINEST(W339:W340,V339:V340,TRUE,FALSE),2)","v":63.666666666666664},{"$f":"((($I$31-4)/6)*((X340*$J$31+Y340)-(X337*$J$31+Y337)))+(X337*$J$31+Y337)","v":65.478009259259267},10,500,null,74,{"$f":"INDEX(LINEST(AD339:AD340,AB339:AB340,TRUE,FALSE),1)","v":2.6666666666666672E-2},{"$f":"INDEX(LINEST(AD339:AD340,AB339:AB340,TRUE,FALSE),2)","v":60.666666666666664},{"$f":"((($I$31-4)/6)*((AE340*$J$31+AF340)-(AE337*$J$31+AF337)))+(AE337*$J$31+AF337)","v":61.682484567901234},10,500,71,{"$f":"INDEX(LINEST(AJ339:AJ340,AI339:AI340,TRUE,FALSE),1)","v":0.03},{"$f":"INDEX(LINEST(AJ339:AJ340,AI339:AI340,TRUE,FALSE),2)","v":56},{"$f":"((($I$31-4)/6)*((AK340*$J$31+AL340)-(AK337*$J$31+AL337)))+(AK337*$J$31+AL337)","v":55.220293209876552},null,10,500,69,{"$f":"INDEX(LINEST(AQ339:AQ340,AP339:AP340,TRUE,FALSE),1)","v":3.6666666666666674E-2},{"$f":"INDEX(LINEST(AQ339:AQ340,AP339:AP340,TRUE,FALSE),2)","v":50.666666666666664},{"$f":"((($I$31-4)/6)*((AR340*$J$31+AS340)-(AR337*$J$31+AS337)))+(AR337*$J$31+AS337)","v":47.214120370370381},10,500,67,null,{"$f":"INDEX(LINEST(AW339:AW340,AV339:AV340,TRUE,FALSE),1)","v":0.03},{"$f":"INDEX(LINEST(AW339:AW340,AV339:AV340,TRUE,FALSE),2)","v":52},{"$f":"((($I$31-4)/6)*((AY340*$J$31+AZ340)-(AY337*$J$31+AZ337)))+(AY337*$J$31+AZ337)","v":43.874614197530867},10,500,78,{"$f":"INDEX(LINEST(BD339:BD340,BC339:BC340,TRUE,FALSE),1)","v":2.6666666666666672E-2},{"$f":"INDEX(LINEST(BD339:BD340,BC339:BC340,TRUE,FALSE),2)","v":64.666666666666657},{"$f":"((($I$31-4)/6)*((BE340*$J$31+BF340)-(BE337*$J$31+BF337)))+(BE337*$J$31+BF337)","v":65.452932098765444}]
[]
["500x400",1,100,{"$f":"D352-1","v":53},null,null,null,1,100,{"$f":"J352-1","v":48},null,null,null,1,100,{"$f":"P352-1","v":51},null,null,null,null,1,100,{"$f":"W352-1","v":54},null,null,null,1,100,null,{"$f":"AD352-1","v":59},null,null,null,1,100,{"$f":"AJ352-1","v":51},null,null,null,null,1,100,{"$f":"AQ352-1","v":40},null,null,null,1,100,{"$f":"AW352-1","v":38},null,null,null,null,1,100,{"$f":"BD352-1","v":60}]
[null,1,200,{"$f":"D353-1","v":52},{"$f":"INDEX(LINEST(D342:D343,C342:C343,TRUE,FALSE),1)","v":-1.0000000000000002E-2},{"$f":"INDEX(LINEST(D342:D343,C342:C343,TRUE,FALSE),2)","v":54},null,1,200,{"$f":"J353-1","v":53},{"$f":"INDEX(LINEST(J342:J343,I342:I343,TRUE,FALSE),1)","v":0.05},{"$f":"INDEX(LINEST(J342:J343,I342:I343,TRUE,FALSE),2)","v":43},null,1,200,{"$f":"P353-1","v":58},{"$f":"INDEX(LINEST(P342:P343,O342:O343,TRUE,FALSE),1)","v":7.0000000000000021E-2},{"$f":"INDEX(LINEST(P342:P343,O342:O343,TRUE,FALSE),2)","v":44},null,null,1,200,{"$f":"W353-1","v":57},{"$f":"INDEX(LINEST(W342:W343,V342:V343,TRUE,FALSE),1)","v":2.9999999999999995E-2},{"$f":"INDEX(LINEST(W342:W343,V342:V343,TRUE,FALSE),2)","v":51},null,1,200,null,{"$f":"AD353-1","v":63},{"$f":"INDEX(LINEST(AD342:AD343,AB342:AB343,TRUE,FALSE),1)","v":4.0000000000000008E-2},{"$f":"INDEX(LINEST(AD342:AD343,AB342:AB343,TRUE,FALSE),2)","v":55},null,1,200,{"$f":"AJ353-1","v":63},{"$f":"INDEX(LINEST(AJ342:AJ343,AI342:AI343,TRUE,FALSE),1)","v":0.11999999999999998},{"$f":"INDEX(LINEST(AJ342:AJ343,AI342:AI343,TRUE,FALSE),2)","v":39},null,null,1,200,{"$f":"AQ353-1","v":50},{"$f":"INDEX(LINEST(AQ342:AQ343,AP342:AP343,TRUE,FALSE),1)","v":0.1},{"$f":"INDEX(LINEST(AQ342:AQ343,AP342:AP343,TRUE,FALSE),2)","v":30},null,1,200,{"$f":"AW353-1","v":45},null,{"$f":"INDEX(LINEST(AW342:AW343,AV342:AV343,TRUE,FALSE),1)","v":7.0000000000000021E-2},{"$f":"INDEX(LINEST(AW342:AW343,AV342:AV343,TRUE,FALSE),2)","v":30.999999999999996},null,1,200,{"$f":"BD353-1","v":67},{"$f":"INDEX(LINEST(BD342:BD343,BC342:BC343,TRUE,FALSE),1)","v":7.0000000000000021E-2},{"$f":"INDEX(LINEST(BD342:BD343,BC342:BC343,TRUE,FALSE),2)","v":53}]
[null,1,500,58,{"$f":"INDEX(LINEST(D343:D344,C343:C344,TRUE,FALSE),1)","v":2.0000000000000007E-2},{"$f":"INDEX(LINEST(D343:D344,C343:C344,TRUE,FALSE),2)","v":48},null,1,500,57,{"$f":"INDEX(LINEST(J343:J344,I343:I344,TRUE,FALSE),1)","v":1.3333333333333336E-2},{"$f":"INDEX(LINEST(J343:J344,I343:I344,TRUE,FALSE),2)","v":50.333333333333329},null,1,500,64,{"$f":"INDEX(LINEST(P343:P344,O343:O344,TRUE,FALSE),1)","v":2.0000000000000007E-2},{"$f":"INDEX(LINEST(P343:P344,O343:O344,TRUE,FALSE),2)","v":54},null,null,1,500,68,{"$f":"INDEX(LINEST(W343:W344,V343:V344,TRUE,FALSE),1)","v":3.6666666666666674E-2},{"$f":"INDEX(LINEST(W343:W344,V343:V344,TRUE,FALSE),2)","v":49.666666666666664},null,1,500,null,66,{"$f":"INDEX(LINEST(AD343:AD344,AB343:AB344,TRUE,FALSE),1)","v":1.0000000000000004E-2},{"$f":"INDEX(LINEST(AD343:AD344,AB343:AB344,TRUE,FALSE),2)","v":61},null,1,500,70,{"$f":"INDEX(LINEST(AJ343:AJ344,AI343:AI344,TRUE,FALSE),1)","v":2.3333333333333331E-2},{"$f":"INDEX(LINEST(AJ343:AJ344,AI343:AI344,TRUE,FALSE),2)","v":58.333333333333336},null,null,1,500,64,{"$f":"INDEX(LINEST(AQ343:AQ344,AP343:AP344,TRUE,FALSE),1)","v":4.6666666666666662E-2},{"$f":"INDEX(LINEST(AQ343:AQ344,AP343:AP344,TRUE,FALSE),2)","v":40.666666666666671},null,1,500,59,null,{"$f":"INDEX(LINEST(AW343:AW344,AV343:AV344,TRUE,FALSE),1)","v":4.6666666666666662E-2},{"$f":"INDEX(LINEST(AW343:AW344,AV343:AV344,TRUE,FALSE),2)","v":35.666666666666671},null,1,500,74,{"$f":"INDEX(LINEST(BD343:BD344,BC343:BC344,TRUE,FALSE),1)","v":2.3333333333333331E-2},{"$f":"INDEX(LINEST(BD343:BD344,BC343:BC344,TRUE,FALSE),2)","v":62.333333333333336}]
[null,4,100,55,null,null,null,4,100,55,null,null,null,4,100,60,null,null,null,null,4,100,59,null,null,null,4,100,null,56,null,null,null,4,100,54,null,null,null,null,4,100,46,null,null,null,4,100,53,null,null,null,null,4,100,62]
[null,4,200,65,{"$f":"INDEX(LINEST(D345:D346,C345:C346,TRUE,FALSE),1)","v":0.1},{"$f":"INDEX(LINEST(D345:D346,C345:C346,TRUE,FALSE),2)","v":45},{"$f":"((($I$32-1)/3)*((E346*$J$32+F346)-(E343*$J$32+F343)))+(E343*$J$32+F343)","v":53.472222222222221},4,200,61,{"$f":"INDEX(LINEST(J345:J346,I345:I346,TRUE,FALSE),1)","v":5.9999999999999991E-2},{"$f":"INDEX(LINEST(J345:J346,I345:I346,TRUE,FALSE),2)","v":49},{"$f":"((($I$32-1)/3)*((K346*$J$32+L346)-(K343*$J$32+L343)))+(K343*$J$32+L343)","v":51.472222222222221},4,200,63,{"$f":"INDEX(LINEST(P345:P346,O345:O346,TRUE,FALSE),1)","v":2.9999999999999995E-2},{"$f":"INDEX(LINEST(P345:P346,O345:O346,TRUE,FALSE),2)","v":57},null,{"$f":"((($I$32-1)/3)*((Q346*$J$32+R346)-(Q343*$J$32+R343)))+(Q343*$J$32+R343)","v":55.407407407407405},4,200,67,{"$f":"INDEX(LINEST(W345:W346,V345:V346,TRUE,FALSE),1)","v":8.0000000000000016E-2},{"$f":"INDEX(LINEST(W345:W346,V345:V346,TRUE,FALSE),2)","v":51},{"$f":"((($I$32-1)/3)*((X346*$J$32+Y346)-(X343*$J$32+Y343)))+(X343*$J$32+Y343)","v":56.472222222222221},4,200,null,65,{"$f":"INDEX(LINEST(AD345:AD346,AB345:AB346,TRUE,FALSE),1)","v":0.09},{"$f":"INDEX(LINEST(AD345:AD346,AB345:AB346,TRUE,FALSE),2)","v":47},{"$f":"((($I$32-1)/3)*((AE346*$J$32+AF346)-(AE343*$J$32+AF343)))+(AE343*$J$32+AF343)","v":60.935185185185183},4,200,60,{"$f":"INDEX(LINEST(AJ345:AJ346,AI345:AI346,TRUE,FALSE),1)","v":5.9999999999999991E-2},{"$f":"INDEX(LINEST(AJ345:AJ346,AI345:AI346,TRUE,FALSE),2)","v":48},{"$f":"((($I$32-1)/3)*((AK346*$J$32+AL346)-(AK343*$J$32+AL343)))+(AK343*$J$32+AL343)","v":57},null,4,200,53,{"$f":"INDEX(LINEST(AQ345:AQ346,AP345:AP346,TRUE,FALSE),1)","v":7.0000000000000021E-2},{"$f":"INDEX(LINEST(AQ345:AQ346,AP345:AP346,TRUE,FALSE),2)","v":39},{"$f":"((($I$32-1)/3)*((AR346*$J$32+AS346)-(AR343*$J$32+AS343)))+(AR343*$J$32+AS343)","v":45.583333333333336},4,200,50,null,{"$f":"INDEX(LINEST(AW345:AW346,AV345:AV346,TRUE,FALSE),1)","v":-2.9999999999999995E-2},{"$f":"INDEX(LINEST(AW345:AW346,AV345:AV346,TRUE,FALSE),2)","v":56},{"$f":"((($I$32-1)/3)*((AY346*$J$32+AZ346)-(AY343*$J$32+AZ343)))+(AY343*$J$32+AZ343)","v":42.796296296296298},4,200,69,{"$f":"INDEX(LINEST(BD345:BD346,BC345:BC346,TRUE,FALSE),1)","v":7.0000000000000021E-2},{"$f":"INDEX(LINEST(BD345:BD346,BC345:BC346,TRUE,FALSE),2)","v":55},{"$f":"((($I$32-1)/3)*((BE346*$J$32+BF346)-(BE343*$J$32+BF343)))+(BE343*$J$32+BF343)","v":63.75925925925926}]
[null,4,500,70,{"$f":"INDEX(LINEST(D346:D347,C346:C347,TRUE,FALSE),1)","v":1.6666666666666666E-2},{"$f":"INDEX(LINEST(D346:D347,C346:C347,TRUE,FALSE),2)","v":61.666666666666664},{"$f":"((($I$32-1)/3)*((E347*$J$32+F347)-(E344*$J$32+F344)))+(E344*$J$32+F344)","v":52.706790123456791},4,500,66,{"$f":"INDEX(LINEST(J346:J347,I346:I347,TRUE,FALSE),1)","v":1.6666666666666666E-2},{"$f":"INDEX(LINEST(J346:J347,I346:I347,TRUE,FALSE),2)","v":57.666666666666664},{"$f":"((($I$32-1)/3)*((K347*$J$32+L347)-(K344*$J$32+L344)))+(K344*$J$32+L344)","v":53.348765432098759},4,500,65,{"$f":"INDEX(LINEST(P346:P347,O346:O347,TRUE,FALSE),1)","v":6.666666666666668E-3},{"$f":"INDEX(LINEST(P346:P347,O346:O347,TRUE,FALSE),2)","v":61.666666666666664},null,{"$f":"((($I$32-1)/3)*((Q347*$J$32+R347)-(Q344*$J$32+R344)))+(Q344*$J$32+R344)","v":57.73456790123457},4,500,69,{"$f":"INDEX(LINEST(W346:W347,V346:V347,TRUE,FALSE),1)","v":6.666666666666668E-3},{"$f":"INDEX(LINEST(W346:W347,V346:V347,TRUE,FALSE),2)","v":65.666666666666671},{"$f":"((($I$32-1)/3)*((X347*$J$32+Y347)-(X344*$J$32+Y344)))+(X344*$J$32+Y344)","v":56.657407407407405},4,500,null,74,{"$f":"INDEX(LINEST(AD346:AD347,AB346:AB347,TRUE,FALSE),1)","v":0.03},{"$f":"INDEX(LINEST(AD346:AD347,AB346:AB347,TRUE,FALSE),2)","v":59},{"$f":"((($I$32-1)/3)*((AE347*$J$32+AF347)-(AE344*$J$32+AF344)))+(AE344*$J$32+AF344)","v":62.629629629629626},4,500,74,{"$f":"INDEX(LINEST(AJ346:AJ347,AI346:AI347,TRUE,FALSE),1)","v":4.6666666666666662E-2},{"$f":"INDEX(LINEST(AJ346:AJ347,AI346:AI347,TRUE,FALSE),2)","v":50.666666666666671},{"$f":"((($I$32-1)/3)*((AK347*$J$32+AL347)-(AK344*$J$32+AL344)))+(AK344*$J$32+AL344)","v":61.293209876543216},null,4,500,67,{"$f":"INDEX(LINEST(AQ346:AQ347,AP346:AP347,TRUE,FALSE),1)","v":4.6666666666666662E-2},{"$f":"INDEX(LINEST(AQ346:AQ347,AP346:AP347,TRUE,FALSE),2)","v":43.666666666666671},{"$f":"((($I$32-1)/3)*((AR347*$J$32+AS347)-(AR344*$J$32+AS344)))+(AR344*$J$32+AS344)","v":48.055555555555557},4,500,60,null,{"$f":"INDEX(LINEST(AW346:AW347,AV346:AV347,TRUE,FALSE),1)","v":3.3333333333333333E-2},{"$f":"INDEX(LINEST(AW346:AW347,AV346:AV347,TRUE,FALSE),2)","v":43.333333333333336},{"$f":"((($I$32-1)/3)*((AY347*$J$32+AZ347)-(AY344*$J$32+AZ344)))+(AY344*$J$32+AZ344)","v":43.401234567901241},4,500,79,{"$f":"INDEX(LINEST(BD346:BD347,BC346:BC347,TRUE,FALSE),1)","v":3.3333333333333333E-2},{"$f":"INDEX(LINEST(BD346:BD347,BC346:BC347,TRUE,FALSE),2)","v":62.333333333333336},{"$f":"((($I$32-1)/3)*((BE347*$J$32+BF347)-(BE344*$J$32+BF344)))+(BE344*$J$32+BF344)","v":66.027777777777771}]
[null,10,100,71,null,null,null,10,100,70,null,null,null,10,100,64,null,null,null,null,10,100,61,null,null,null,10,100,null,59,null,null,null,10,100,56,null,null,null,null,10,100,56,null,null,null,10,100,58,null,null,null,null,10,100,65]
[null,10,200,76,{"$f":"INDEX(LINEST(D348:D349,C348:C349,TRUE,FALSE),1)","v":0.05},{"$f":"INDEX(LINEST(D348:D349,C348:C349,TRUE,FALSE),2)","v":66},{"$f":"((($I$32-4)/6)*((E349*$J$32+F349)-(E346*$J$32+F346)))+(E346*$J$32+F346)","v":54.125},10,200,72,{"$f":"INDEX(LINEST(J348:J349,I348:I349,TRUE,FALSE),1)","v":2.0000000000000004E-2},{"$f":"INDEX(LINEST(J348:J349,I348:I349,TRUE,FALSE),2)","v":68},{"$f":"((($I$32-4)/6)*((K349*$J$32+L349)-(K346*$J$32+L346)))+(K346*$J$32+L346)","v":52.342592592592595},10,200,68,{"$f":"INDEX(LINEST(P348:P349,O348:O349,TRUE,FALSE),1)","v":4.0000000000000008E-2},{"$f":"INDEX(LINEST(P348:P349,O348:O349,TRUE,FALSE),2)","v":60},null,{"$f":"((($I$32-4)/6)*((Q349*$J$32+R349)-(Q346*$J$32+R346)))+(Q346*$J$32+R346)","v":59.541666666666664},10,200,68,{"$f":"INDEX(LINEST(W348:W349,V348:V349,TRUE,FALSE),1)","v":7.0000000000000021E-2},{"$f":"INDEX(LINEST(W348:W349,V348:V349,TRUE,FALSE),2)","v":54},{"$f":"((($I$32-4)/6)*((X349*$J$32+Y349)-(X346*$J$32+Y346)))+(X346*$J$32+Y346)","v":62.347222222222221},10,200,null,67,{"$f":"INDEX(LINEST(AD348:AD349,AB348:AB349,TRUE,FALSE),1)","v":8.0000000000000016E-2},{"$f":"INDEX(LINEST(AD348:AD349,AB348:AB349,TRUE,FALSE),2)","v":51},{"$f":"((($I$32-4)/6)*((AE349*$J$32+AF349)-(AE346*$J$32+AF346)))+(AE346*$J$32+AF346)","v":59.412037037037038},10,200,63,{"$f":"INDEX(LINEST(AJ348:AJ349,AI348:AI349,TRUE,FALSE),1)","v":7.0000000000000021E-2},{"$f":"INDEX(LINEST(AJ348:AJ349,AI348:AI349,TRUE,FALSE),2)","v":49},{"$f":"((($I$32-4)/6)*((AK349*$J$32+AL349)-(AK346*$J$32+AL346)))+(AK346*$J$32+AL346)","v":55.912037037037038},null,10,200,59,{"$f":"INDEX(LINEST(AQ348:AQ349,AP348:AP349,TRUE,FALSE),1)","v":2.9999999999999995E-2},{"$f":"INDEX(LINEST(AQ348:AQ349,AP348:AP349,TRUE,FALSE),2)","v":53},{"$f":"((($I$32-4)/6)*((AR349*$J$32+AS349)-(AR346*$J$32+AS346)))+(AR346*$J$32+AS346)","v":46.018518518518519},10,200,59,null,{"$f":"INDEX(LINEST(AW348:AW349,AV348:AV349,TRUE,FALSE),1)","v":1.0000000000000002E-2},{"$f":"INDEX(LINEST(AW348:AW349,AV348:AV349,TRUE,FALSE),2)","v":57},{"$f":"((($I$32-4)/6)*((AY349*$J$32+AZ349)-(AY346*$J$32+AZ346)))+(AY346*$J$32+AZ346)","v":48.453703703703702},10,200,71,{"$f":"INDEX(LINEST(BD348:BD349,BC348:BC349,TRUE,FALSE),1)","v":5.9999999999999991E-2},{"$f":"INDEX(LINEST(BD348:BD349,BC348:BC349,TRUE,FALSE),2)","v":59},{"$f":"((($I$32-4)/6)*((BE349*$J$32+BF349)-(BE346*$J$32+BF346)))+(BE346*$J$32+BF346)","v":64.412037037037038}]
[null,10,500,84,{"$f":"INDEX(LINEST(D349:D350,C349:C350,TRUE,FALSE),1)","v":2.6666666666666672E-2},{"$f":"INDEX(LINEST(D349:D350,C349:C350,TRUE,FALSE),2)","v":70.666666666666657},{"$f":"((($I$32-4)/6)*((E350*$J$32+F350)-(E347*$J$32+F347)))+(E347*$J$32+F347)","v":59.597222222222214},10,500,79,{"$f":"INDEX(LINEST(J349:J350,I349:I350,TRUE,FALSE),1)","v":2.3333333333333331E-2},{"$f":"INDEX(LINEST(J349:J350,I349:I350,TRUE,FALSE),2)","v":67.333333333333329},{"$f":"((($I$32-4)/6)*((K350*$J$32+L350)-(K347*$J$32+L347)))+(K347*$J$32+L347)","v":55.52469135802469},10,500,75,{"$f":"INDEX(LINEST(P349:P350,O349:O350,TRUE,FALSE),1)","v":2.3333333333333331E-2},{"$f":"INDEX(LINEST(P349:P350,O349:O350,TRUE,FALSE),2)","v":63.333333333333336},null,{"$f":"((($I$32-4)/6)*((Q350*$J$32+R350)-(Q347*$J$32+R347)))+(Q347*$J$32+R347)","v":60.853395061728392},10,500,73,{"$f":"INDEX(LINEST(W349:W350,V349:V350,TRUE,FALSE),1)","v":1.6666666666666666E-2},{"$f":"INDEX(LINEST(W349:W350,V349:V350,TRUE,FALSE),2)","v":64.666666666666671},{"$f":"((($I$32-4)/6)*((X350*$J$32+Y350)-(X347*$J$32+Y347)))+(X347*$J$32+Y347)","v":66.449074074074076},10,500,null,75,{"$f":"INDEX(LINEST(AD349:AD350,AB349:AB350,TRUE,FALSE),1)","v":2.6666666666666672E-2},{"$f":"INDEX(LINEST(AD349:AD350,AB349:AB350,TRUE,FALSE),2)","v":61.666666666666664},{"$f":"((($I$32-4)/6)*((AE350*$J$32+AF350)-(AE347*$J$32+AF347)))+(AE347*$J$32+AF347)","v":62.557098765432094},10,500,72,{"$f":"INDEX(LINEST(AJ349:AJ350,AI349:AI350,TRUE,FALSE),1)","v":0.03},{"$f":"INDEX(LINEST(AJ349:AJ350,AI349:AI350,TRUE,FALSE),2)","v":57},{"$f":"((($I$32-4)/6)*((AK350*$J$32+AL350)-(AK347*$J$32+AL347)))+(AK347*$J$32+AL347)","v":55.998456790123463},null,10,500,70,{"$f":"INDEX(LINEST(AQ349:AQ350,AP349:AP350,TRUE,FALSE),1)","v":3.6666666666666674E-2},{"$f":"INDEX(LINEST(AQ349:AQ350,AP349:AP350,TRUE,FALSE),2)","v":51.666666666666664},{"$f":"((($I$32-4)/6)*((AR350*$J$32+AS350)-(AR347*$J$32+AS347)))+(AR347*$J$32+AS347)","v":47.837962962962969},10,500,68,null,{"$f":"INDEX(LINEST(AW349:AW350,AV349:AV350,TRUE,FALSE),1)","v":0.03},{"$f":"INDEX(LINEST(AW349:AW350,AV349:AV350,TRUE,FALSE),2)","v":53},{"$f":"((($I$32-4)/6)*((AY350*$J$32+AZ350)-(AY347*$J$32+AZ347)))+(AY347*$J$32+AZ347)","v":44.34413580246914},10,500,79,{"$f":"INDEX(LINEST(BD349:BD350,BC349:BC350,TRUE,FALSE),1)","v":2.6666666666666672E-2},{"$f":"INDEX(LINEST(BD349:BD350,BC349:BC350,TRUE,FALSE),2)","v":65.666666666666657},{"$f":"((($I$32-4)/6)*((BE350*$J$32+BF350)-(BE347*$J$32+BF347)))+(BE347*$J$32+BF347)","v":66.317901234567913}]
[]
["600x400",1,100,{"$f":"D362-1","v":54},null,null,null,1,100,{"$f":"J362-1","v":49},null,null,null,1,100,{"$f":"P362-1","v":52},null,null,null,null,1,100,{"$f":"W362-1","v":55},null,null,null,1,100,null,{"$f":"AD362-1","v":60},null,null,null,1,100,{"$f":"AJ362-1","v":52},null,null,null,null,1,100,{"$f":"AQ362-1","v":41},null,null,null,1,100,{"$f":"AW362-1","v":39},null,null,null,null,1,100,{"$f":"BD362-1","v":61}]
[null,1,200,{"$f":"D363-1","v":53},{"$f":"INDEX(LINEST(D352:D353,C352:C353,TRUE,FALSE),1)","v":-1.0000000000000002E-2},{"$f":"INDEX(LINEST(D352:D353,C352:C353,TRUE,FALSE),2)","v":55},null,1,200,{"$f":"J363-1","v":54},{"$f":"INDEX(LINEST(J352:J353,I352:I353,TRUE,FALSE),1)","v":0.05},{"$f":"INDEX(LINEST(J352:J353,I352:I353,TRUE,FALSE),2)","v":44},null,1,200,{"$f":"P363-1","v":59},{"$f":"INDEX(LINEST(P352:P353,O352:O353,TRUE,FALSE),1)","v":7.0000000000000021E-2},{"$f":"INDEX(LINEST(P352:P353,O352:O353,TRUE,FALSE),2)","v":45},null,null,1,200,{"$f":"W363-1","v":58},{"$f":"INDEX(LINEST(W352:W353,V352:V353,TRUE,FALSE),1)","v":2.9999999999999995E-2},{"$f":"INDEX(LINEST(W352:W353,V352:V353,TRUE,FALSE),2)","v":52},null,1,200,null,{"$f":"AD363-1","v":64},{"$f":"INDEX(LINEST(AD352:AD353,AB352:AB353,TRUE,FALSE),1)","v":4.0000000000000008E-2},{"$f":"INDEX(LINEST(AD352:AD353,AB352:AB353,TRUE,FALSE),2)","v":56},null,1,200,{"$f":"AJ363-1","v":64},{"$f":"INDEX(LINEST(AJ352:AJ353,AI352:AI353,TRUE,FALSE),1)","v":0.11999999999999998},{"$f":"INDEX(LINEST(AJ352:AJ353,AI352:AI353,TRUE,FALSE),2)","v":40},null,null,1,200,{"$f":"AQ363-1","v":51},{"$f":"INDEX(LINEST(AQ352:AQ353,AP352:AP353,TRUE,FALSE),1)","v":0.1},{"$f":"INDEX(LINEST(AQ352:AQ353,AP352:AP353,TRUE,FALSE),2)","v":31},null,1,200,{"$f":"AW363-1","v":46},null,{"$f":"INDEX(LINEST(AW352:AW353,AV352:AV353,TRUE,FALSE),1)","v":7.0000000000000021E-2},{"$f":"INDEX(LINEST(AW352:AW353,AV352:AV353,TRUE,FALSE),2)","v":31.999999999999996},null,1,200,{"$f":"BD363-1","v":68},{"$f":"INDEX(LINEST(BD352:BD353,BC352:BC353,TRUE,FALSE),1)","v":7.0000000000000021E-2},{"$f":"INDEX(LINEST(BD352:BD353,BC352:BC353,TRUE,FALSE),2)","v":54}]
[null,1,500,59,{"$f":"INDEX(LINEST(D353:D354,C353:C354,TRUE,FALSE),1)","v":2.0000000000000007E-2},{"$f":"INDEX(LINEST(D353:D354,C353:C354,TRUE,FALSE),2)","v":49},null,1,500,58,{"$f":"INDEX(LINEST(J353:J354,I353:I354,TRUE,FALSE),1)","v":1.3333333333333336E-2},{"$f":"INDEX(LINEST(J353:J354,I353:I354,TRUE,FALSE),2)","v":51.333333333333329},null,1,500,65,{"$f":"INDEX(LINEST(P353:P354,O353:O354,TRUE,FALSE),1)","v":2.0000000000000007E-2},{"$f":"INDEX(LINEST(P353:P354,O353:O354,TRUE,FALSE),2)","v":55},null,null,1,500,69,{"$f":"INDEX(LINEST(W353:W354,V353:V354,TRUE,FALSE),1)","v":3.6666666666666674E-2},{"$f":"INDEX(LINEST(W353:W354,V353:V354,TRUE,FALSE),2)","v":50.666666666666664},null,1,500,null,67,{"$f":"INDEX(LINEST(AD353:AD354,AB353:AB354,TRUE,FALSE),1)","v":1.0000000000000004E-2},{"$f":"INDEX(LINEST(AD353:AD354,AB353:AB354,TRUE,FALSE),2)","v":62},null,1,500,71,{"$f":"INDEX(LINEST(AJ353:AJ354,AI353:AI354,TRUE,FALSE),1)","v":2.3333333333333331E-2},{"$f":"INDEX(LINEST(AJ353:AJ354,AI353:AI354,TRUE,FALSE),2)","v":59.333333333333336},null,null,1,500,65,{"$f":"INDEX(LINEST(AQ353:AQ354,AP353:AP354,TRUE,FALSE),1)","v":4.6666666666666662E-2},{"$f":"INDEX(LINEST(AQ353:AQ354,AP353:AP354,TRUE,FALSE),2)","v":41.666666666666671},null,1,500,60,null,{"$f":"INDEX(LINEST(AW353:AW354,AV353:AV354,TRUE,FALSE),1)","v":4.6666666666666662E-2},{"$f":"INDEX(LINEST(AW353:AW354,AV353:AV354,TRUE,FALSE),2)","v":36.666666666666671},null,1,500,75,{"$f":"INDEX(LINEST(BD353:BD354,BC353:BC354,TRUE,FALSE),1)","v":2.3333333333333331E-2},{"$f":"INDEX(LINEST(BD353:BD354,BC353:BC354,TRUE,FALSE),2)","v":63.333333333333336}]
[null,4,100,56,null,null,null,4,100,56,null,null,null,4,100,61,null,null,null,null,4,100,60,null,null,null,4,100,null,57,null,null,null,4,100,55,null,null,null,null,4,100,47,null,null,null,4,100,54,null,null,null,null,4,100,63]
[null,4,200,66,{"$f":"INDEX(LINEST(D355:D356,C355:C356,TRUE,FALSE),1)","v":0.1},{"$f":"INDEX(LINEST(D355:D356,C355:C356,TRUE,FALSE),2)","v":46},{"$f":"((($I$33-1)/3)*((E356*$J$33+F356)-(E353*$J$33+F353)))+(E353*$J$33+F353)","v":53.893518518518519},4,200,62,{"$f":"INDEX(LINEST(J355:J356,I355:I356,TRUE,FALSE),1)","v":5.9999999999999991E-2},{"$f":"INDEX(LINEST(J355:J356,I355:I356,TRUE,FALSE),2)","v":50},{"$f":"((($I$33-1)/3)*((K356*$J$33+L356)-(K353*$J$33+L353)))+(K353*$J$33+L353)","v":51.893518518518519},4,200,64,{"$f":"INDEX(LINEST(P355:P356,O355:O356,TRUE,FALSE),1)","v":2.9999999999999995E-2},{"$f":"INDEX(LINEST(P355:P356,O355:O356,TRUE,FALSE),2)","v":58},null,{"$f":"((($I$33-1)/3)*((Q356*$J$33+R356)-(Q353*$J$33+R353)))+(Q353*$J$33+R353)","v":55.867283950617285},4,200,68,{"$f":"INDEX(LINEST(W355:W356,V355:V356,TRUE,FALSE),1)","v":8.0000000000000016E-2},{"$f":"INDEX(LINEST(W355:W356,V355:V356,TRUE,FALSE),2)","v":52},{"$f":"((($I$33-1)/3)*((X356*$J$33+Y356)-(X353*$J$33+Y353)))+(X353*$J$33+Y353)","v":56.893518518518519},4,200,null,66,{"$f":"INDEX(LINEST(AD355:AD356,AB355:AB356,TRUE,FALSE),1)","v":0.09},{"$f":"INDEX(LINEST(AD355:AD356,AB355:AB356,TRUE,FALSE),2)","v":48},{"$f":"((($I$33-1)/3)*((AE356*$J$33+AF356)-(AE353*$J$33+AF353)))+(AE353*$J$33+AF353)","v":61.973765432098766},4,200,61,{"$f":"INDEX(LINEST(AJ355:AJ356,AI355:AI356,TRUE,FALSE),1)","v":5.9999999999999991E-2},{"$f":"INDEX(LINEST(AJ355:AJ356,AI355:AI356,TRUE,FALSE),2)","v":49},{"$f":"((($I$33-1)/3)*((AK356*$J$33+AL356)-(AK353*$J$33+AL353)))+(AK353*$J$33+AL353)","v":58},null,4,200,54,{"$f":"INDEX(LINEST(AQ355:AQ356,AP355:AP356,TRUE,FALSE),1)","v":7.0000000000000021E-2},{"$f":"INDEX(LINEST(AQ355:AQ356,AP355:AP356,TRUE,FALSE),2)","v":40},{"$f":"((($I$33-1)/3)*((AR356*$J$33+AS356)-(AR353*$J$33+AS353)))+(AR353*$J$33+AS353)","v":46.236111111111114},4,200,51,null,{"$f":"INDEX(LINEST(AW355:AW356,AV355:AV356,TRUE,FALSE),1)","v":-2.9999999999999995E-2},{"$f":"INDEX(LINEST(AW355:AW356,AV355:AV356,TRUE,FALSE),2)","v":57},{"$f":"((($I$33-1)/3)*((AY356*$J$33+AZ356)-(AY353*$J$33+AZ353)))+(AY353*$J$33+AZ353)","v":43.02469135802469},4,200,70,{"$f":"INDEX(LINEST(BD355:BD356,BC355:BC356,TRUE,FALSE),1)","v":7.0000000000000021E-2},{"$f":"INDEX(LINEST(BD355:BD356,BC355:BC356,TRUE,FALSE),2)","v":56},{"$f":"((($I$33-1)/3)*((BE356*$J$33+BF356)-(BE353*$J$33+BF353)))+(BE353*$J$33+BF353)","v":64.604938271604937}]
[null,4,500,71,{"$f":"INDEX(LINEST(D356:D357,C356:C357,TRUE,FALSE),1)","v":1.6666666666666666E-2},{"$f":"INDEX(LINEST(D356:D357,C356:C357,TRUE,FALSE),2)","v":62.666666666666664},{"$f":"((($I$33-1)/3)*((E357*$J$33+F357)-(E354*$J$33+F354)))+(E354*$J$33+F354)","v":52.690843621399175},4,500,67,{"$f":"INDEX(LINEST(J356:J357,I356:I357,TRUE,FALSE),1)","v":1.6666666666666666E-2},{"$f":"INDEX(LINEST(J356:J357,I356:I357,TRUE,FALSE),2)","v":58.666666666666664},{"$f":"((($I$33-1)/3)*((K357*$J$33+L357)-(K354*$J$33+L354)))+(K354*$J$33+L354)","v":53.744341563786001},4,500,66,{"$f":"INDEX(LINEST(P356:P357,O356:O357,TRUE,FALSE),1)","v":6.666666666666668E-3},{"$f":"INDEX(LINEST(P356:P357,O356:O357,TRUE,FALSE),2)","v":62.666666666666664},null,{"$f":"((($I$33-1)/3)*((Q357*$J$33+R357)-(Q354*$J$33+R354)))+(Q354*$J$33+R354)","v":58.297325102880656},4,500,70,{"$f":"INDEX(LINEST(W356:W357,V356:V357,TRUE,FALSE),1)","v":6.666666666666668E-3},{"$f":"INDEX(LINEST(W356:W357,V356:V357,TRUE,FALSE),2)","v":66.666666666666671},{"$f":"((($I$33-1)/3)*((X357*$J$33+Y357)-(X354*$J$33+Y354)))+(X354*$J$33+Y354)","v":56.770061728395056},4,500,null,75,{"$f":"INDEX(LINEST(AD356:AD357,AB356:AB357,TRUE,FALSE),1)","v":0.03},{"$f":"INDEX(LINEST(AD356:AD357,AB356:AB357,TRUE,FALSE),2)","v":60},{"$f":"((($I$33-1)/3)*((AE357*$J$33+AF357)-(AE354*$J$33+AF354)))+(AE354*$J$33+AF354)","v":63.552469135802468},4,500,75,{"$f":"INDEX(LINEST(AJ356:AJ357,AI356:AI357,TRUE,FALSE),1)","v":4.6666666666666662E-2},{"$f":"INDEX(LINEST(AJ356:AJ357,AI356:AI357,TRUE,FALSE),2)","v":51.666666666666671},{"$f":"((($I$33-1)/3)*((AK357*$J$33+AL357)-(AK354*$J$33+AL354)))+(AK354*$J$33+AL354)","v":62.614711934156382},null,4,500,68,{"$f":"INDEX(LINEST(AQ356:AQ357,AP356:AP357,TRUE,FALSE),1)","v":4.6666666666666662E-2},{"$f":"INDEX(LINEST(AQ356:AQ357,AP356:AP357,TRUE,FALSE),2)","v":44.666666666666671},{"$f":"((($I$33-1)/3)*((AR357*$J$33+AS357)-(AR354*$J$33+AS354)))+(AR354*$J$33+AS354)","v":48.824074074074076},4,500,61,null,{"$f":"INDEX(LINEST(AW356:AW357,AV356:AV357,TRUE,FALSE),1)","v":3.3333333333333333E-2},{"$f":"INDEX(LINEST(AW356:AW357,AV356:AV357,TRUE,FALSE),2)","v":44.333333333333336},{"$f":"((($I$33-1)/3)*((AY357*$J$33+AZ357)-(AY354*$J$33+AZ354)))+(AY354*$J$33+AZ354)","v":43.963991769547327},4,500,80,{"$f":"INDEX(LINEST(BD356:BD357,BC356:BC357,TRUE,FALSE),1)","v":3.3333333333333333E-2},{"$f":"INDEX(LINEST(BD356:BD357,BC356:BC357,TRUE,FALSE),2)","v":63.333333333333336},{"$f":"((($I$33-1)/3)*((BE357*$J$33+BF357)-(BE354*$J$33+BF354)))+(BE354*$J$33+BF354)","v":66.912037037037038}]
[null,10,100,72,null,null,null,10,100,71,null,null,null,10,100,65,null,null,null,null,10,100,62,null,null,null,10,100,null,60,null,null,null,10,100,57,null,null,null,null,10,100,57,null,null,null,10,100,59,null,null,null,null,10,100,66]
[null,10,200,77,{"$f":"INDEX(LINEST(D358:D359,C358:C359,TRUE,FALSE),1)","v":0.05},{"$f":"INDEX(LINEST(D358:D359,C358:C359,TRUE,FALSE),2)","v":67},{"$f":"((($I$33-4)/6)*((E359*$J$33+F359)-(E356*$J$33+F356)))+(E356*$J$33+F356)","v":54.604166666666664},10,200,73,{"$f":"INDEX(LINEST(J358:J359,I358:I359,TRUE,FALSE),1)","v":2.0000000000000004E-2},{"$f":"INDEX(LINEST(J358:J359,I358:I359,TRUE,FALSE),2)","v":69},{"$f":"((($I$33-4)/6)*((K359*$J$33+L359)-(K356*$J$33+L356)))+(K356*$J$33+L356)","v":52.841049382716051},10,200,69,{"$f":"INDEX(LINEST(P358:P359,O358:O359,TRUE,FALSE),1)","v":4.0000000000000008E-2},{"$f":"INDEX(LINEST(P358:P359,O358:O359,TRUE,FALSE),2)","v":61},null,{"$f":"((($I$33-4)/6)*((Q359*$J$33+R359)-(Q356*$J$33+R356)))+(Q356*$J$33+R356)","v":60.368055555555557},10,200,69,{"$f":"INDEX(LINEST(W358:W359,V358:V359,TRUE,FALSE),1)","v":7.0000000000000021E-2},{"$f":"INDEX(LINEST(W358:W359,V358:V359,TRUE,FALSE),2)","v":55},{"$f":"((($I$33-4)/6)*((X359*$J$33+Y359)-(X356*$J$33+Y356)))+(X356*$J$33+Y356)","v":63.289351851851855},10,200,null,68,{"$f":"INDEX(LINEST(AD358:AD359,AB358:AB359,TRUE,FALSE),1)","v":8.0000000000000016E-2},{"$f":"INDEX(LINEST(AD358:AD359,AB358:AB359,TRUE,FALSE),2)","v":52},{"$f":"((($I$33-4)/6)*((AE359*$J$33+AF359)-(AE356*$J$33+AF356)))+(AE356*$J$33+AF356)","v":60.315586419753089},10,200,64,{"$f":"INDEX(LINEST(AJ358:AJ359,AI358:AI359,TRUE,FALSE),1)","v":7.0000000000000021E-2},{"$f":"INDEX(LINEST(AJ358:AJ359,AI358:AI359,TRUE,FALSE),2)","v":50},{"$f":"((($I$33-4)/6)*((AK359*$J$33+AL359)-(AK356*$J$33+AL356)))+(AK356*$J$33+AL356)","v":56.815586419753089},null,10,200,60,{"$f":"INDEX(LINEST(AQ358:AQ359,AP358:AP359,TRUE,FALSE),1)","v":2.9999999999999995E-2},{"$f":"INDEX(LINEST(AQ358:AQ359,AP358:AP359,TRUE,FALSE),2)","v":54},{"$f":"((($I$33-4)/6)*((AR359*$J$33+AS359)-(AR356*$J$33+AS356)))+(AR356*$J$33+AS356)","v":46.709876543209873},10,200,60,null,{"$f":"INDEX(LINEST(AW358:AW359,AV358:AV359,TRUE,FALSE),1)","v":1.0000000000000002E-2},{"$f":"INDEX(LINEST(AW358:AW359,AV358:AV359,TRUE,FALSE),2)","v":58},{"$f":"((($I$33-4)/6)*((AY359*$J$33+AZ359)-(AY356*$J$33+AZ356)))+(AY356*$J$33+AZ356)","v":49.183641975308639},10,200,72,{"$f":"INDEX(LINEST(BD358:BD359,BC358:BC359,TRUE,FALSE),1)","v":5.9999999999999991E-2},{"$f":"INDEX(LINEST(BD358:BD359,BC358:BC359,TRUE,FALSE),2)","v":60},{"$f":"((($I$33-4)/6)*((BE359*$J$33+BF359)-(BE356*$J$33+BF356)))+(BE356*$J$33+BF356)","v":65.315586419753089}]
[null,10,500,85,{"$f":"INDEX(LINEST(D359:D360,C359:C360,TRUE,FALSE),1)","v":2.6666666666666672E-2},{"$f":"INDEX(LINEST(D359:D360,C359:C360,TRUE,FALSE),2)","v":71.666666666666657},{"$f":"((($I$33-4)/6)*((E360*$J$33+F360)-(E357*$J$33+F357)))+(E357*$J$33+F357)","v":60.192129629629619},10,500,80,{"$f":"INDEX(LINEST(J359:J360,I359:I360,TRUE,FALSE),1)","v":2.3333333333333331E-2},{"$f":"INDEX(LINEST(J359:J360,I359:I360,TRUE,FALSE),2)","v":68.333333333333329},{"$f":"((($I$33-4)/6)*((K360*$J$33+L360)-(K357*$J$33+L357)))+(K357*$J$33+L357)","v":56.113168724279831},10,500,76,{"$f":"INDEX(LINEST(P359:P360,O359:O360,TRUE,FALSE),1)","v":2.3333333333333331E-2},{"$f":"INDEX(LINEST(P359:P360,O359:O360,TRUE,FALSE),2)","v":64.333333333333329},null,{"$f":"((($I$33-4)/6)*((Q360*$J$33+R360)-(Q357*$J$33+R357)))+(Q357*$J$33+R357)","v":61.692644032921812},10,500,74,{"$f":"INDEX(LINEST(W359:W360,V359:V360,TRUE,FALSE),1)","v":1.6666666666666666E-2},{"$f":"INDEX(LINEST(W359:W360,V359:V360,TRUE,FALSE),2)","v":65.666666666666671},{"$f":"((($I$33-4)/6)*((X360*$J$33+Y360)-(X357*$J$33+Y357)))+(X357*$J$33+Y357)","v":67.429783950617292},10,500,null,76,{"$f":"INDEX(LINEST(AD359:AD360,AB359:AB360,TRUE,FALSE),1)","v":2.6666666666666672E-2},{"$f":"INDEX(LINEST(AD359:AD360,AB359:AB360,TRUE,FALSE),2)","v":62.666666666666664},{"$f":"((($I$33-4)/6)*((AE360*$J$33+AF360)-(AE357*$J$33+AF357)))+(AE357*$J$33+AF357)","v":63.473508230452673},10,500,73,{"$f":"INDEX(LINEST(AJ359:AJ360,AI359:AI360,TRUE,FALSE),1)","v":0.03},{"$f":"INDEX(LINEST(AJ359:AJ360,AI359:AI360,TRUE,FALSE),2)","v":58},{"$f":"((($I$33-4)/6)*((AK360*$J$33+AL360)-(AK357*$J$33+AL357)))+(AK357*$J$33+AL357)","v":56.850565843621403},null,10,500,71,{"$f":"INDEX(LINEST(AQ359:AQ360,AP359:AP360,TRUE,FALSE),1)","v":3.6666666666666674E-2},{"$f":"INDEX(LINEST(AQ359:AQ360,AP359:AP360,TRUE,FALSE),2)","v":52.666666666666664},{"$f":"((($I$33-4)/6)*((AR360*$J$33+AS360)-(AR357*$J$33+AS357)))+(AR357*$J$33+AS357)","v":48.587191358024697},10,500,69,null,{"$f":"INDEX(LINEST(AW359:AW360,AV359:AV360,TRUE,FALSE),1)","v":0.03},{"$f":"INDEX(LINEST(AW359:AW360,AV359:AV360,TRUE,FALSE),2)","v":54},{"$f":"((($I$33-4)/6)*((AY360*$J$33+AZ360)-(AY357*$J$33+AZ357)))+(AY357*$J$33+AZ357)","v":44.990483539094654},10,500,80,{"$f":"INDEX(LINEST(BD359:BD360,BC359:BC360,TRUE,FALSE),1)","v":2.6666666666666672E-2},{"$f":"INDEX(LINEST(BD359:BD360,BC359:BC360,TRUE,FALSE),2)","v":66.666666666666657},{"$f":"((($I$33-4)/6)*((BE360*$J$33+BF360)-(BE357*$J$33+BF357)))+(BE357*$J$33+BF357)","v":67.227880658436234}]
[]
["800x400",1,100,55,null,null,null,1,100,50,null,null,null,1,100,53,null,null,null,null,1,100,56,null,null,null,1,100,null,61,null,null,null,1,100,53,null,null,null,null,1,100,42,null,null,null,1,100,40,null,null,null,null,1,100,62]
[null,1,200,54,{"$f":"INDEX(LINEST(D362:D363,C362:C363,TRUE,FALSE),1)","v":-1.0000000000000002E-2},{"$f":"INDEX(LINEST(D362:D363,C362:C363,TRUE,FALSE),2)","v":56},null,1,200,55,{"$f":"INDEX(LINEST(J362:J363,I362:I363,TRUE,FALSE),1)","v":0.05},{"$f":"INDEX(LINEST(J362:J363,I362:I363,TRUE,FALSE),2)","v":45},null,1,200,60,{"$f":"INDEX(LINEST(P362:P363,O362:O363,TRUE,FALSE),1)","v":7.0000000000000021E-2},{"$f":"INDEX(LINEST(P362:P363,O362:O363,TRUE,FALSE),2)","v":46},null,null,1,200,59,{"$f":"INDEX(LINEST(W362:W363,V362:V363,TRUE,FALSE),1)","v":2.9999999999999995E-2},{"$f":"INDEX(LINEST(W362:W363,V362:V363,TRUE,FALSE),2)","v":53},null,1,200,null,65,{"$f":"INDEX(LINEST(AD362:AD363,AB362:AB363,TRUE,FALSE),1)","v":4.0000000000000008E-2},{"$f":"INDEX(LINEST(AD362:AD363,AB362:AB363,TRUE,FALSE),2)","v":57},null,1,200,65,{"$f":"INDEX(LINEST(AJ362:AJ363,AI362:AI363,TRUE,FALSE),1)","v":0.11999999999999998},{"$f":"INDEX(LINEST(AJ362:AJ363,AI362:AI363,TRUE,FALSE),2)","v":41},null,null,1,200,52,{"$f":"INDEX(LINEST(AQ362:AQ363,AP362:AP363,TRUE,FALSE),1)","v":0.1},{"$f":"INDEX(LINEST(AQ362:AQ363,AP362:AP363,TRUE,FALSE),2)","v":32},null,1,200,47,null,{"$f":"INDEX(LINEST(AW362:AW363,AV362:AV363,TRUE,FALSE),1)","v":7.0000000000000021E-2},{"$f":"INDEX(LINEST(AW362:AW363,AV362:AV363,TRUE,FALSE),2)","v":33},null,1,200,69,{"$f":"INDEX(LINEST(BD362:BD363,BC362:BC363,TRUE,FALSE),1)","v":7.0000000000000021E-2},{"$f":"INDEX(LINEST(BD362:BD363,BC362:BC363,TRUE,FALSE),2)","v":55}]
[null,1,500,60,{"$f":"INDEX(LINEST(D363:D364,C363:C364,TRUE,FALSE),1)","v":2.0000000000000007E-2},{"$f":"INDEX(LINEST(D363:D364,C363:C364,TRUE,FALSE),2)","v":50},null,1,500,59,{"$f":"INDEX(LINEST(J363:J364,I363:I364,TRUE,FALSE),1)","v":1.3333333333333336E-2},{"$f":"INDEX(LINEST(J363:J364,I363:I364,TRUE,FALSE),2)","v":52.333333333333329},null,1,500,66,{"$f":"INDEX(LINEST(P363:P364,O363:O364,TRUE,FALSE),1)","v":2.0000000000000007E-2},{"$f":"INDEX(LINEST(P363:P364,O363:O364,TRUE,FALSE),2)","v":56},null,null,1,500,70,{"$f":"INDEX(LINEST(W363:W364,V363:V364,TRUE,FALSE),1)","v":3.6666666666666674E-2},{"$f":"INDEX(LINEST(W363:W364,V363:V364,TRUE,FALSE),2)","v":51.666666666666664},null,1,500,null,68,{"$f":"INDEX(LINEST(AD363:AD364,AB363:AB364,TRUE,FALSE),1)","v":1.0000000000000004E-2},{"$f":"INDEX(LINEST(AD363:AD364,AB363:AB364,TRUE,FALSE),2)","v":63},null,1,500,72,{"$f":"INDEX(LINEST(AJ363:AJ364,AI363:AI364,TRUE,FALSE),1)","v":2.3333333333333331E-2},{"$f":"INDEX(LINEST(AJ363:AJ364,AI363:AI364,TRUE,FALSE),2)","v":60.333333333333336},null,null,1,500,66,{"$f":"INDEX(LINEST(AQ363:AQ364,AP363:AP364,TRUE,FALSE),1)","v":4.6666666666666662E-2},{"$f":"INDEX(LINEST(AQ363:AQ364,AP363:AP364,TRUE,FALSE),2)","v":42.666666666666671},null,1,500,61,null,{"$f":"INDEX(LINEST(AW363:AW364,AV363:AV364,TRUE,FALSE),1)","v":4.6666666666666662E-2},{"$f":"INDEX(LINEST(AW363:AW364,AV363:AV364,TRUE,FALSE),2)","v":37.666666666666671},null,1,500,76,{"$f":"INDEX(LINEST(BD363:BD364,BC363:BC364,TRUE,FALSE),1)","v":2.3333333333333331E-2},{"$f":"INDEX(LINEST(BD363:BD364,BC363:BC364,TRUE,FALSE),2)","v":64.333333333333329}]
[null,4,100,57,null,null,null,4,100,57,null,null,null,4,100,62,null,null,null,null,4,100,61,null,null,null,4,100,null,58,null,null,null,4,100,56,null,null,null,null,4,100,48,null,null,null,4,100,55,null,null,null,null,4,100,64]
[null,4,200,67,{"$f":"INDEX(LINEST(D365:D366,C365:C366,TRUE,FALSE),1)","v":0.1},{"$f":"INDEX(LINEST(D365:D366,C365:C366,TRUE,FALSE),2)","v":47},{"$f":"((($I$34-1)/3)*((E366*$J$34+F366)-(E363*$J$34+F363)))+(E363*$J$34+F363)","v":54.170138888888886},4,200,63,{"$f":"INDEX(LINEST(J365:J366,I365:I366,TRUE,FALSE),1)","v":5.9999999999999991E-2},{"$f":"INDEX(LINEST(J365:J366,I365:I366,TRUE,FALSE),2)","v":51},{"$f":"((($I$34-1)/3)*((K366*$J$34+L366)-(K363*$J$34+L363)))+(K363*$J$34+L363)","v":52.170138888888886},4,200,65,{"$f":"INDEX(LINEST(P365:P366,O365:O366,TRUE,FALSE),1)","v":2.9999999999999995E-2},{"$f":"INDEX(LINEST(P365:P366,O365:O366,TRUE,FALSE),2)","v":59},null,{"$f":"((($I$34-1)/3)*((Q366*$J$34+R366)-(Q363*$J$34+R363)))+(Q363*$J$34+R363)","v":56.192129629629626},4,200,69,{"$f":"INDEX(LINEST(W365:W366,V365:V366,TRUE,FALSE),1)","v":8.0000000000000016E-2},{"$f":"INDEX(LINEST(W365:W366,V365:V366,TRUE,FALSE),2)","v":53},{"$f":"((($I$34-1)/3)*((X366*$J$34+Y366)-(X363*$J$34+Y363)))+(X363*$J$34+Y363)","v":57.170138888888886},4,200,null,67,{"$f":"INDEX(LINEST(AD365:AD366,AB365:AB366,TRUE,FALSE),1)","v":0.09},{"$f":"INDEX(LINEST(AD365:AD366,AB365:AB366,TRUE,FALSE),2)","v":49},{"$f":"((($I$34-1)/3)*((AE366*$J$34+AF366)-(AE363*$J$34+AF363)))+(AE363*$J$34+AF363)","v":63.02199074074074},4,200,62,{"$f":"INDEX(LINEST(AJ365:AJ366,AI365:AI366,TRUE,FALSE),1)","v":5.9999999999999991E-2},{"$f":"INDEX(LINEST(AJ365:AJ366,AI365:AI366,TRUE,FALSE),2)","v":50},{"$f":"((($I$34-1)/3)*((AK366*$J$34+AL366)-(AK363*$J$34+AL363)))+(AK363*$J$34+AL363)","v":59},null,4,200,55,{"$f":"INDEX(LINEST(AQ365:AQ366,AP365:AP366,TRUE,FALSE),1)","v":7.0000000000000021E-2},{"$f":"INDEX(LINEST(AQ365:AQ366,AP365:AP366,TRUE,FALSE),2)","v":41},{"$f":"((($I$34-1)/3)*((AR366*$J$34+AS366)-(AR363*$J$34+AS363)))+(AR363*$J$34+AS363)","v":46.802083333333336},4,200,52,null,{"$f":"INDEX(LINEST(AW365:AW366,AV365:AV366,TRUE,FALSE),1)","v":-2.9999999999999995E-2},{"$f":"INDEX(LINEST(AW365:AW366,AV365:AV366,TRUE,FALSE),2)","v":58},{"$f":"((($I$34-1)/3)*((AY366*$J$34+AZ366)-(AY363*$J$34+AZ363)))+(AY363*$J$34+AZ363)","v":43.060185185185183},4,200,71,{"$f":"INDEX(LINEST(BD365:BD366,BC365:BC366,TRUE,FALSE),1)","v":7.0000000000000021E-2},{"$f":"INDEX(LINEST(BD365:BD366,BC365:BC366,TRUE,FALSE),2)","v":57},{"$f":"((($I$34-1)/3)*((BE366*$J$34+BF366)-(BE363*$J$34+BF363)))+(BE363*$J$34+BF363)","v":65.412037037037038}]
[null,4,500,72,{"$f":"INDEX(LINEST(D366:D367,C366:C367,TRUE,FALSE),1)","v":1.6666666666666666E-2},{"$f":"INDEX(LINEST(D366:D367,C366:C367,TRUE,FALSE),2)","v":63.666666666666664},{"$f":"((($I$34-1)/3)*((E367*$J$34+F367)-(E364*$J$34+F364)))+(E364*$J$34+F364)","v":52.420910493827158},4,500,68,{"$f":"INDEX(LINEST(J366:J367,I366:I367,TRUE,FALSE),1)","v":1.6666666666666666E-2},{"$f":"INDEX(LINEST(J366:J367,I366:I367,TRUE,FALSE),2)","v":59.666666666666664},{"$f":"((($I$34-1)/3)*((K367*$J$34+L367)-(K364*$J$34+L364)))+(K364*$J$34+L364)","v":53.988811728395056},4,500,67,{"$f":"INDEX(LINEST(P366:P367,O366:O367,TRUE,FALSE),1)","v":6.666666666666668E-3},{"$f":"INDEX(LINEST(P366:P367,O366:O367,TRUE,FALSE),2)","v":63.666666666666664},null,{"$f":"((($I$34-1)/3)*((Q367*$J$34+R367)-(Q364*$J$34+R364)))+(Q364*$J$34+R364)","v":58.750771604938272},4,500,71,{"$f":"INDEX(LINEST(W366:W367,V366:V367,TRUE,FALSE),1)","v":6.666666666666668E-3},{"$f":"INDEX(LINEST(W366:W367,V366:V367,TRUE,FALSE),2)","v":67.666666666666671},{"$f":"((($I$34-1)/3)*((X367*$J$34+Y367)-(X364*$J$34+Y364)))+(X364*$J$34+Y364)","v":56.660879629629626},4,500,null,76,{"$f":"INDEX(LINEST(AD366:AD367,AB366:AB367,TRUE,FALSE),1)","v":0.03},{"$f":"INDEX(LINEST(AD366:AD367,AB366:AB367,TRUE,FALSE),2)","v":61},{"$f":"((($I$34-1)/3)*((AE367*$J$34+AF367)-(AE364*$J$34+AF364)))+(AE364*$J$34+AF364)","v":64.456018518518519},4,500,76,{"$f":"INDEX(LINEST(AJ366:AJ367,AI366:AI367,TRUE,FALSE),1)","v":4.6666666666666662E-2},{"$f":"INDEX(LINEST(AJ366:AJ367,AI366:AI367,TRUE,FALSE),2)","v":52.666666666666671},{"$f":"((($I$34-1)/3)*((AK367*$J$34+AL367)-(AK364*$J$34+AL364)))+(AK364*$J$34+AL364)","v":64.016589506172835},null,4,500,69,{"$f":"INDEX(LINEST(AQ366:AQ367,AP366:AP367,TRUE,FALSE),1)","v":4.6666666666666662E-2},{"$f":"INDEX(LINEST(AQ366:AQ367,AP366:AP367,TRUE,FALSE),2)","v":45.666666666666671},{"$f":"((($I$34-1)/3)*((AR367*$J$34+AS367)-(AR364*$J$34+AS364)))+(AR364*$J$34+AS364)","v":49.534722222222229},4,500,62,null,{"$f":"INDEX(LINEST(AW366:AW367,AV366:AV367,TRUE,FALSE),1)","v":3.3333333333333333E-2},{"$f":"INDEX(LINEST(AW366:AW367,AV366:AV367,TRUE,FALSE),2)","v":45.333333333333336},{"$f":"((($I$34-1)/3)*((AY367*$J$34+AZ367)-(AY364*$J$34+AZ364)))+(AY364*$J$34+AZ364)","v":44.417438271604944},4,500,81,{"$f":"INDEX(LINEST(BD366:BD367,BC366:BC367,TRUE,FALSE),1)","v":3.3333333333333333E-2},{"$f":"INDEX(LINEST(BD366:BD367,BC366:BC367,TRUE,FALSE),2)","v":64.333333333333329},{"$f":"((($I$34-1)/3)*((BE367*$J$34+BF367)-(BE364*$J$34+BF364)))+(BE364*$J$34+BF364)","v":67.7673611111111}]
[null,10,100,73,null,null,null,10,100,72,null,null,null,10,100,66,null,null,null,null,10,100,63,null,null,null,10,100,null,61,null,null,null,10,100,58,null,null,null,null,10,100,58,null,null,null,10,100,60,null,null,null,null,10,100,67]
[null,10,200,78,{"$f":"INDEX(LINEST(D368:D369,C368:C369,TRUE,FALSE),1)","v":0.05},{"$f":"INDEX(LINEST(D368:D369,C368:C369,TRUE,FALSE),2)","v":68},{"$f":"((($I$34-4)/6)*((E369*$J$34+F369)-(E366*$J$34+F366)))+(E366*$J$34+F366)","v":54.953125},10,200,74,{"$f":"INDEX(LINEST(J368:J369,I368:I369,TRUE,FALSE),1)","v":2.0000000000000004E-2},{"$f":"INDEX(LINEST(J368:J369,I368:I369,TRUE,FALSE),2)","v":70},{"$f":"((($I$34-4)/6)*((K369*$J$34+L369)-(K366*$J$34+L366)))+(K366*$J$34+L366)","v":53.214120370370367},10,200,70,{"$f":"INDEX(LINEST(P368:P369,O368:O369,TRUE,FALSE),1)","v":4.0000000000000008E-2},{"$f":"INDEX(LINEST(P368:P369,O368:O369,TRUE,FALSE),2)","v":62},null,{"$f":"((($I$34-4)/6)*((Q369*$J$34+R369)-(Q366*$J$34+R366)))+(Q366*$J$34+R366)","v":61.151041666666664},10,200,70,{"$f":"INDEX(LINEST(W368:W369,V368:V369,TRUE,FALSE),1)","v":7.0000000000000021E-2},{"$f":"INDEX(LINEST(W368:W369,V368:V369,TRUE,FALSE),2)","v":56},{"$f":"((($I$34-4)/6)*((X369*$J$34+Y369)-(X366*$J$34+Y366)))+(X366*$J$34+Y366)","v":64.217013888888886},10,200,null,69,{"$f":"INDEX(LINEST(AD368:AD369,AB368:AB369,TRUE,FALSE),1)","v":8.0000000000000016E-2},{"$f":"INDEX(LINEST(AD368:AD369,AB368:AB369,TRUE,FALSE),2)","v":53},{"$f":"((($I$34-4)/6)*((AE369*$J$34+AF369)-(AE366*$J$34+AF366)))+(AE366*$J$34+AF366)","v":61.195023148148145},10,200,65,{"$f":"INDEX(LINEST(AJ368:AJ369,AI368:AI369,TRUE,FALSE),1)","v":7.0000000000000021E-2},{"$f":"INDEX(LINEST(AJ368:AJ369,AI368:AI369,TRUE,FALSE),2)","v":51},{"$f":"((($I$34-4)/6)*((AK369*$J$34+AL369)-(AK366*$J$34+AL366)))+(AK366*$J$34+AL366)","v":57.695023148148145},null,10,200,61,{"$f":"INDEX(LINEST(AQ368:AQ369,AP368:AP369,TRUE,FALSE),1)","v":2.9999999999999995E-2},{"$f":"INDEX(LINEST(AQ368:AQ369,AP368:AP369,TRUE,FALSE),2)","v":55},{"$f":"((($I$34-4)/6)*((AR369*$J$34+AS369)-(AR366*$J$34+AS366)))+(AR366*$J$34+AS366)","v":47.324074074074076},10,200,61,null,{"$f":"INDEX(LINEST(AW368:AW369,AV368:AV369,TRUE,FALSE),1)","v":1.0000000000000002E-2},{"$f":"INDEX(LINEST(AW368:AW369,AV368:AV369,TRUE,FALSE),2)","v":59},{"$f":"((($I$34-4)/6)*((AY369*$J$34+AZ369)-(AY366*$J$34+AZ366)))+(AY366*$J$34+AZ366)","v":49.846064814814817},10,200,73,{"$f":"INDEX(LINEST(BD368:BD369,BC368:BC369,TRUE,FALSE),1)","v":5.9999999999999991E-2},{"$f":"INDEX(LINEST(BD368:BD369,BC368:BC369,TRUE,FALSE),2)","v":61},{"$f":"((($I$34-4)/6)*((BE369*$J$34+BF369)-(BE366*$J$34+BF366)))+(BE366*$J$34+BF366)","v":66.195023148148152}]
[null,10,500,86,{"$f":"INDEX(LINEST(D369:D370,C369:C370,TRUE,FALSE),1)","v":2.6666666666666672E-2},{"$f":"INDEX(LINEST(D369:D370,C369:C370,TRUE,FALSE),2)","v":72.666666666666657},{"$f":"((($I$34-4)/6)*((E370*$J$34+F370)-(E367*$J$34+F367)))+(E367*$J$34+F367)","v":60.685763888888879},10,500,81,{"$f":"INDEX(LINEST(J369:J370,I369:I370,TRUE,FALSE),1)","v":2.3333333333333331E-2},{"$f":"INDEX(LINEST(J369:J370,I369:I370,TRUE,FALSE),2)","v":69.333333333333329},{"$f":"((($I$34-4)/6)*((K370*$J$34+L370)-(K367*$J$34+L367)))+(K367*$J$34+L367)","v":56.598765432098766},10,500,77,{"$f":"INDEX(LINEST(P369:P370,O369:O370,TRUE,FALSE),1)","v":2.3333333333333331E-2},{"$f":"INDEX(LINEST(P369:P370,O369:O370,TRUE,FALSE),2)","v":65.333333333333329},null,{"$f":"((($I$34-4)/6)*((Q370*$J$34+R370)-(Q367*$J$34+R367)))+(Q367*$J$34+R367)","v":62.49170524691359},10,500,75,{"$f":"INDEX(LINEST(W369:W370,V369:V370,TRUE,FALSE),1)","v":1.6666666666666666E-2},{"$f":"INDEX(LINEST(W369:W370,V369:V370,TRUE,FALSE),2)","v":66.666666666666671},{"$f":"((($I$34-4)/6)*((X370*$J$34+Y370)-(X367*$J$34+Y367)))+(X367*$J$34+Y367)","v":68.405671296296305},10,500,null,77,{"$f":"INDEX(LINEST(AD369:AD370,AB369:AB370,TRUE,FALSE),1)","v":2.6666666666666672E-2},{"$f":"INDEX(LINEST(AD369:AD370,AB369:AB370,TRUE,FALSE),2)","v":63.666666666666664},{"$f":"((($I$34-4)/6)*((AE370*$J$34+AF370)-(AE367*$J$34+AF367)))+(AE367*$J$34+AF367)","v":64.369020061728392},10,500,74,{"$f":"INDEX(LINEST(AJ369:AJ370,AI369:AI370,TRUE,FALSE),1)","v":0.03},{"$f":"INDEX(LINEST(AJ369:AJ370,AI369:AI370,TRUE,FALSE),2)","v":59},{"$f":"((($I$34-4)/6)*((AK370*$J$34+AL370)-(AK367*$J$34+AL367)))+(AK367*$J$34+AL367)","v":57.665702160493836},null,10,500,72,{"$f":"INDEX(LINEST(AQ369:AQ370,AP369:AP370,TRUE,FALSE),1)","v":3.6666666666666674E-2},{"$f":"INDEX(LINEST(AQ369:AQ370,AP369:AP370,TRUE,FALSE),2)","v":53.666666666666664},{"$f":"((($I$34-4)/6)*((AR370*$J$34+AS370)-(AR367*$J$34+AS367)))+(AR367*$J$34+AS367)","v":49.273726851851862},10,500,70,null,{"$f":"INDEX(LINEST(AW369:AW370,AV369:AV370,TRUE,FALSE),1)","v":0.03},{"$f":"INDEX(LINEST(AW369:AW370,AV369:AV370,TRUE,FALSE),2)","v":55},{"$f":"((($I$34-4)/6)*((AY370*$J$34+AZ370)-(AY367*$J$34+AZ367)))+(AY367*$J$34+AZ367)","v":45.548418209876544},10,500,81,{"$f":"INDEX(LINEST(BD369:BD370,BC369:BC370,TRUE,FALSE),1)","v":2.6666666666666672E-2},{"$f":"INDEX(LINEST(BD369:BD370,BC369:BC370,TRUE,FALSE),2)","v":67.666666666666657},{"$f":"((($I$34-4)/6)*((BE370*$J$34+BF370)-(BE367*$J$34+BF367)))+(BE367*$J$34+BF367)","v":68.115354938271608}]
[]
["1000x400",1,100,{"$f":"D362+1","v":56},null,null,null,1,100,{"$f":"J362+1","v":51},null,null,null,1,100,{"$f":"P362+1","v":54},null,null,null,null,1,100,{"$f":"W362+1","v":57},null,null,null,1,100,null,{"$f":"AD362+1","v":62},null,null,null,1,100,{"$f":"AJ362+1","v":54},null,null,null,null,1,100,{"$f":"AQ362+1","v":43},null,null,null,1,100,{"$f":"AW362+1","v":41},null,null,null,null,1,100,{"$f":"BD362+1","v":63}]
[null,1,200,{"$f":"D363+1","v":55},{"$f":"INDEX(LINEST(D372:D373,C372:C373,TRUE,FALSE),1)","v":-1.0000000000000002E-2},{"$f":"INDEX(LINEST(D372:D373,C372:C373,TRUE,FALSE),2)","v":57},null,1,200,{"$f":"J363+1","v":56},{"$f":"INDEX(LINEST(J372:J373,I372:I373,TRUE,FALSE),1)","v":0.05},{"$f":"INDEX(LINEST(J372:J373,I372:I373,TRUE,FALSE),2)","v":46},null,1,200,{"$f":"P363+1","v":61},{"$f":"INDEX(LINEST(P372:P373,O372:O373,TRUE,FALSE),1)","v":7.0000000000000021E-2},{"$f":"INDEX(LINEST(P372:P373,O372:O373,TRUE,FALSE),2)","v":47},null,null,1,200,{"$f":"W363+1","v":60},{"$f":"INDEX(LINEST(W372:W373,V372:V373,TRUE,FALSE),1)","v":2.9999999999999995E-2},{"$f":"INDEX(LINEST(W372:W373,V372:V373,TRUE,FALSE),2)","v":54},null,1,200,null,{"$f":"AD363+1","v":66},{"$f":"INDEX(LINEST(AD372:AD373,AB372:AB373,TRUE,FALSE),1)","v":4.0000000000000008E-2},{"$f":"INDEX(LINEST(AD372:AD373,AB372:AB373,TRUE,FALSE),2)","v":58},null,1,200,{"$f":"AJ363+1","v":66},{"$f":"INDEX(LINEST(AJ372:AJ373,AI372:AI373,TRUE,FALSE),1)","v":0.11999999999999998},{"$f":"INDEX(LINEST(AJ372:AJ373,AI372:AI373,TRUE,FALSE),2)","v":42},null,null,1,200,{"$f":"AQ363+1","v":53},{"$f":"INDEX(LINEST(AQ372:AQ373,AP372:AP373,TRUE,FALSE),1)","v":0.1},{"$f":"INDEX(LINEST(AQ372:AQ373,AP372:AP373,TRUE,FALSE),2)","v":33},null,1,200,{"$f":"AW363+1","v":48},null,{"$f":"INDEX(LINEST(AW372:AW373,AV372:AV373,TRUE,FALSE),1)","v":7.0000000000000021E-2},{"$f":"INDEX(LINEST(AW372:AW373,AV372:AV373,TRUE,FALSE),2)","v":34},null,1,200,{"$f":"BD363+1","v":70},{"$f":"INDEX(LINEST(BD372:BD373,BC372:BC373,TRUE,FALSE),1)","v":7.0000000000000021E-2},{"$f":"INDEX(LINEST(BD372:BD373,BC372:BC373,TRUE,FALSE),2)","v":56}]
[null,1,500,61,{"$f":"INDEX(LINEST(D373:D374,C373:C374,TRUE,FALSE),1)","v":2.0000000000000007E-2},{"$f":"INDEX(LINEST(D373:D374,C373:C374,TRUE,FALSE),2)","v":51},null,1,500,60,{"$f":"INDEX(LINEST(J373:J374,I373:I374,TRUE,FALSE),1)","v":1.3333333333333336E-2},{"$f":"INDEX(LINEST(J373:J374,I373:I374,TRUE,FALSE),2)","v":53.333333333333329},null,1,500,67,{"$f":"INDEX(LINEST(P373:P374,O373:O374,TRUE,FALSE),1)","v":2.0000000000000007E-2},{"$f":"INDEX(LINEST(P373:P374,O373:O374,TRUE,FALSE),2)","v":57},null,null,1,500,71,{"$f":"INDEX(LINEST(W373:W374,V373:V374,TRUE,FALSE),1)","v":3.6666666666666674E-2},{"$f":"INDEX(LINEST(W373:W374,V373:V374,TRUE,FALSE),2)","v":52.666666666666664},null,1,500,null,69,{"$f":"INDEX(LINEST(AD373:AD374,AB373:AB374,TRUE,FALSE),1)","v":1.0000000000000004E-2},{"$f":"INDEX(LINEST(AD373:AD374,AB373:AB374,TRUE,FALSE),2)","v":64},null,1,500,73,{"$f":"INDEX(LINEST(AJ373:AJ374,AI373:AI374,TRUE,FALSE),1)","v":2.3333333333333331E-2},{"$f":"INDEX(LINEST(AJ373:AJ374,AI373:AI374,TRUE,FALSE),2)","v":61.333333333333336},null,null,1,500,67,{"$f":"INDEX(LINEST(AQ373:AQ374,AP373:AP374,TRUE,FALSE),1)","v":4.6666666666666662E-2},{"$f":"INDEX(LINEST(AQ373:AQ374,AP373:AP374,TRUE,FALSE),2)","v":43.666666666666671},null,1,500,62,null,{"$f":"INDEX(LINEST(AW373:AW374,AV373:AV374,TRUE,FALSE),1)","v":4.6666666666666662E-2},{"$f":"INDEX(LINEST(AW373:AW374,AV373:AV374,TRUE,FALSE),2)","v":38.666666666666671},null,1,500,77,{"$f":"INDEX(LINEST(BD373:BD374,BC373:BC374,TRUE,FALSE),1)","v":2.3333333333333331E-2},{"$f":"INDEX(LINEST(BD373:BD374,BC373:BC374,TRUE,FALSE),2)","v":65.333333333333329}]
[null,4,100,58,null,null,null,4,100,58,null,null,null,4,100,63,null,null,null,null,4,100,62,null,null,null,4,100,null,59,null,null,null,4,100,57,null,null,null,null,4,100,49,null,null,null,4,100,56,null,null,null,null,4,100,65]
[null,4,200,68,{"$f":"INDEX(LINEST(D375:D376,C375:C376,TRUE,FALSE),1)","v":0.1},{"$f":"INDEX(LINEST(D375:D376,C375:C376,TRUE,FALSE),2)","v":48},{"$f":"((($I$35-1)/3)*((E376*$J$35+F376)-(E373*$J$35+F373)))+(E373*$J$35+F373)","v":54.736111111111114},4,200,64,{"$f":"INDEX(LINEST(J375:J376,I375:I376,TRUE,FALSE),1)","v":5.9999999999999991E-2},{"$f":"INDEX(LINEST(J375:J376,I375:I376,TRUE,FALSE),2)","v":52},{"$f":"((($I$35-1)/3)*((K376*$J$35+L376)-(K373*$J$35+L373)))+(K373*$J$35+L373)","v":52.736111111111114},4,200,66,{"$f":"INDEX(LINEST(P375:P376,O375:O376,TRUE,FALSE),1)","v":2.9999999999999995E-2},{"$f":"INDEX(LINEST(P375:P376,O375:O376,TRUE,FALSE),2)","v":60},null,{"$f":"((($I$35-1)/3)*((Q376*$J$35+R376)-(Q373*$J$35+R373)))+(Q373*$J$35+R373)","v":56.787037037037038},4,200,70,{"$f":"INDEX(LINEST(W375:W376,V375:V376,TRUE,FALSE),1)","v":8.0000000000000016E-2},{"$f":"INDEX(LINEST(W375:W376,V375:V376,TRUE,FALSE),2)","v":54},{"$f":"((($I$35-1)/3)*((X376*$J$35+Y376)-(X373*$J$35+Y373)))+(X373*$J$35+Y373)","v":57.736111111111114},4,200,null,68,{"$f":"INDEX(LINEST(AD375:AD376,AB375:AB376,TRUE,FALSE),1)","v":0.09},{"$f":"INDEX(LINEST(AD375:AD376,AB375:AB376,TRUE,FALSE),2)","v":50},{"$f":"((($I$35-1)/3)*((AE376*$J$35+AF376)-(AE373*$J$35+AF373)))+(AE373*$J$35+AF373)","v":64.050925925925924},4,200,63,{"$f":"INDEX(LINEST(AJ375:AJ376,AI375:AI376,TRUE,FALSE),1)","v":5.9999999999999991E-2},{"$f":"INDEX(LINEST(AJ375:AJ376,AI375:AI376,TRUE,FALSE),2)","v":51},{"$f":"((($I$35-1)/3)*((AK376*$J$35+AL376)-(AK373*$J$35+AL373)))+(AK373*$J$35+AL373)","v":60},null,4,200,56,{"$f":"INDEX(LINEST(AQ375:AQ376,AP375:AP376,TRUE,FALSE),1)","v":7.0000000000000021E-2},{"$f":"INDEX(LINEST(AQ375:AQ376,AP375:AP376,TRUE,FALSE),2)","v":42},{"$f":"((($I$35-1)/3)*((AR376*$J$35+AS376)-(AR373*$J$35+AS373)))+(AR373*$J$35+AS373)","v":47.541666666666664},4,200,53,null,{"$f":"INDEX(LINEST(AW375:AW376,AV375:AV376,TRUE,FALSE),1)","v":-2.9999999999999995E-2},{"$f":"INDEX(LINEST(AW375:AW376,AV375:AV376,TRUE,FALSE),2)","v":59},{"$f":"((($I$35-1)/3)*((AY376*$J$35+AZ376)-(AY373*$J$35+AZ373)))+(AY373*$J$35+AZ373)","v":43.481481481481481},4,200,72,{"$f":"INDEX(LINEST(BD375:BD376,BC375:BC376,TRUE,FALSE),1)","v":7.0000000000000021E-2},{"$f":"INDEX(LINEST(BD375:BD376,BC375:BC376,TRUE,FALSE),2)","v":58},{"$f":"((($I$35-1)/3)*((BE376*$J$35+BF376)-(BE373*$J$35+BF373)))+(BE373*$J$35+BF373)","v":66.296296296296291}]
[null,4,500,73,{"$f":"INDEX(LINEST(D376:D377,C376:C377,TRUE,FALSE),1)","v":1.6666666666666666E-2},{"$f":"INDEX(LINEST(D376:D377,C376:C377,TRUE,FALSE),2)","v":64.666666666666671},{"$f":"((($I$35-1)/3)*((E377*$J$35+F377)-(E374*$J$35+F374)))+(E374*$J$35+F374)","v":52.658950617283949},4,500,69,{"$f":"INDEX(LINEST(J376:J377,I376:I377,TRUE,FALSE),1)","v":1.6666666666666666E-2},{"$f":"INDEX(LINEST(J376:J377,I376:I377,TRUE,FALSE),2)","v":60.666666666666664},{"$f":"((($I$35-1)/3)*((K377*$J$35+L377)-(K374*$J$35+L374)))+(K374*$J$35+L374)","v":54.535493827160487},4,500,68,{"$f":"INDEX(LINEST(P376:P377,O376:O377,TRUE,FALSE),1)","v":6.666666666666668E-3},{"$f":"INDEX(LINEST(P376:P377,O376:O377,TRUE,FALSE),2)","v":64.666666666666671},null,{"$f":"((($I$35-1)/3)*((Q377*$J$35+R377)-(Q374*$J$35+R374)))+(Q374*$J$35+R374)","v":59.422839506172842},4,500,72,{"$f":"INDEX(LINEST(W376:W377,V376:V377,TRUE,FALSE),1)","v":6.666666666666668E-3},{"$f":"INDEX(LINEST(W376:W377,V376:V377,TRUE,FALSE),2)","v":68.666666666666671},{"$f":"((($I$35-1)/3)*((X377*$J$35+Y377)-(X374*$J$35+Y374)))+(X374*$J$35+Y374)","v":56.995370370370367},4,500,null,77,{"$f":"INDEX(LINEST(AD376:AD377,AB376:AB377,TRUE,FALSE),1)","v":0.03},{"$f":"INDEX(LINEST(AD376:AD377,AB376:AB377,TRUE,FALSE),2)","v":62},{"$f":"((($I$35-1)/3)*((AE377*$J$35+AF377)-(AE374*$J$35+AF374)))+(AE374*$J$35+AF374)","v":65.398148148148152},4,500,77,{"$f":"INDEX(LINEST(AJ376:AJ377,AI376:AI377,TRUE,FALSE),1)","v":4.6666666666666662E-2},{"$f":"INDEX(LINEST(AJ376:AJ377,AI376:AI377,TRUE,FALSE),2)","v":53.666666666666671},{"$f":"((($I$35-1)/3)*((AK377*$J$35+AL377)-(AK374*$J$35+AL374)))+(AK374*$J$35+AL374)","v":65.257716049382708},null,4,500,70,{"$f":"INDEX(LINEST(AQ376:AQ377,AP376:AP377,TRUE,FALSE),1)","v":4.6666666666666662E-2},{"$f":"INDEX(LINEST(AQ376:AQ377,AP376:AP377,TRUE,FALSE),2)","v":46.666666666666671},{"$f":"((($I$35-1)/3)*((AR377*$J$35+AS377)-(AR374*$J$35+AS374)))+(AR374*$J$35+AS374)","v":50.361111111111114},4,500,63,null,{"$f":"INDEX(LINEST(AW376:AW377,AV376:AV377,TRUE,FALSE),1)","v":3.3333333333333333E-2},{"$f":"INDEX(LINEST(AW376:AW377,AV376:AV377,TRUE,FALSE),2)","v":46.333333333333336},{"$f":"((($I$35-1)/3)*((AY377*$J$35+AZ377)-(AY374*$J$35+AZ374)))+(AY374*$J$35+AZ374)","v":45.089506172839513},4,500,82,{"$f":"INDEX(LINEST(BD376:BD377,BC376:BC377,TRUE,FALSE),1)","v":3.3333333333333333E-2},{"$f":"INDEX(LINEST(BD376:BD377,BC376:BC377,TRUE,FALSE),2)","v":65.333333333333329},{"$f":"((($I$35-1)/3)*((BE377*$J$35+BF377)-(BE374*$J$35+BF374)))+(BE374*$J$35+BF374)","v":68.680555555555557}]
[null,10,100,74,null,null,null,10,100,73,null,null,null,10,100,67,null,null,null,null,10,100,64,null,null,null,10,100,null,62,null,null,null,10,100,59,null,null,null,null,10,100,59,null,null,null,10,100,61,null,null,null,null,10,100,68]
[null,10,200,79,{"$f":"INDEX(LINEST(D378:D379,C378:C379,TRUE,FALSE),1)","v":0.05},{"$f":"INDEX(LINEST(D378:D379,C378:C379,TRUE,FALSE),2)","v":69},{"$f":"((($I$35-4)/6)*((E379*$J$35+F379)-(E376*$J$35+F376)))+(E376*$J$35+F376)","v":55.5625},10,200,75,{"$f":"INDEX(LINEST(J378:J379,I378:I379,TRUE,FALSE),1)","v":2.0000000000000004E-2},{"$f":"INDEX(LINEST(J378:J379,I378:I379,TRUE,FALSE),2)","v":71},{"$f":"((($I$35-4)/6)*((K379*$J$35+L379)-(K376*$J$35+L376)))+(K376*$J$35+L376)","v":53.837962962962962},10,200,71,{"$f":"INDEX(LINEST(P378:P379,O378:O379,TRUE,FALSE),1)","v":4.0000000000000008E-2},{"$f":"INDEX(LINEST(P378:P379,O378:O379,TRUE,FALSE),2)","v":63},null,{"$f":"((($I$35-4)/6)*((Q379*$J$35+R379)-(Q376*$J$35+R376)))+(Q376*$J$35+R376)","v":62.020833333333336},10,200,71,{"$f":"INDEX(LINEST(W378:W379,V378:V379,TRUE,FALSE),1)","v":7.0000000000000021E-2},{"$f":"INDEX(LINEST(W378:W379,V378:V379,TRUE,FALSE),2)","v":57},{"$f":"((($I$35-4)/6)*((X379*$J$35+Y379)-(X376*$J$35+Y376)))+(X376*$J$35+Y376)","v":65.173611111111114},10,200,null,70,{"$f":"INDEX(LINEST(AD378:AD379,AB378:AB379,TRUE,FALSE),1)","v":8.0000000000000016E-2},{"$f":"INDEX(LINEST(AD378:AD379,AB378:AB379,TRUE,FALSE),2)","v":54},{"$f":"((($I$35-4)/6)*((AE379*$J$35+AF379)-(AE376*$J$35+AF376)))+(AE376*$J$35+AF376)","v":62.122685185185183},10,200,66,{"$f":"INDEX(LINEST(AJ378:AJ379,AI378:AI379,TRUE,FALSE),1)","v":7.0000000000000021E-2},{"$f":"INDEX(LINEST(AJ378:AJ379,AI378:AI379,TRUE,FALSE),2)","v":52},{"$f":"((($I$35-4)/6)*((AK379*$J$35+AL379)-(AK376*$J$35+AL376)))+(AK376*$J$35+AL376)","v":58.622685185185183},null,10,200,62,{"$f":"INDEX(LINEST(AQ378:AQ379,AP378:AP379,TRUE,FALSE),1)","v":2.9999999999999995E-2},{"$f":"INDEX(LINEST(AQ378:AQ379,AP378:AP379,TRUE,FALSE),2)","v":56},{"$f":"((($I$35-4)/6)*((AR379*$J$35+AS379)-(AR376*$J$35+AS376)))+(AR376*$J$35+AS376)","v":48.092592592592595},10,200,62,null,{"$f":"INDEX(LINEST(AW378:AW379,AV378:AV379,TRUE,FALSE),1)","v":1.0000000000000002E-2},{"$f":"INDEX(LINEST(AW378:AW379,AV378:AV379,TRUE,FALSE),2)","v":60},{"$f":"((($I$35-4)/6)*((AY379*$J$35+AZ379)-(AY376*$J$35+AZ376)))+(AY376*$J$35+AZ376)","v":50.643518518518519},10,200,74,{"$f":"INDEX(LINEST(BD378:BD379,BC378:BC379,TRUE,FALSE),1)","v":5.9999999999999991E-2},{"$f":"INDEX(LINEST(BD378:BD379,BC378:BC379,TRUE,FALSE),2)","v":62},{"$f":"((($I$35-4)/6)*((BE379*$J$35+BF379)-(BE376*$J$35+BF376)))+(BE376*$J$35+BF376)","v":67.12268518518519}]
[null,10,500,87,{"$f":"INDEX(LINEST(D379:D380,C379:C380,TRUE,FALSE),1)","v":2.6666666666666672E-2},{"$f":"INDEX(LINEST(D379:D380,C379:C380,TRUE,FALSE),2)","v":73.666666666666657},{"$f":"((($I$35-4)/6)*((E380*$J$35+F380)-(E377*$J$35+F377)))+(E377*$J$35+F377)","v":61.381944444444457},10,500,82,{"$f":"INDEX(LINEST(J379:J380,I379:I380,TRUE,FALSE),1)","v":2.3333333333333331E-2},{"$f":"INDEX(LINEST(J379:J380,I379:I380,TRUE,FALSE),2)","v":70.333333333333329},{"$f":"((($I$35-4)/6)*((K380*$J$35+L380)-(K377*$J$35+L377)))+(K377*$J$35+L377)","v":57.29012345679012},10,500,78,{"$f":"INDEX(LINEST(P379:P380,O379:O380,TRUE,FALSE),1)","v":2.3333333333333331E-2},{"$f":"INDEX(LINEST(P379:P380,O379:O380,TRUE,FALSE),2)","v":66.333333333333329},null,{"$f":"((($I$35-4)/6)*((Q380*$J$35+R380)-(Q377*$J$35+R377)))+(Q377*$J$35+R377)","v":63.371141975308653},10,500,76,{"$f":"INDEX(LINEST(W379:W380,V379:V380,TRUE,FALSE),1)","v":1.6666666666666666E-2},{"$f":"INDEX(LINEST(W379:W380,V379:V380,TRUE,FALSE),2)","v":67.666666666666671},{"$f":"((($I$35-4)/6)*((X380*$J$35+Y380)-(X377*$J$35+Y377)))+(X377*$J$35+Y377)","v":69.391203703703709},10,500,null,78,{"$f":"INDEX(LINEST(AD379:AD380,AB379:AB380,TRUE,FALSE),1)","v":2.6666666666666672E-2},{"$f":"INDEX(LINEST(AD379:AD380,AB379:AB380,TRUE,FALSE),2)","v":64.666666666666657},{"$f":"((($I$35-4)/6)*((AE380*$J$35+AF380)-(AE377*$J$35+AF377)))+(AE377*$J$35+AF377)","v":65.306327160493836},10,500,75,{"$f":"INDEX(LINEST(AJ379:AJ380,AI379:AI380,TRUE,FALSE),1)","v":0.03},{"$f":"INDEX(LINEST(AJ379:AJ380,AI379:AI380,TRUE,FALSE),2)","v":60},{"$f":"((($I$35-4)/6)*((AK380*$J$35+AL380)-(AK377*$J$35+AL377)))+(AK377*$J$35+AL377)","v":58.554783950617292},null,10,500,73,{"$f":"INDEX(LINEST(AQ379:AQ380,AP379:AP380,TRUE,FALSE),1)","v":3.6666666666666674E-2},{"$f":"INDEX(LINEST(AQ379:AQ380,AP379:AP380,TRUE,FALSE),2)","v":54.666666666666664},{"$f":"((($I$35-4)/6)*((AR380*$J$35+AS380)-(AR377*$J$35+AS377)))+(AR377*$J$35+AS377)","v":50.085648148148159},10,500,71,null,{"$f":"INDEX(LINEST(AW379:AW380,AV379:AV380,TRUE,FALSE),1)","v":0.03},{"$f":"INDEX(LINEST(AW379:AW380,AV379:AV380,TRUE,FALSE),2)","v":56},{"$f":"((($I$35-4)/6)*((AY380*$J$35+AZ380)-(AY377*$J$35+AZ377)))+(AY377*$J$35+AZ377)","v":46.283179012345684},10,500,82,{"$f":"INDEX(LINEST(BD379:BD380,BC379:BC380,TRUE,FALSE),1)","v":2.6666666666666672E-2},{"$f":"INDEX(LINEST(BD379:BD380,BC379:BC380,TRUE,FALSE),2)","v":68.666666666666657},{"$f":"((($I$35-4)/6)*((BE380*$J$35+BF380)-(BE377*$J$35+BF377)))+(BE377*$J$35+BF377)","v":69.047839506172835}]
[]
["1200x400",1,100,{"$f":"D362+2","v":57},null,null,null,1,100,{"$f":"J362+2","v":52},null,null,null,1,100,{"$f":"P362+2","v":55},null,null,null,null,1,100,{"$f":"W362+2","v":58},null,null,null,1,100,null,{"$f":"AD362+2","v":63},null,null,null,1,100,{"$f":"AJ362+2","v":55},null,null,null,null,1,100,{"$f":"AQ362+2","v":44},null,null,null,1,100,{"$f":"AW362+2","v":42},null,null,null,null,1,100,{"$f":"BD362+2","v":64}]
[null,1,200,{"$f":"D363+2","v":56},{"$f":"INDEX(LINEST(D382:D383,C382:C383,TRUE,FALSE),1)","v":-1.0000000000000002E-2},{"$f":"INDEX(LINEST(D382:D383,C382:C383,TRUE,FALSE),2)","v":58},null,1,200,{"$f":"J363+2","v":57},{"$f":"INDEX(LINEST(J382:J383,I382:I383,TRUE,FALSE),1)","v":0.05},{"$f":"INDEX(LINEST(J382:J383,I382:I383,TRUE,FALSE),2)","v":47},null,1,200,{"$f":"P363+2","v":62},{"$f":"INDEX(LINEST(P382:P383,O382:O383,TRUE,FALSE),1)","v":7.0000000000000021E-2},{"$f":"INDEX(LINEST(P382:P383,O382:O383,TRUE,FALSE),2)","v":48},null,null,1,200,{"$f":"W363+2","v":61},{"$f":"INDEX(LINEST(W382:W383,V382:V383,TRUE,FALSE),1)","v":2.9999999999999995E-2},{"$f":"INDEX(LINEST(W382:W383,V382:V383,TRUE,FALSE),2)","v":55},null,1,200,null,{"$f":"AD363+2","v":67},{"$f":"INDEX(LINEST(AD382:AD383,AB382:AB383,TRUE,FALSE),1)","v":4.0000000000000008E-2},{"$f":"INDEX(LINEST(AD382:AD383,AB382:AB383,TRUE,FALSE),2)","v":59},null,1,200,{"$f":"AJ363+2","v":67},{"$f":"INDEX(LINEST(AJ382:AJ383,AI382:AI383,TRUE,FALSE),1)","v":0.11999999999999998},{"$f":"INDEX(LINEST(AJ382:AJ383,AI382:AI383,TRUE,FALSE),2)","v":43},null,null,1,200,{"$f":"AQ363+2","v":54},{"$f":"INDEX(LINEST(AQ382:AQ383,AP382:AP383,TRUE,FALSE),1)","v":0.1},{"$f":"INDEX(LINEST(AQ382:AQ383,AP382:AP383,TRUE,FALSE),2)","v":34},null,1,200,{"$f":"AW363+2","v":49},null,{"$f":"INDEX(LINEST(AW382:AW383,AV382:AV383,TRUE,FALSE),1)","v":7.0000000000000021E-2},{"$f":"INDEX(LINEST(AW382:AW383,AV382:AV383,TRUE,FALSE),2)","v":35},null,1,200,{"$f":"BD363+2","v":71},{"$f":"INDEX(LINEST(BD382:BD383,BC382:BC383,TRUE,FALSE),1)","v":7.0000000000000021E-2},{"$f":"INDEX(LINEST(BD382:BD383,BC382:BC383,TRUE,FALSE),2)","v":57}]
[null,1,500,62,{"$f":"INDEX(LINEST(D383:D384,C383:C384,TRUE,FALSE),1)","v":2.0000000000000007E-2},{"$f":"INDEX(LINEST(D383:D384,C383:C384,TRUE,FALSE),2)","v":52},null,1,500,61,{"$f":"INDEX(LINEST(J383:J384,I383:I384,TRUE,FALSE),1)","v":1.3333333333333336E-2},{"$f":"INDEX(LINEST(J383:J384,I383:I384,TRUE,FALSE),2)","v":54.333333333333329},null,1,500,68,{"$f":"INDEX(LINEST(P383:P384,O383:O384,TRUE,FALSE),1)","v":2.0000000000000007E-2},{"$f":"INDEX(LINEST(P383:P384,O383:O384,TRUE,FALSE),2)","v":58},null,null,1,500,72,{"$f":"INDEX(LINEST(W383:W384,V383:V384,TRUE,FALSE),1)","v":3.6666666666666674E-2},{"$f":"INDEX(LINEST(W383:W384,V383:V384,TRUE,FALSE),2)","v":53.666666666666664},null,1,500,null,70,{"$f":"INDEX(LINEST(AD383:AD384,AB383:AB384,TRUE,FALSE),1)","v":1.0000000000000004E-2},{"$f":"INDEX(LINEST(AD383:AD384,AB383:AB384,TRUE,FALSE),2)","v":65},null,1,500,74,{"$f":"INDEX(LINEST(AJ383:AJ384,AI383:AI384,TRUE,FALSE),1)","v":2.3333333333333331E-2},{"$f":"INDEX(LINEST(AJ383:AJ384,AI383:AI384,TRUE,FALSE),2)","v":62.333333333333336},null,null,1,500,68,{"$f":"INDEX(LINEST(AQ383:AQ384,AP383:AP384,TRUE,FALSE),1)","v":4.6666666666666662E-2},{"$f":"INDEX(LINEST(AQ383:AQ384,AP383:AP384,TRUE,FALSE),2)","v":44.666666666666671},null,1,500,63,null,{"$f":"INDEX(LINEST(AW383:AW384,AV383:AV384,TRUE,FALSE),1)","v":4.6666666666666662E-2},{"$f":"INDEX(LINEST(AW383:AW384,AV383:AV384,TRUE,FALSE),2)","v":39.666666666666671},null,1,500,78,{"$f":"INDEX(LINEST(BD383:BD384,BC383:BC384,TRUE,FALSE),1)","v":2.3333333333333331E-2},{"$f":"INDEX(LINEST(BD383:BD384,BC383:BC384,TRUE,FALSE),2)","v":66.333333333333329}]
[null,4,100,59,null,null,null,4,100,59,null,null,null,4,100,64,null,null,null,null,4,100,63,null,null,null,4,100,null,60,null,null,null,4,100,58,null,null,null,null,4,100,50,null,null,null,4,100,57,null,null,null,null,4,100,66]
[null,4,200,69,{"$f":"INDEX(LINEST(D385:D386,C385:C386,TRUE,FALSE),1)","v":0.1},{"$f":"INDEX(LINEST(D385:D386,C385:C386,TRUE,FALSE),2)","v":49},{"$f":"((($I$36-1)/3)*((E386*$J$36+F386)-(E383*$J$36+F383)))+(E383*$J$36+F383)","v":55.44675925925926},4,200,65,{"$f":"INDEX(LINEST(J385:J386,I385:I386,TRUE,FALSE),1)","v":5.9999999999999991E-2},{"$f":"INDEX(LINEST(J385:J386,I385:I386,TRUE,FALSE),2)","v":53},{"$f":"((($I$36-1)/3)*((K386*$J$36+L386)-(K383*$J$36+L383)))+(K383*$J$36+L383)","v":53.44675925925926},4,200,67,{"$f":"INDEX(LINEST(P385:P386,O385:O386,TRUE,FALSE),1)","v":2.9999999999999995E-2},{"$f":"INDEX(LINEST(P385:P386,O385:O386,TRUE,FALSE),2)","v":61},null,{"$f":"((($I$36-1)/3)*((Q386*$J$36+R386)-(Q383*$J$36+R383)))+(Q383*$J$36+R383)","v":57.516975308641975},4,200,71,{"$f":"INDEX(LINEST(W385:W386,V385:V386,TRUE,FALSE),1)","v":8.0000000000000016E-2},{"$f":"INDEX(LINEST(W385:W386,V385:V386,TRUE,FALSE),2)","v":55},{"$f":"((($I$36-1)/3)*((X386*$J$36+Y386)-(X383*$J$36+Y383)))+(X383*$J$36+Y383)","v":58.44675925925926},4,200,null,69,{"$f":"INDEX(LINEST(AD385:AD386,AB385:AB386,TRUE,FALSE),1)","v":0.09},{"$f":"INDEX(LINEST(AD385:AD386,AB385:AB386,TRUE,FALSE),2)","v":51},{"$f":"((($I$36-1)/3)*((AE386*$J$36+AF386)-(AE383*$J$36+AF383)))+(AE383*$J$36+AF383)","v":65.070216049382722},4,200,64,{"$f":"INDEX(LINEST(AJ385:AJ386,AI385:AI386,TRUE,FALSE),1)","v":5.9999999999999991E-2},{"$f":"INDEX(LINEST(AJ385:AJ386,AI385:AI386,TRUE,FALSE),2)","v":52},{"$f":"((($I$36-1)/3)*((AK386*$J$36+AL386)-(AK383*$J$36+AL383)))+(AK383*$J$36+AL383)","v":61},null,4,200,57,{"$f":"INDEX(LINEST(AQ385:AQ386,AP385:AP386,TRUE,FALSE),1)","v":7.0000000000000021E-2},{"$f":"INDEX(LINEST(AQ385:AQ386,AP385:AP386,TRUE,FALSE),2)","v":43},{"$f":"((($I$36-1)/3)*((AR386*$J$36+AS386)-(AR383*$J$36+AS383)))+(AR383*$J$36+AS383)","v":48.368055555555557},4,200,54,null,{"$f":"INDEX(LINEST(AW385:AW386,AV385:AV386,TRUE,FALSE),1)","v":-2.9999999999999995E-2},{"$f":"INDEX(LINEST(AW385:AW386,AV385:AV386,TRUE,FALSE),2)","v":60},{"$f":"((($I$36-1)/3)*((AY386*$J$36+AZ386)-(AY383*$J$36+AZ383)))+(AY383*$J$36+AZ383)","v":44.095679012345677},4,200,73,{"$f":"INDEX(LINEST(BD385:BD386,BC385:BC386,TRUE,FALSE),1)","v":7.0000000000000021E-2},{"$f":"INDEX(LINEST(BD385:BD386,BC385:BC386,TRUE,FALSE),2)","v":59},{"$f":"((($I$36-1)/3)*((BE386*$J$36+BF386)-(BE383*$J$36+BF383)))+(BE383*$J$36+BF383)","v":67.21913580246914}]
[null,4,500,74,{"$f":"INDEX(LINEST(D386:D387,C386:C387,TRUE,FALSE),1)","v":1.6666666666666666E-2},{"$f":"INDEX(LINEST(D386:D387,C386:C387,TRUE,FALSE),2)","v":65.666666666666671},{"$f":"((($I$36-1)/3)*((E387*$J$36+F387)-(E384*$J$36+F384)))+(E384*$J$36+F384)","v":53.150977366255141},4,500,70,{"$f":"INDEX(LINEST(J386:J387,I386:I387,TRUE,FALSE),1)","v":1.6666666666666666E-2},{"$f":"INDEX(LINEST(J386:J387,I386:I387,TRUE,FALSE),2)","v":61.666666666666664},{"$f":"((($I$36-1)/3)*((K387*$J$36+L387)-(K384*$J$36+L384)))+(K384*$J$36+L384)","v":55.233281893004111},4,500,69,{"$f":"INDEX(LINEST(P386:P387,O386:O387,TRUE,FALSE),1)","v":6.666666666666668E-3},{"$f":"INDEX(LINEST(P386:P387,O386:O387,TRUE,FALSE),2)","v":65.666666666666671},null,{"$f":"((($I$36-1)/3)*((Q387*$J$36+R387)-(Q384*$J$36+R384)))+(Q384*$J$36+R384)","v":60.204218106995881},4,500,73,{"$f":"INDEX(LINEST(W386:W387,V386:V387,TRUE,FALSE),1)","v":6.666666666666668E-3},{"$f":"INDEX(LINEST(W386:W387,V386:V387,TRUE,FALSE),2)","v":69.666666666666671},{"$f":"((($I$36-1)/3)*((X387*$J$36+Y387)-(X384*$J$36+Y384)))+(X384*$J$36+Y384)","v":57.551697530864196},4,500,null,78,{"$f":"INDEX(LINEST(AD386:AD387,AB386:AB387,TRUE,FALSE),1)","v":0.03},{"$f":"INDEX(LINEST(AD386:AD387,AB386:AB387,TRUE,FALSE),2)","v":63},{"$f":"((($I$36-1)/3)*((AE387*$J$36+AF387)-(AE384*$J$36+AF384)))+(AE384*$J$36+AF384)","v":66.35956790123457},4,500,78,{"$f":"INDEX(LINEST(AJ386:AJ387,AI386:AI387,TRUE,FALSE),1)","v":4.6666666666666662E-2},{"$f":"INDEX(LINEST(AJ386:AJ387,AI386:AI387,TRUE,FALSE),2)","v":54.666666666666671},{"$f":"((($I$36-1)/3)*((AK387*$J$36+AL387)-(AK384*$J$36+AL384)))+(AK384*$J$36+AL384)","v":66.418467078189295},null,4,500,71,{"$f":"INDEX(LINEST(AQ386:AQ387,AP386:AP387,TRUE,FALSE),1)","v":4.6666666666666662E-2},{"$f":"INDEX(LINEST(AQ386:AQ387,AP386:AP387,TRUE,FALSE),2)","v":47.666666666666671},{"$f":"((($I$36-1)/3)*((AR387*$J$36+AS387)-(AR384*$J$36+AS384)))+(AR384*$J$36+AS384)","v":51.245370370370374},4,500,64,null,{"$f":"INDEX(LINEST(AW386:AW387,AV386:AV387,TRUE,FALSE),1)","v":3.3333333333333333E-2},{"$f":"INDEX(LINEST(AW386:AW387,AV386:AV387,TRUE,FALSE),2)","v":47.333333333333336},{"$f":"((($I$36-1)/3)*((AY387*$J$36+AZ387)-(AY384*$J$36+AZ384)))+(AY384*$J$36+AZ384)","v":45.87088477366256},4,500,83,{"$f":"INDEX(LINEST(BD386:BD387,BC386:BC387,TRUE,FALSE),1)","v":3.3333333333333333E-2},{"$f":"INDEX(LINEST(BD386:BD387,BC386:BC387,TRUE,FALSE),2)","v":66.333333333333329},{"$f":"((($I$36-1)/3)*((BE387*$J$36+BF387)-(BE384*$J$36+BF384)))+(BE384*$J$36+BF384)","v":69.622685185185176}]
[null,10,100,75,null,null,null,10,100,74,null,null,null,10,100,68,null,null,null,null,10,100,65,null,null,null,10,100,null,63,null,null,null,10,100,60,null,null,null,null,10,100,60,null,null,null,10,100,62,null,null,null,null,10,100,69]
[null,10,200,80,{"$f":"INDEX(LINEST(D388:D389,C388:C389,TRUE,FALSE),1)","v":0.05},{"$f":"INDEX(LINEST(D388:D389,C388:C389,TRUE,FALSE),2)","v":70},{"$f":"((($I$36-4)/6)*((E389*$J$36+F389)-(E386*$J$36+F386)))+(E386*$J$36+F386)","v":56.302083333333336},10,200,76,{"$f":"INDEX(LINEST(J388:J389,I388:I389,TRUE,FALSE),1)","v":2.0000000000000004E-2},{"$f":"INDEX(LINEST(J388:J389,I388:I389,TRUE,FALSE),2)","v":72},{"$f":"((($I$36-4)/6)*((K389*$J$36+L389)-(K386*$J$36+L386)))+(K386*$J$36+L386)","v":54.58719135802469},10,200,72,{"$f":"INDEX(LINEST(P388:P389,O388:O389,TRUE,FALSE),1)","v":4.0000000000000008E-2},{"$f":"INDEX(LINEST(P388:P389,O388:O389,TRUE,FALSE),2)","v":64},null,{"$f":"((($I$36-4)/6)*((Q389*$J$36+R389)-(Q386*$J$36+R386)))+(Q386*$J$36+R386)","v":62.934027777777779},10,200,72,{"$f":"INDEX(LINEST(W388:W389,V388:V389,TRUE,FALSE),1)","v":7.0000000000000021E-2},{"$f":"INDEX(LINEST(W388:W389,V388:V389,TRUE,FALSE),2)","v":58},{"$f":"((($I$36-4)/6)*((X389*$J$36+Y389)-(X386*$J$36+Y386)))+(X386*$J$36+Y386)","v":66.144675925925924},10,200,null,71,{"$f":"INDEX(LINEST(AD388:AD389,AB388:AB389,TRUE,FALSE),1)","v":8.0000000000000016E-2},{"$f":"INDEX(LINEST(AD388:AD389,AB388:AB389,TRUE,FALSE),2)","v":55},{"$f":"((($I$36-4)/6)*((AE389*$J$36+AF389)-(AE386*$J$36+AF386)))+(AE386*$J$36+AF386)","v":63.074459876543209},10,200,67,{"$f":"INDEX(LINEST(AJ388:AJ389,AI388:AI389,TRUE,FALSE),1)","v":7.0000000000000021E-2},{"$f":"INDEX(LINEST(AJ388:AJ389,AI388:AI389,TRUE,FALSE),2)","v":53},{"$f":"((($I$36-4)/6)*((AK389*$J$36+AL389)-(AK386*$J$36+AL386)))+(AK386*$J$36+AL386)","v":59.574459876543209},null,10,200,63,{"$f":"INDEX(LINEST(AQ388:AQ389,AP388:AP389,TRUE,FALSE),1)","v":2.9999999999999995E-2},{"$f":"INDEX(LINEST(AQ388:AQ389,AP388:AP389,TRUE,FALSE),2)","v":57},{"$f":"((($I$36-4)/6)*((AR389*$J$36+AS389)-(AR386*$J$36+AS386)))+(AR386*$J$36+AS386)","v":48.938271604938272},10,200,63,null,{"$f":"INDEX(LINEST(AW388:AW389,AV388:AV389,TRUE,FALSE),1)","v":1.0000000000000002E-2},{"$f":"INDEX(LINEST(AW388:AW389,AV388:AV389,TRUE,FALSE),2)","v":61},{"$f":"((($I$36-4)/6)*((AY389*$J$36+AZ389)-(AY386*$J$36+AZ386)))+(AY386*$J$36+AZ386)","v":51.508487654320987},10,200,75,{"$f":"INDEX(LINEST(BD388:BD389,BC388:BC389,TRUE,FALSE),1)","v":5.9999999999999991E-2},{"$f":"INDEX(LINEST(BD388:BD389,BC388:BC389,TRUE,FALSE),2)","v":63},{"$f":"((($I$36-4)/6)*((BE389*$J$36+BF389)-(BE386*$J$36+BF386)))+(BE386*$J$36+BF386)","v":68.074459876543216}]
[null,10,500,88,{"$f":"INDEX(LINEST(D389:D390,C389:C390,TRUE,FALSE),1)","v":2.6666666666666672E-2},{"$f":"INDEX(LINEST(D389:D390,C389:C390,TRUE,FALSE),2)","v":74.666666666666657},{"$f":"((($I$36-4)/6)*((E390*$J$36+F390)-(E387*$J$36+F387)))+(E387*$J$36+F387)","v":62.179398148148159},10,500,83,{"$f":"INDEX(LINEST(J389:J390,I389:I390,TRUE,FALSE),1)","v":2.3333333333333331E-2},{"$f":"INDEX(LINEST(J389:J390,I389:I390,TRUE,FALSE),2)","v":71.333333333333329},{"$f":"((($I$36-4)/6)*((K390*$J$36+L390)-(K387*$J$36+L387)))+(K387*$J$36+L387)","v":58.084362139917687},10,500,79,{"$f":"INDEX(LINEST(P389:P390,O389:O390,TRUE,FALSE),1)","v":2.3333333333333331E-2},{"$f":"INDEX(LINEST(P389:P390,O389:O390,TRUE,FALSE),2)","v":67.333333333333329},null,{"$f":"((($I$36-4)/6)*((Q390*$J$36+R390)-(Q387*$J$36+R387)))+(Q387*$J$36+R387)","v":64.29076646090536},10,500,77,{"$f":"INDEX(LINEST(W389:W390,V389:V390,TRUE,FALSE),1)","v":1.6666666666666666E-2},{"$f":"INDEX(LINEST(W389:W390,V389:V390,TRUE,FALSE),2)","v":68.666666666666671},{"$f":"((($I$36-4)/6)*((X390*$J$36+Y390)-(X387*$J$36+Y387)))+(X387*$J$36+Y387)","v":70.381558641975317},10,500,null,79,{"$f":"INDEX(LINEST(AD389:AD390,AB389:AB390,TRUE,FALSE),1)","v":2.6666666666666672E-2},{"$f":"INDEX(LINEST(AD389:AD390,AB389:AB390,TRUE,FALSE),2)","v":65.666666666666657},{"$f":"((($I$36-4)/6)*((AE390*$J$36+AF390)-(AE387*$J$36+AF387)))+(AE387*$J$36+AF387)","v":66.264531893004119},10,500,76,{"$f":"INDEX(LINEST(AJ389:AJ390,AI389:AI390,TRUE,FALSE),1)","v":0.03},{"$f":"INDEX(LINEST(AJ389:AJ390,AI389:AI390,TRUE,FALSE),2)","v":61},{"$f":"((($I$36-4)/6)*((AK390*$J$36+AL390)-(AK387*$J$36+AL387)))+(AK387*$J$36+AL387)","v":59.480838477366262},null,10,500,74,{"$f":"INDEX(LINEST(AQ389:AQ390,AP389:AP390,TRUE,FALSE),1)","v":3.6666666666666674E-2},{"$f":"INDEX(LINEST(AQ389:AQ390,AP389:AP390,TRUE,FALSE),2)","v":55.666666666666664},{"$f":"((($I$36-4)/6)*((AR390*$J$36+AS390)-(AR387*$J$36+AS387)))+(AR387*$J$36+AS387)","v":50.96026234567902},10,500,72,null,{"$f":"INDEX(LINEST(AW389:AW390,AV389:AV390,TRUE,FALSE),1)","v":0.03},{"$f":"INDEX(LINEST(AW389:AW390,AV389:AV390,TRUE,FALSE),2)","v":57},{"$f":"((($I$36-4)/6)*((AY390*$J$36+AZ390)-(AY387*$J$36+AZ387)))+(AY387*$J$36+AZ387)","v":47.106352880658442},10,500,83,{"$f":"INDEX(LINEST(BD389:BD390,BC389:BC390,TRUE,FALSE),1)","v":2.6666666666666672E-2},{"$f":"INDEX(LINEST(BD389:BD390,BC389:BC390,TRUE,FALSE),2)","v":69.666666666666657},{"$f":"((($I$36-4)/6)*((BE390*$J$36+BF390)-(BE387*$J$36+BF387)))+(BE387*$J$36+BF387)","v":70.002829218106996}]

{"sheet":"VRF-WAbstrOhneDS","index":8,"n_rows":390,"n_cols":55,"rows_kept":390,"cut":false,"hidden":true,"merged":[[0,63,0,69]]}
["Abmessungen:",null,null,null,null,null,null,"VMax Auslegung:",null,null,"Schallleistungspegel Abstrahlung ohne Dämmschale:"]
["Alpha Max","NW BxH","Breite licht [m]","Höhe licht [m]","LänG$e [m]","Querschnittfl.","Mantelfl.","VMax","cMax","Dp ",63,125,250,500,1000,2000,4000,8000," S LWA"]
[75,"200x100",{"$f":"(MID(B3,1,3)/1000)-0","v":0.2},{"$f":"(MID(B3,5,3)/1000)-0","v":0.1},135,{"$f":"C3*D3","v":2.0000000000000004E-2},{"$f":"2*C3*E3+2*D3*E3","v":81},{"$f":"VMax","v":1000},{"$f":"H3/(F3*3600)","v":13.888888888888886},{"$f":"dp","v":150},{"$f":"IF(AND($I3<4,$J3<=200),$G56,IF(AND($I3<4,$J3>200),$G57,IF(AND($I3>4,$J3<=200),$G59,$G60)))","v":79.990740740740733},{"$f":"IF(AND($I3<4,$J3<=200),$M56,IF(AND($I3<4,$J3>200),$M57,IF(AND($I3>4,$J3<=200),$M59,$M60)))","v":77.194444444444429},{"$f":"IF(AND($I3<4,$J3<=200),$S56,IF(AND($I3<4,$J3>200),$S57,IF(AND($I3>4,$J3<=200),$S59,$S60)))","v":65.277777777777771},{"$f":"IF(AND($I3<4,$J3<=200),$Y56,IF(AND($I3<4,$J3>200),$Y57,IF(AND($I3>4,$J3<=200),$Y59,$Y60)))","v":55.101851851851848},{"$f":"IF(AND($I3<4,$J3<=200),$AE56,IF(AND($I3<4,$J3>200),$AE57,IF(AND($I3>4,$J3<=200),$AE59,$AE60)))","v":54.277777777777771},{"$f":"IF(AND($I3<4,$J3<=200),$AK56,IF(AND($I3<4,$J3>200),$AK57,IF(AND($I3>4,$J3<=200),$AK59,$AK60)))","v":50.129629629629626},{"$f":"IF(AND($I3<4,$J3<=200),$AQ56,IF(AND($I3<4,$J3>200),$AQ57,IF(AND($I3>4,$J3<=200),$AQ59,$AQ60)))","v":43.185185185185183},{"$f":"IF(AND($I3<4,$J3<=200),$AW56,IF(AND($I3<4,$J3>200),$AW57,IF(AND($I3>4,$J3<=200),$AW59,$AW60)))","v":42.185185185185183},{"$f":"IF(AND($I3<4,$J3<=200),$BC56,IF(AND($I3<4,$J3>200),$BC57,IF(AND($I3>4,$J3<=200),$BC59,$BC60)))","v":63.101851851851848}]
[75,"300x100",0.3,0.1,135,0.03,108,1000,9.2592592592592595,150,{"$f":"IF(AND($I4<4,$J4<=200),$G66,IF(AND($I4<4,$J4>200),$G67,IF(AND($I4>4,$J4<=200),$G69,$G70)))","v":67.716049382716051},{"$f":"IF(AND($I4<4,$J4<=200),$M66,IF(AND($I4<4,$J4>200),$M67,IF(AND($I4>4,$J4<=200),$M69,$M70)))","v":66.462962962962962},{"$f":"IF(AND($I4<4,$J4<=200),$S66,IF(AND($I4<4,$J4>200),$S67,IF(AND($I4>4,$J4<=200),$S69,$S70)))","v":58.018518518518519},{"$f":"IF(AND($I4<4,$J4<=200),$Y66,IF(AND($I4<4,$J4>200),$Y67,IF(AND($I4>4,$J4<=200),$Y69,$Y70)))","v":47.456790123456791},{"$f":"IF(AND($I4<4,$J4<=200),$AE66,IF(AND($I4<4,$J4>200),$AE67,IF(AND($I4>4,$J4<=200),$AE69,$AE70)))","v":47.018518518518519},{"$f":"IF(AND($I4<4,$J4<=200),$AK66,IF(AND($I4<4,$J4>200),$AK67,IF(AND($I4>4,$J4<=200),$AK69,$AK70)))","v":43.641975308641975},{"$f":"IF(AND($I4<4,$J4<=200),$AQ66,IF(AND($I4<4,$J4>200),$AQ67,IF(AND($I4>4,$J4<=200),$AQ69,$AQ70)))","v":39.012345679012348},{"$f":"IF(AND($I4<4,$J4<=200),$AW66,IF(AND($I4<4,$J4>200),$AW67,IF(AND($I4>4,$J4<=200),$AW69,$AW70)))","v":38.012345679012348},{"$f":"IF(AND($I4<4,$J4<=200),$BC66,IF(AND($I4<4,$J4>200),$BC67,IF(AND($I4>4,$J4<=200),$BC69,$BC70)))","v":55.456790123456791}]
[75,"400x100",0.4,0.1,135,4.0000000000000008E-2,135,1000,6.9444444444444429,150,{"$f":"IF(AND($I5<4,$J5<=200),$G76,IF(AND($I5<4,$J5>200),$G77,IF(AND($I5>4,$J5<=200),$G79,$G80)))","v":61.578703703703695},{"$f":"IF(AND($I5<4,$J5<=200),$M76,IF(AND($I5<4,$J5>200),$M77,IF(AND($I5>4,$J5<=200),$M79,$M80)))","v":61.097222222222214},{"$f":"IF(AND($I5<4,$J5<=200),S76,IF(AND($I5<4,$J5>200),S77,IF(AND($I5>4,$J5<=200),S79,S80)))","v":54.388888888888886},{"$f":"IF(AND($I5<4,$J5<=200),Y76,IF(AND($I5<4,$J5>200),Y77,IF(AND($I5>4,$J5<=200),Y79,Y80)))","v":43.634259259259252},{"$f":"IF(AND($I5<4,$J5<=200),AE76,IF(AND($I5<4,$J5>200),AE77,IF(AND($I5>4,$J5<=200),AE79,AE80)))","v":43.388888888888886},{"$f":"IF(AND($I5<4,$J5<=200),AK76,IF(AND($I5<4,$J5>200),AK77,IF(AND($I5>4,$J5<=200),AK79,AK80)))","v":40.398148148148145},{"$f":"IF(AND($I5<4,$J5<=200),AQ76,IF(AND($I5<4,$J5>200),AQ77,IF(AND($I5>4,$J5<=200),AQ79,AQ80)))","v":36.925925925925924},{"$f":"IF(AND($I5<4,$J5<=200),AW76,IF(AND($I5<4,$J5>200),AW77,IF(AND($I5>4,$J5<=200),AW79,AW80)))","v":35.925925925925924},{"$f":"IF(AND($I5<4,$J5<=200),BC76,IF(AND($I5<4,$J5>200),BC77,IF(AND($I5>4,$J5<=200),BC79,BC80)))","v":51.634259259259252}]
[75,"500x100",0.5,0.1,135,0.05,162,1000,5.5555555555555554,150,{"$f":"IF(AND($I6<4,$J6<=200),$G86,IF(AND($I6<4,$J6>200),$G87,IF(AND($I6>4,$J6<=200),$G89,$G90)))","v":58.296296296296298},{"$f":"IF(AND($I6<4,$J6<=200),$M86,IF(AND($I6<4,$J6>200),$M87,IF(AND($I6>4,$J6<=200),$M89,$M90)))","v":58.277777777777779},{"$f":"IF(AND($I6<4,$J6<=200),S86,IF(AND($I6<4,$J6>200),S87,IF(AND($I6>4,$J6<=200),S89,S90)))","v":52.611111111111114},{"$f":"IF(AND($I6<4,$J6<=200),Y86,IF(AND($I6<4,$J6>200),Y87,IF(AND($I6>4,$J6<=200),Y89,Y90)))","v":41.74074074074074},{"$f":"IF(AND($I6<4,$J6<=200),AE86,IF(AND($I6<4,$J6>200),AE87,IF(AND($I6>4,$J6<=200),AE89,AE90)))","v":41.611111111111114},{"$f":"IF(AND($I6<4,$J6<=200),AK86,IF(AND($I6<4,$J6>200),AK87,IF(AND($I6>4,$J6<=200),AK89,AK90)))","v":38.851851851851855},{"$f":"IF(AND($I6<4,$J6<=200),AQ86,IF(AND($I6<4,$J6>200),AQ87,IF(AND($I6>4,$J6<=200),AQ89,AQ90)))","v":36.074074074074076},{"$f":"IF(AND($I6<4,$J6<=200),AW86,IF(AND($I6<4,$J6>200),AW87,IF(AND($I6>4,$J6<=200),AW89,AW90)))","v":35.074074074074076},{"$f":"IF(AND($I6<4,$J6<=200),BC86,IF(AND($I6<4,$J6>200),BC87,IF(AND($I6>4,$J6<=200),BC89,BC90)))","v":49.74074074074074}]
[75,"600x100",0.6,0.1,135,0.06,189,1000,4.6296296296296298,150,{"$f":"IF(AND($I7<4,$J7<=200),$G96,IF(AND($I7<4,$J7>200),$G97,IF(AND($I7>4,$J7<=200),$G99,$G100)))","v":56.441358024691361},{"$f":"IF(AND($I7<4,$J7<=200),$M96,IF(AND($I7<4,$J7>200),$M97,IF(AND($I7>4,$J7<=200),$M99,$M100)))","v":56.731481481481481},{"$f":"IF(AND($I7<4,$J7<=200),S96,IF(AND($I7<4,$J7>200),S97,IF(AND($I7>4,$J7<=200),S99,S100)))","v":51.75925925925926},{"$f":"IF(AND($I7<4,$J7<=200),Y96,IF(AND($I7<4,$J7>200),Y97,IF(AND($I7>4,$J7<=200),Y99,Y100)))","v":40.811728395061728},{"$f":"IF(AND($I7<4,$J7<=200),AE96,IF(AND($I7<4,$J7>200),AE97,IF(AND($I7>4,$J7<=200),AE99,AE100)))","v":40.75925925925926},{"$f":"IF(AND($I7<4,$J7<=200),AK96,IF(AND($I7<4,$J7>200),AK97,IF(AND($I7>4,$J7<=200),AK99,AK100)))","v":38.154320987654323},{"$f":"IF(AND($I7<4,$J7<=200),AQ96,IF(AND($I7<4,$J7>200),AQ97,IF(AND($I7>4,$J7<=200),AQ99,AQ100)))","v":35.839506172839506},{"$f":"IF(AND($I7<4,$J7<=200),AW96,IF(AND($I7<4,$J7>200),AW97,IF(AND($I7>4,$J7<=200),AW99,AW100)))","v":34.839506172839506},{"$f":"IF(AND($I7<4,$J7<=200),BC96,IF(AND($I7<4,$J7>200),BC97,IF(AND($I7>4,$J7<=200),BC99,BC100)))","v":48.811728395061728}]
[75,"300x150",0.3,0.15,160,4.4999999999999998E-2,144,1000,6.1728395061728394,150,{"$f":"IF(AND($I8<4,$J8<=200),$G106,IF(AND($I8<4,$J8>200),$G107,IF(AND($I8>4,$J8<=200),$G109,$G110)))","v":64.207818930041157},{"$f":"IF(AND($I8<4,$J8<=200),$M106,IF(AND($I8<4,$J8>200),$M107,IF(AND($I8>4,$J8<=200),$M109,$M110)))","v":64.39711934156378},{"$f":"IF(AND($I8<4,$J8<=200),S106,IF(AND($I8<4,$J8>200),S107,IF(AND($I8>4,$J8<=200),S109,S110)))","v":56.034979423868315},{"$f":"IF(AND($I8<4,$J8<=200),Y106,IF(AND($I8<4,$J8>200),Y107,IF(AND($I8>4,$J8<=200),Y109,Y110)))","v":45.853909465020578},{"$f":"IF(AND($I8<4,$J8<=200),AE106,IF(AND($I8<4,$J8>200),AE107,IF(AND($I8>4,$J8<=200),AE109,AE110)))","v":43.534979423868315},{"$f":"IF(AND($I8<4,$J8<=200),AK106,IF(AND($I8<4,$J8>200),AK107,IF(AND($I8>4,$J8<=200),AK109,AK110)))","v":41.129629629629626},{"$f":"IF(AND($I8<4,$J8<=200),AQ106,IF(AND($I8<4,$J8>200),AQ107,IF(AND($I8>4,$J8<=200),AQ109,AQ110)))","v":40.362139917695472},{"$f":"IF(AND($I8<4,$J8<=200),AW106,IF(AND($I8<4,$J8>200),AW107,IF(AND($I8>4,$J8<=200),AW109,AW110)))","v":39.267489711934154},{"$f":"IF(AND($I8<4,$J8<=200),BC106,IF(AND($I8<4,$J8>200),BC107,IF(AND($I8>4,$J8<=200),BC109,BC110)))","v":53.534979423868315}]
[75,"400x150",0.4,0.15,160,0.06,176,1000,4.6296296296296298,150,{"$f":"IF(AND($I9<4,$J9<=200),$G116,IF(AND($I9<4,$J9>200),$G117,IF(AND($I9>4,$J9<=200),$G119,$G120)))","v":61.864197530864196},{"$f":"IF(AND($I9<4,$J9<=200),$M116,IF(AND($I9<4,$J9>200),$M117,IF(AND($I9>4,$J9<=200),$M119,$M120)))","v":63.339506172839506},{"$f":"IF(AND($I9<4,$J9<=200),$S116,IF(AND($I9<4,$J9>200),$S117,IF(AND($I9>4,$J9<=200),$S119,$S120)))","v":55.23456790123457},{"$f":"IF(AND($I9<4,$J9<=200),$Y116,IF(AND($I9<4,$J9>200),$Y117,IF(AND($I9>4,$J9<=200),$Y119,$Y120)))","v":45.182098765432102},{"$f":"IF(AND($I9<4,$J9<=200),$AE116,IF(AND($I9<4,$J9>200),$AE117,IF(AND($I9>4,$J9<=200),$AE119,$AE120)))","v":42.73456790123457},{"$f":"IF(AND($I9<4,$J9<=200),$AK116,IF(AND($I9<4,$J9>200),$AK117,IF(AND($I9>4,$J9<=200),$AK119,$AK120)))","v":40.972222222222221},{"$f":"IF(AND($I9<4,$J9<=200),$AQ116,IF(AND($I9<4,$J9>200),$AQ117,IF(AND($I9>4,$J9<=200),$AQ119,$AQ120)))","v":41.104938271604937},{"$f":"IF(AND($I9<4,$J9<=200),$AW116,IF(AND($I9<4,$J9>200),$AW117,IF(AND($I9>4,$J9<=200),$AW119,$AW120)))","v":39.367283950617285},{"$f":"IF(AND($I9<4,$J9<=200),$BC116,IF(AND($I9<4,$J9>200),$BC117,IF(AND($I9>4,$J9<=200),$BC119,$BC120)))","v":52.73456790123457}]
[75,"500x150",0.5,0.15,160,7.4999999999999997E-2,208,1000,3.7037037037037037,150,{"$f":"IF(AND($I10<4,$J10<=200),$G126,IF(AND($I10<4,$J10>200),$G127,IF(AND($I10>4,$J10<=200),$G129,$G130)))","v":60.413580246913583},{"$f":"IF(AND($I10<4,$J10<=200),$M126,IF(AND($I10<4,$J10>200),$M127,IF(AND($I10>4,$J10<=200),$M129,$M130)))","v":62.018518518518519},{"$f":"IF(AND($I10<4,$J10<=200),$S126,IF(AND($I10<4,$J10>200),$S127,IF(AND($I10>4,$J10<=200),$S129,$S130)))","v":54.462962962962962},{"$f":"IF(AND($I10<4,$J10<=200),$Y126,IF(AND($I10<4,$J10>200),$Y127,IF(AND($I10>4,$J10<=200),$Y129,$Y130)))","v":45.055555555555557},{"$f":"IF(AND($I10<4,$J10<=200),$AE126,IF(AND($I10<4,$J10>200),$AE127,IF(AND($I10>4,$J10<=200),$AE129,$AE130)))","v":42.604938271604937},{"$f":"IF(AND($I10<4,$J10<=200),$AK126,IF(AND($I10<4,$J10>200),$AK127,IF(AND($I10>4,$J10<=200),$AK129,$AK130)))","v":41.055555555555557},{"$f":"IF(AND($I10<4,$J10<=200),$AQ126,IF(AND($I10<4,$J10>200),$AQ127,IF(AND($I10>4,$J10<=200),$AQ129,$AQ130)))","v":40.913580246913583},{"$f":"IF(AND($I10<4,$J10<=200),$AW126,IF(AND($I10<4,$J10>200),$AW127,IF(AND($I10>4,$J10<=200),$AW129,$AW130)))","v":39.407407407407405},{"$f":"IF(AND($I10<4,$J10<=200),$BC126,IF(AND($I10<4,$J10>200),$BC127,IF(AND($I10>4,$J10<=200),$BC129,$BC130)))","v":52.209876543209873}]
[75,"600x150",0.6,0.15,160,0.09,240,1000,3.0864197530864197,150,{"$f":"IF(AND($I11<4,$J11<=200),$G136,IF(AND($I11<4,$J11>200),$G137,IF(AND($I11>4,$J11<=200),$G139,$G140)))","v":59.150205761316869},{"$f":"IF(AND($I11<4,$J11<=200),$M136,IF(AND($I11<4,$J11>200),$M137,IF(AND($I11>4,$J11<=200),$M139,$M140)))","v":59.932098765432102},{"$f":"IF(AND($I11<4,$J11<=200),$S136,IF(AND($I11<4,$J11>200),$S137,IF(AND($I11>4,$J11<=200),$S139,$S140)))","v":53.302469135802468},{"$f":"IF(AND($I11<4,$J11<=200),$Y136,IF(AND($I11<4,$J11>200),$Y137,IF(AND($I11>4,$J11<=200),$Y139,$Y140)))","v":45.129629629629626},{"$f":"IF(AND($I11<4,$J11<=200),$AE136,IF(AND($I11<4,$J11>200),$AE137,IF(AND($I11>4,$J11<=200),$AE139,$AE140)))","v":42.781893004115226},{"$f":"IF(AND($I11<4,$J11<=200),$AK136,IF(AND($I11<4,$J11>200),$AK137,IF(AND($I11>4,$J11<=200),$AK139,$AK140)))","v":41.129629629629626},{"$f":"IF(AND($I11<4,$J11<=200),$AQ136,IF(AND($I11<4,$J11>200),$AQ137,IF(AND($I11>4,$J11<=200),$AQ139,$AQ140)))","v":39.650205761316869},{"$f":"IF(AND($I11<4,$J11<=200),$AW136,IF(AND($I11<4,$J11>200),$AW137,IF(AND($I11>4,$J11<=200),$AW139,$AW140)))","v":39.172839506172842},{"$f":"IF(AND($I11<4,$J11<=200),$BC136,IF(AND($I11<4,$J11>200),$BC137,IF(AND($I11>4,$J11<=200),$BC139,$BC140)))","v":51.563786008230451}]
[75,"200x200",0.2,0.2,220,4.0000000000000008E-2,176,1000,6.9444444444444429,150,{"$f":"IF(AND($I12<4,$J12<=200),$G146,IF(AND($I12<4,$J12>200),$G147,IF(AND($I12>4,$J12<=200),$G149,$G150)))","v":65.671296296296291},{"$f":"IF(AND($I12<4,$J12<=200),$M146,IF(AND($I12<4,$J12>200),$M147,IF(AND($I12>4,$J12<=200),$M149,$M150)))","v":56.916666666666664},{"$f":"IF(AND($I12<4,$J12<=200),$S146,IF(AND($I12<4,$J12>200),$S147,IF(AND($I12>4,$J12<=200),$S149,$S150)))","v":49.708333333333329},{"$f":"IF(AND($I12<4,$J12<=200),$Y146,IF(AND($I12<4,$J12>200),$Y147,IF(AND($I12>4,$J12<=200),$Y149,$Y150)))","v":44.462962962962962},{"$f":"IF(AND($I12<4,$J12<=200),$AE146,IF(AND($I12<4,$J12>200),$AE147,IF(AND($I12>4,$J12<=200),$AE149,$AE150)))","v":43.236111111111114},{"$f":"IF(AND($I12<4,$J12<=200),$AK146,IF(AND($I12<4,$J12>200),$AK147,IF(AND($I12>4,$J12<=200),$AK149,$AK150)))","v":42.50925925925926},{"$f":"IF(AND($I12<4,$J12<=200),$AQ146,IF(AND($I12<4,$J12>200),$AQ147,IF(AND($I12>4,$J12<=200),$AQ149,$AQ150)))","v":38.245370370370367},{"$f":"IF(AND($I12<4,$J12<=200),$AW146,IF(AND($I12<4,$J12>200),$AW147,IF(AND($I12>4,$J12<=200),$AW149,$AW150)))","v":36.962962962962962},{"$f":"IF(AND($I12<4,$J12<=200),$BC146,IF(AND($I12<4,$J12>200),$BC147,IF(AND($I12>4,$J12<=200),$BC149,$BC150)))","v":50.717592592592595}]
[75,"300x200",0.3,0.2,220,0.06,220,1000,4.6296296296296298,150,{"$f":"IF(AND($I13<4,$J13<=200),$G156,IF(AND($I13<4,$J13>200),$G157,IF(AND($I13>4,$J13<=200),$G159,$G160)))","v":63.391975308641975},{"$f":"IF(AND($I13<4,$J13<=200),$M156,IF(AND($I13<4,$J13>200),$M157,IF(AND($I13>4,$J13<=200),$M159,$M160)))","v":54.444444444444443},{"$f":"IF(AND($I13<4,$J13<=200),$S156,IF(AND($I13<4,$J13>200),$S157,IF(AND($I13>4,$J13<=200),$S159,$S160)))","v":48.972222222222221},{"$f":"IF(AND($I13<4,$J13<=200),$Y156,IF(AND($I13<4,$J13>200),$Y157,IF(AND($I13>4,$J13<=200),$Y159,$Y160)))","v":43.919753086419753},{"$f":"IF(AND($I13<4,$J13<=200),$AE156,IF(AND($I13<4,$J13>200),$AE157,IF(AND($I13>4,$J13<=200),$AE159,$AE160)))","v":43.657407407407405},{"$f":"IF(AND($I13<4,$J13<=200),$AK156,IF(AND($I13<4,$J13>200),$AK157,IF(AND($I13>4,$J13<=200),$AK159,$AK160)))","v":43.895061728395063},{"$f":"IF(AND($I13<4,$J13<=200),$AQ156,IF(AND($I13<4,$J13>200),$AQ157,IF(AND($I13>4,$J13<=200),$AQ159,$AQ160)))","v":39.052469135802468},{"$f":"IF(AND($I13<4,$J13<=200),$AW156,IF(AND($I13<4,$J13>200),$AW157,IF(AND($I13>4,$J13<=200),$AW159,$AW160)))","v":36.419753086419753},{"$f":"IF(AND($I13<4,$J13<=200),$BC156,IF(AND($I13<4,$J13>200),$BC157,IF(AND($I13>4,$J13<=200),$BC159,$BC160)))","v":50.367283950617285}]
[75,"400x200",0.4,0.2,220,8.0000000000000016E-2,264,1000,3.4722222222222214,150,{"$f":"IF(AND($I14<4,$J14<=200),$G166,IF(AND($I14<4,$J14>200),$G167,IF(AND($I14>4,$J14<=200),$G169,$G170)))","v":61.388888888888886},{"$f":"IF(AND($I14<4,$J14<=200),$M166,IF(AND($I14<4,$J14>200),$M167,IF(AND($I14>4,$J14<=200),$M169,$M170)))","v":53.356481481481481},{"$f":"IF(AND($I14<4,$J14<=200),$S166,IF(AND($I14<4,$J14>200),$S167,IF(AND($I14>4,$J14<=200),$S169,$S170)))","v":49.060185185185183},{"$f":"IF(AND($I14<4,$J14<=200),$Y166,IF(AND($I14<4,$J14>200),$Y167,IF(AND($I14>4,$J14<=200),$Y169,$Y170)))","v":43.620370370370367},{"$f":"IF(AND($I14<4,$J14<=200),$AE166,IF(AND($I14<4,$J14>200),$AE167,IF(AND($I14>4,$J14<=200),$AE169,$AE170)))","v":44.060185185185183},{"$f":"IF(AND($I14<4,$J14<=200),$AK166,IF(AND($I14<4,$J14>200),$AK167,IF(AND($I14>4,$J14<=200),$AK169,$AK170)))","v":45.351851851851855},{"$f":"IF(AND($I14<4,$J14<=200),$AQ166,IF(AND($I14<4,$J14>200),$AQ167,IF(AND($I14>4,$J14<=200),$AQ169,$AQ170)))","v":38.592592592592588},{"$f":"IF(AND($I14<4,$J14<=200),$AW166,IF(AND($I14<4,$J14>200),$AW167,IF(AND($I14>4,$J14<=200),$AW169,$AW170)))","v":36.208333333333329},{"$f":"IF(AND($I14<4,$J14<=200),$BC166,IF(AND($I14<4,$J14>200),$BC167,IF(AND($I14>4,$J14<=200),$BC169,$BC170)))","v":50.912037037037038}]
[75,"500x200",0.5,0.2,220,0.1,308,1000,2.7777777777777777,150,{"$f":"IF(AND($I15<4,$J15<=200),$G176,IF(AND($I15<4,$J15>200),$G177,IF(AND($I15>4,$J15<=200),$G179,$G180)))","v":59.611111111111114},{"$f":"IF(AND($I15<4,$J15<=200),$M176,IF(AND($I15<4,$J15>200),$M177,IF(AND($I15>4,$J15<=200),$M179,$M180)))","v":52.851851851851855},{"$f":"IF(AND($I15<4,$J15<=200),$S176,IF(AND($I15<4,$J15>200),$S177,IF(AND($I15>4,$J15<=200),$S179,$S180)))","v":49.481481481481481},{"$f":"IF(AND($I15<4,$J15<=200),$Y176,IF(AND($I15<4,$J15>200),$Y177,IF(AND($I15>4,$J15<=200),$Y179,$Y180)))","v":43.462962962962962},{"$f":"IF(AND($I15<4,$J15<=200),$AE176,IF(AND($I15<4,$J15>200),$AE177,IF(AND($I15>4,$J15<=200),$AE179,$AE180)))","v":44.481481481481481},{"$f":"IF(AND($I15<4,$J15<=200),$AK176,IF(AND($I15<4,$J15>200),$AK177,IF(AND($I15>4,$J15<=200),$AK179,$AK180)))","v":46.814814814814817},{"$f":"IF(AND($I15<4,$J15<=200),$AQ176,IF(AND($I15<4,$J15>200),$AQ177,IF(AND($I15>4,$J15<=200),$AQ179,$AQ180)))","v":37.74074074074074},{"$f":"IF(AND($I15<4,$J15<=200),$AW176,IF(AND($I15<4,$J15>200),$AW177,IF(AND($I15>4,$J15<=200),$AW179,$AW180)))","v":36.166666666666664},{"$f":"IF(AND($I15<4,$J15<=200),$BC176,IF(AND($I15<4,$J15>200),$BC177,IF(AND($I15>4,$J15<=200),$BC179,$BC180)))","v":51.796296296296298}]
[75,"600x200",0.6,0.2,220,0.12,352,1000,2.3148148148148149,150,{"$f":"IF(AND($I16<4,$J16<=200),$G186,IF(AND($I16<4,$J16>200),$G187,IF(AND($I16>4,$J16<=200),$G189,$G190)))","v":58.75925925925926},{"$f":"IF(AND($I16<4,$J16<=200),$M186,IF(AND($I16<4,$J16>200),$M187,IF(AND($I16>4,$J16<=200),$M189,$M190)))","v":52.848765432098766},{"$f":"IF(AND($I16<4,$J16<=200),$S186,IF(AND($I16<4,$J16>200),$S187,IF(AND($I16>4,$J16<=200),$S189,$S190)))","v":50.095679012345677},{"$f":"IF(AND($I16<4,$J16<=200),$Y186,IF(AND($I16<4,$J16>200),$Y187,IF(AND($I16>4,$J16<=200),$Y189,$Y190)))","v":43.691358024691361},{"$f":"IF(AND($I16<4,$J16<=200),$AE186,IF(AND($I16<4,$J16>200),$AE187,IF(AND($I16>4,$J16<=200),$AE189,$AE190)))","v":45.095679012345677},{"$f":"IF(AND($I16<4,$J16<=200),$AK186,IF(AND($I16<4,$J16>200),$AK187,IF(AND($I16>4,$J16<=200),$AK189,$AK190)))","v":48.123456790123456},{"$f":"IF(AND($I16<4,$J16<=200),$AQ186,IF(AND($I16<4,$J16>200),$AQ187,IF(AND($I16>4,$J16<=200),$AQ189,$AQ190)))","v":37.506172839506171},{"$f":"IF(AND($I16<4,$J16<=200),$AW186,IF(AND($I16<4,$J16>200),$AW187,IF(AND($I16>4,$J16<=200),$AW189,$AW190)))","v":36.472222222222221},{"$f":"IF(AND($I16<4,$J16<=200),$BC186,IF(AND($I16<4,$J16>200),$BC187,IF(AND($I16>4,$J16<=200),$BC189,$BC190)))","v":52.719135802469133}]
[75,"800x200",0.8,0.2,220,0.16000000000000003,440,1000,1.7361111111111107,150,{"$f":"IF(AND($I17<4,$J17<=200),$G196,IF(AND($I17<4,$J17>200),$G197,IF(AND($I17>4,$J17<=200),$G199,$G200)))","v":57.444444444444443},{"$f":"IF(AND($I17<4,$J17<=200),$M196,IF(AND($I17<4,$J17>200),$M197,IF(AND($I17>4,$J17<=200),$M199,$M200)))","v":52.594907407407405},{"$f":"IF(AND($I17<4,$J17<=200),$S196,IF(AND($I17<4,$J17>200),$S197,IF(AND($I17>4,$J17<=200),$S199,$S200)))","v":50.613425925925924},{"$f":"IF(AND($I17<4,$J17<=200),$Y196,IF(AND($I17<4,$J17>200),$Y197,IF(AND($I17>4,$J17<=200),$Y199,$Y200)))","v":43.726851851851848},{"$f":"IF(AND($I17<4,$J17<=200),$AE196,IF(AND($I17<4,$J17>200),$AE197,IF(AND($I17>4,$J17<=200),$AE199,$AE200)))","v":45.613425925925924},{"$f":"IF(AND($I17<4,$J17<=200),$AK196,IF(AND($I17<4,$J17>200),$AK197,IF(AND($I17>4,$J17<=200),$AK199,$AK200)))","v":49.50925925925926},{"$f":"IF(AND($I17<4,$J17<=200),$AQ196,IF(AND($I17<4,$J17>200),$AQ197,IF(AND($I17>4,$J17<=200),$AQ199,$AQ200)))","v":36.962962962962962},{"$f":"IF(AND($I17<4,$J17<=200),$AW196,IF(AND($I17<4,$J17>200),$AW197,IF(AND($I17>4,$J17<=200),$AW199,$AW200)))","v":36.604166666666664},{"$f":"IF(AND($I17<4,$J17<=200),$BC196,IF(AND($I17<4,$J17>200),$BC197,IF(AND($I17>4,$J17<=200),$BC199,$BC200)))","v":53.622685185185183}]
[75,"300x250",0.3,0.25,270,7.4999999999999997E-2,297,1000,3.7037037037037037,150,{"$f":"IF(AND($I18<4,$J18<=200),$G206,IF(AND($I18<4,$J18>200),$G207,IF(AND($I18>4,$J18<=200),$G209,$G210)))","v":60.413580246913583},{"$f":"IF(AND($I18<4,$J18<=200),$M206,IF(AND($I18<4,$J18>200),$M207,IF(AND($I18>4,$J18<=200),$M209,$M210)))","v":53.75925925925926},{"$f":"IF(AND($I18<4,$J18<=200),$S206,IF(AND($I18<4,$J18>200),$S207,IF(AND($I18>4,$J18<=200),$S209,$S210)))","v":49.604938271604937},{"$f":"IF(AND($I18<4,$J18<=200),$Y206,IF(AND($I18<4,$J18>200),$Y207,IF(AND($I18>4,$J18<=200),$Y209,$Y210)))","v":44.907407407407405},{"$f":"IF(AND($I18<4,$J18<=200),$AE206,IF(AND($I18<4,$J18>200),$AE207,IF(AND($I18>4,$J18<=200),$AE209,$AE210)))","v":44.851851851851855},{"$f":"IF(AND($I18<4,$J18<=200),$AK206,IF(AND($I18<4,$J18>200),$AK207,IF(AND($I18>4,$J18<=200),$AK209,$AK210)))","v":44.648148148148145},{"$f":"IF(AND($I18<4,$J18<=200),$AQ206,IF(AND($I18<4,$J18>200),$AQ207,IF(AND($I18>4,$J18<=200),$AQ209,$AQ210)))","v":38.25925925925926},{"$f":"IF(AND($I18<4,$J18<=200),$AW206,IF(AND($I18<4,$J18>200),$AW207,IF(AND($I18>4,$J18<=200),$AW209,$AW210)))","v":37.407407407407405},{"$f":"IF(AND($I18<4,$J18<=200),$BC206,IF(AND($I18<4,$J18>200),$BC207,IF(AND($I18>4,$J18<=200),$BC209,$BC210)))","v":50.901234567901234}]
[75,"400x250",0.4,0.25,270,0.1,351,1000,2.7777777777777777,150,{"$f":"IF(AND($I19<4,$J19<=200),$G216,IF(AND($I19<4,$J19>200),$G217,IF(AND($I19>4,$J19<=200),$G219,$G220)))","v":58.018518518518519},{"$f":"IF(AND($I19<4,$J19<=200),$M216,IF(AND($I19<4,$J19>200),$M217,IF(AND($I19>4,$J19<=200),$M219,$M220)))","v":52.444444444444443},{"$f":"IF(AND($I19<4,$J19<=200),$S216,IF(AND($I19<4,$J19>200),$S217,IF(AND($I19>4,$J19<=200),$S219,$S220)))","v":49.370370370370367},{"$f":"IF(AND($I19<4,$J19<=200),$Y216,IF(AND($I19<4,$J19>200),$Y217,IF(AND($I19>4,$J19<=200),$Y219,$Y220)))","v":44.055555555555557},{"$f":"IF(AND($I19<4,$J19<=200),$AE216,IF(AND($I19<4,$J19>200),$AE217,IF(AND($I19>4,$J19<=200),$AE219,$AE220)))","v":45.388888888888886},{"$f":"IF(AND($I19<4,$J19<=200),$AK216,IF(AND($I19<4,$J19>200),$AK217,IF(AND($I19>4,$J19<=200),$AK219,$AK220)))","v":46.111111111111114},{"$f":"IF(AND($I19<4,$J19<=200),$AQ216,IF(AND($I19<4,$J19>200),$AQ217,IF(AND($I19>4,$J19<=200),$AQ219,$AQ220)))","v":36.944444444444443},{"$f":"IF(AND($I19<4,$J19<=200),$AW216,IF(AND($I19<4,$J19>200),$AW217,IF(AND($I19>4,$J19<=200),$AW219,$AW220)))","v":36.555555555555557},{"$f":"IF(AND($I19<4,$J19<=200),$BC216,IF(AND($I19<4,$J19>200),$BC217,IF(AND($I19>4,$J19<=200),$BC219,$BC220)))","v":51.592592592592595}]
[75,"500x250",0.5,0.25,270,0.125,405,1000,2.2222222222222223,150,{"$f":"IF(AND($I20<4,$J20<=200),$G226,IF(AND($I20<4,$J20>200),$G227,IF(AND($I20>4,$J20<=200),$G229,$G230)))","v":56.981481481481481},{"$f":"IF(AND($I20<4,$J20<=200),$M226,IF(AND($I20<4,$J20>200),$M227,IF(AND($I20>4,$J20<=200),$M229,$M230)))","v":52.055555555555557},{"$f":"IF(AND($I20<4,$J20<=200),$S226,IF(AND($I20<4,$J20>200),$S227,IF(AND($I20>4,$J20<=200),$S229,$S230)))","v":49.629629629629633},{"$f":"IF(AND($I20<4,$J20<=200),$Y226,IF(AND($I20<4,$J20>200),$Y227,IF(AND($I20>4,$J20<=200),$Y229,$Y230)))","v":43.944444444444443},{"$f":"IF(AND($I20<4,$J20<=200),$AE226,IF(AND($I20<4,$J20>200),$AE227,IF(AND($I20>4,$J20<=200),$AE229,$AE230)))","v":46.111111111111114},{"$f":"IF(AND($I20<4,$J20<=200),$AK226,IF(AND($I20<4,$J20>200),$AK227,IF(AND($I20>4,$J20<=200),$AK229,$AK230)))","v":47.388888888888886},{"$f":"IF(AND($I20<4,$J20<=200),$AQ226,IF(AND($I20<4,$J20>200),$AQ227,IF(AND($I20>4,$J20<=200),$AQ229,$AQ230)))","v":36.555555555555557},{"$f":"IF(AND($I20<4,$J20<=200),$AW226,IF(AND($I20<4,$J20>200),$AW227,IF(AND($I20>4,$J20<=200),$AW229,$AW230)))","v":36.444444444444443},{"$f":"IF(AND($I20<4,$J20<=200),$BC226,IF(AND($I20<4,$J20>200),$BC227,IF(AND($I20>4,$J20<=200),$BC229,$BC230)))","v":52.407407407407405}]
[75,"600x250",0.6,0.25,270,0.15,459,1000,1.8518518518518519,150,{"$f":"IF(AND($I21<4,$J21<=200),$G236,IF(AND($I21<4,$J21>200),$G237,IF(AND($I21>4,$J21<=200),$G239,$G240)))","v":56.623456790123456},{"$f":"IF(AND($I21<4,$J21<=200),$M236,IF(AND($I21<4,$J21>200),$M237,IF(AND($I21>4,$J21<=200),$M239,$M240)))","v":52.129629629629626},{"$f":"IF(AND($I21<4,$J21<=200),$S236,IF(AND($I21<4,$J21>200),$S237,IF(AND($I21>4,$J21<=200),$S239,$S240)))","v":50.135802469135804},{"$f":"IF(AND($I21<4,$J21<=200),$Y236,IF(AND($I21<4,$J21>200),$Y237,IF(AND($I21>4,$J21<=200),$Y239,$Y240)))","v":44.203703703703702},{"$f":"IF(AND($I21<4,$J21<=200),$AE236,IF(AND($I21<4,$J21>200),$AE237,IF(AND($I21>4,$J21<=200),$AE239,$AE240)))","v":46.925925925925924},{"$f":"IF(AND($I21<4,$J21<=200),$AK236,IF(AND($I21<4,$J21>200),$AK237,IF(AND($I21>4,$J21<=200),$AK239,$AK240)))","v":48.574074074074076},{"$f":"IF(AND($I21<4,$J21<=200),$AQ236,IF(AND($I21<4,$J21>200),$AQ237,IF(AND($I21>4,$J21<=200),$AQ239,$AQ240)))","v":36.629629629629626},{"$f":"IF(AND($I21<4,$J21<=200),$AW236,IF(AND($I21<4,$J21>200),$AW237,IF(AND($I21>4,$J21<=200),$AW239,$AW240)))","v":36.703703703703702},{"$f":"IF(AND($I21<4,$J21<=200),$BC236,IF(AND($I21<4,$J21>200),$BC237,IF(AND($I21>4,$J21<=200),$BC239,$BC240)))","v":53.283950617283949}]
[75,"800x250",0.8,0.25,270,0.2,567,1000,1.3888888888888888,150,{"$f":"IF(AND($I22<4,$J22<=200),$G246,IF(AND($I22<4,$J22>200),$G247,IF(AND($I22>4,$J22<=200),$G249,$G250)))","v":55.925925925925924},{"$f":"IF(AND($I22<4,$J22<=200),$M246,IF(AND($I22<4,$J22>200),$M247,IF(AND($I22>4,$J22<=200),$M249,$M250)))","v":51.972222222222221},{"$f":"IF(AND($I22<4,$J22<=200),$S246,IF(AND($I22<4,$J22>200),$S247,IF(AND($I22>4,$J22<=200),$S249,$S250)))","v":50.518518518518519},{"$f":"IF(AND($I22<4,$J22<=200),$Y246,IF(AND($I22<4,$J22>200),$Y247,IF(AND($I22>4,$J22<=200),$Y249,$Y250)))","v":44.277777777777779},{"$f":"IF(AND($I22<4,$J22<=200),$AE246,IF(AND($I22<4,$J22>200),$AE247,IF(AND($I22>4,$J22<=200),$AE249,$AE250)))","v":47.694444444444443},{"$f":"IF(AND($I22<4,$J22<=200),$AK246,IF(AND($I22<4,$J22>200),$AK247,IF(AND($I22>4,$J22<=200),$AK249,$AK250)))","v":49.805555555555557},{"$f":"IF(AND($I22<4,$J22<=200),$AQ246,IF(AND($I22<4,$J22>200),$AQ247,IF(AND($I22>4,$J22<=200),$AQ249,$AQ250)))","v":36.472222222222221},{"$f":"IF(AND($I22<4,$J22<=200),$AW246,IF(AND($I22<4,$J22>200),$AW247,IF(AND($I22>4,$J22<=200),$AW249,$AW250)))","v":36.777777777777779},{"$f":"IF(AND($I22<4,$J22<=200),$BC246,IF(AND($I22<4,$J22>200),$BC247,IF(AND($I22>4,$J22<=200),$BC249,$BC250)))","v":54.129629629629626}]
[75,"1000x250",{"$f":"(MID(B23,1,4)/1000)-0","v":1},{"$f":"(MID(B23,6,3)/1000)-0","v":0.25},270,0.25,675,1000,1.1111111111111112,150,{"$f":"IF(AND($I23<4,$J23<=200),$G256,IF(AND($I23<4,$J23>200),$G257,IF(AND($I23>4,$J23<=200),$G259,$G260)))","v":55.907407407407405},{"$f":"IF(AND($I23<4,$J23<=200),$M256,IF(AND($I23<4,$J23>200),$M257,IF(AND($I23>4,$J23<=200),$M259,$M260)))","v":52.277777777777779},{"$f":"IF(AND($I23<4,$J23<=200),$S256,IF(AND($I23<4,$J23>200),$S257,IF(AND($I23>4,$J23<=200),$S259,$S260)))","v":51.148148148148145},{"$f":"IF(AND($I23<4,$J23<=200),$Y256,IF(AND($I23<4,$J23>200),$Y257,IF(AND($I23>4,$J23<=200),$Y259,$Y260)))","v":44.722222222222221},{"$f":"IF(AND($I23<4,$J23<=200),$AE256,IF(AND($I23<4,$J23>200),$AE257,IF(AND($I23>4,$J23<=200),$AE259,$AE260)))","v":48.555555555555557},{"$f":"IF(AND($I23<4,$J23<=200),$AK256,IF(AND($I23<4,$J23>200),$AK257,IF(AND($I23>4,$J23<=200),$AK259,$AK260)))","v":50.944444444444443},{"$f":"IF(AND($I23<4,$J23<=200),$AQ256,IF(AND($I23<4,$J23>200),$AQ257,IF(AND($I23>4,$J23<=200),$AQ259,$AQ260)))","v":36.777777777777779},{"$f":"IF(AND($I23<4,$J23<=200),$AW256,IF(AND($I23<4,$J23>200),$AW257,IF(AND($I23>4,$J23<=200),$AW259,$AW260)))","v":37.222222222222221},{"$f":"IF(AND($I23<4,$J23<=200),$BC256,IF(AND($I23<4,$J23>200),$BC257,IF(AND($I23>4,$J23<=200),$BC259,$BC260)))","v":55.037037037037038}]
[75,"300x300",{"$f":"(MID(B24,1,3)/1000)-0","v":0.3},{"$f":"(MID(B24,5,3)/1000)-0","v":0.3},320,0.09,384,1000,3.0864197530864197,150,{"$f":"IF(AND($I24<4,$J24<=200),$G266,IF(AND($I24<4,$J24>200),$G267,IF(AND($I24>4,$J24<=200),$G269,$G270)))","v":57.60699588477366},{"$f":"IF(AND($I24<4,$J24<=200),$M266,IF(AND($I24<4,$J24>200),$M267,IF(AND($I24>4,$J24<=200),$M269,$M270)))","v":52.716049382716051},{"$f":"IF(AND($I24<4,$J24<=200),$S266,IF(AND($I24<4,$J24>200),$S267,IF(AND($I24>4,$J24<=200),$S269,$S270)))","v":49.281893004115226},{"$f":"IF(AND($I24<4,$J24<=200),$Y266,IF(AND($I24<4,$J24>200),$Y267,IF(AND($I24>4,$J24<=200),$Y269,$Y270)))","v":45.020576131687243},{"$f":"IF(AND($I24<4,$J24<=200),$AE266,IF(AND($I24<4,$J24>200),$AE267,IF(AND($I24>4,$J24<=200),$AE269,$AE270)))","v":46.043209876543209},{"$f":"IF(AND($I24<4,$J24<=200),$AK266,IF(AND($I24<4,$J24>200),$AK267,IF(AND($I24>4,$J24<=200),$AK269,$AK270)))","v":44.652263374485599},{"$f":"IF(AND($I24<4,$J24<=200),$AQ266,IF(AND($I24<4,$J24>200),$AQ267,IF(AND($I24>4,$J24<=200),$AQ269,$AQ270)))","v":36.520576131687243},{"$f":"IF(AND($I24<4,$J24<=200),$AW266,IF(AND($I24<4,$J24>200),$AW267,IF(AND($I24>4,$J24<=200),$AW269,$AW270)))","v":37.216049382716051},{"$f":"IF(AND($I24<4,$J24<=200),$BC266,IF(AND($I24<4,$J24>200),$BC267,IF(AND($I24>4,$J24<=200),$BC269,$BC270)))","v":51.543209876543209}]
[75,"400x300",{"$f":"(MID(B25,1,3)/1000)-0","v":0.4},{"$f":"(MID(B25,5,3)/1000)-0","v":0.3},320,0.12,448,1000,2.3148148148148149,150,{"$f":"IF(AND($I25<4,$J25<=200),$G276,IF(AND($I25<4,$J25>200),$G277,IF(AND($I25>4,$J25<=200),$G279,$G280)))","v":56.163580246913583},{"$f":"IF(AND($I25<4,$J25<=200),$M276,IF(AND($I25<4,$J25>200),$M277,IF(AND($I25>4,$J25<=200),$M279,$M280)))","v":51.787037037037038},{"$f":"IF(AND($I25<4,$J25<=200),$S276,IF(AND($I25<4,$J25>200),$S277,IF(AND($I25>4,$J25<=200),$S279,$S280)))","v":49.253086419753089},{"$f":"IF(AND($I25<4,$J25<=200),$Y276,IF(AND($I25<4,$J25>200),$Y277,IF(AND($I25>4,$J25<=200),$Y279,$Y280)))","v":44.348765432098766},{"$f":"IF(AND($I25<4,$J25<=200),$AE276,IF(AND($I25<4,$J25>200),$AE277,IF(AND($I25>4,$J25<=200),$AE279,$AE280)))","v":46.657407407407405},{"$f":"IF(AND($I25<4,$J25<=200),$AK276,IF(AND($I25<4,$J25>200),$AK277,IF(AND($I25>4,$J25<=200),$AK279,$AK280)))","v":45.780864197530867},{"$f":"IF(AND($I25<4,$J25<=200),$AQ276,IF(AND($I25<4,$J25>200),$AQ277,IF(AND($I25>4,$J25<=200),$AQ279,$AQ280)))","v":35.848765432098766},{"$f":"IF(AND($I25<4,$J25<=200),$AW276,IF(AND($I25<4,$J25>200),$AW277,IF(AND($I25>4,$J25<=200),$AW279,$AW280)))","v":36.287037037037038},{"$f":"IF(AND($I25<4,$J25<=200),$BC276,IF(AND($I25<4,$J25>200),$BC277,IF(AND($I25>4,$J25<=200),$BC279,$BC280)))","v":52.157407407407405}]
[75,"500x300",{"$f":"(MID(B26,1,3)/1000)-0","v":0.5},{"$f":"(MID(B26,5,3)/1000)-0","v":0.3},320,0.15,512,1000,1.8518518518518519,150,{"$f":"IF(AND($I26<4,$J26<=200),$G286,IF(AND($I26<4,$J26>200),$G287,IF(AND($I26>4,$J26<=200),$G289,$G290)))","v":55.697530864197532},{"$f":"IF(AND($I26<4,$J26<=200),$M286,IF(AND($I26<4,$J26>200),$M287,IF(AND($I26>4,$J26<=200),$M289,$M290)))","v":51.629629629629626},{"$f":"IF(AND($I26<4,$J26<=200),$S286,IF(AND($I26<4,$J26>200),$S287,IF(AND($I26>4,$J26<=200),$S289,$S290)))","v":49.635802469135804},{"$f":"IF(AND($I26<4,$J26<=200),$Y286,IF(AND($I26<4,$J26>200),$Y287,IF(AND($I26>4,$J26<=200),$Y289,$Y290)))","v":44.345679012345677},{"$f":"IF(AND($I26<4,$J26<=200),$AE286,IF(AND($I26<4,$J26>200),$AE287,IF(AND($I26>4,$J26<=200),$AE289,$AE290)))","v":47.425925925925924},{"$f":"IF(AND($I26<4,$J26<=200),$AK286,IF(AND($I26<4,$J26>200),$AK287,IF(AND($I26>4,$J26<=200),$AK289,$AK290)))","v":46.858024691358025},{"$f":"IF(AND($I26<4,$J26<=200),$AQ286,IF(AND($I26<4,$J26>200),$AQ287,IF(AND($I26>4,$J26<=200),$AQ289,$AQ290)))","v":35.845679012345677},{"$f":"IF(AND($I26<4,$J26<=200),$AW286,IF(AND($I26<4,$J26>200),$AW287,IF(AND($I26>4,$J26<=200),$AW289,$AW290)))","v":36.129629629629626},{"$f":"IF(AND($I26<4,$J26<=200),$BC286,IF(AND($I26<4,$J26>200),$BC287,IF(AND($I26>4,$J26<=200),$BC289,$BC290)))","v":52.925925925925924}]
[75,"600x300",{"$f":"(MID(B27,1,3)/1000)-0","v":0.6},{"$f":"(MID(B27,5,3)/1000)-0","v":0.3},320,0.18,576,1000,1.5432098765432098,150,{"$f":"IF(AND($I27<4,$J27<=200),$G296,IF(AND($I27<4,$J27>200),$G297,IF(AND($I27>4,$J27<=200),$G299,$G300)))","v":55.720164609053498},{"$f":"IF(AND($I27<4,$J27<=200),$M296,IF(AND($I27<4,$J27>200),$M297,IF(AND($I27>4,$J27<=200),$M299,$M300)))","v":51.858024691358025},{"$f":"IF(AND($I27<4,$J27<=200),$S296,IF(AND($I27<4,$J27>200),$S297,IF(AND($I27>4,$J27<=200),$S299,$S300)))","v":50.224279835390945},{"$f":"IF(AND($I27<4,$J27<=200),$Y296,IF(AND($I27<4,$J27>200),$Y297,IF(AND($I27>4,$J27<=200),$Y299,$Y300)))","v":44.676954732510289},{"$f":"IF(AND($I27<4,$J27<=200),$AE296,IF(AND($I27<4,$J27>200),$AE297,IF(AND($I27>4,$J27<=200),$AE299,$AE300)))","v":48.271604938271608},{"$f":"IF(AND($I27<4,$J27<=200),$AK296,IF(AND($I27<4,$J27>200),$AK297,IF(AND($I27>4,$J27<=200),$AK299,$AK300)))","v":47.909465020576128},{"$f":"IF(AND($I27<4,$J27<=200),$AQ296,IF(AND($I27<4,$J27>200),$AQ297,IF(AND($I27>4,$J27<=200),$AQ299,$AQ300)))","v":36.176954732510289},{"$f":"IF(AND($I27<4,$J27<=200),$AW296,IF(AND($I27<4,$J27>200),$AW297,IF(AND($I27>4,$J27<=200),$AW299,$AW300)))","v":36.358024691358025},{"$f":"IF(AND($I27<4,$J27<=200),$BC296,IF(AND($I27<4,$J27>200),$BC297,IF(AND($I27>4,$J27<=200),$BC299,$BC300)))","v":53.771604938271608}]
[75,"800x300",{"$f":"(MID(B28,1,3)/1000)-0","v":0.8},{"$f":"(MID(B28,5,3)/1000)-0","v":0.3},320,0.24,704,1000,1.1574074074074074,150,{"$f":"IF(AND($I28<4,$J28<=200),$G306,IF(AND($I28<4,$J28>200),$G307,IF(AND($I28>4,$J28<=200),$G309,$G310)))","v":55.498456790123456},{"$f":"IF(AND($I28<4,$J28<=200),$M306,IF(AND($I28<4,$J28>200),$M307,IF(AND($I28>4,$J28<=200),$M309,$M310)))","v":51.893518518518519},{"$f":"IF(AND($I28<4,$J28<=200),$S306,IF(AND($I28<4,$J28>200),$S307,IF(AND($I28>4,$J28<=200),$S309,$S310)))","v":50.709876543209873},{"$f":"IF(AND($I28<4,$J28<=200),$Y306,IF(AND($I28<4,$J28>200),$Y307,IF(AND($I28>4,$J28<=200),$Y309,$Y310)))","v":44.841049382716051},{"$f":"IF(AND($I28<4,$J28<=200),$AE306,IF(AND($I28<4,$J28>200),$AE307,IF(AND($I28>4,$J28<=200),$AE309,$AE310)))","v":49.078703703703702},{"$f":"IF(AND($I28<4,$J28<=200),$AK306,IF(AND($I28<4,$J28>200),$AK307,IF(AND($I28>4,$J28<=200),$AK309,$AK310)))","v":48.973765432098766},{"$f":"IF(AND($I28<4,$J28<=200),$AQ306,IF(AND($I28<4,$J28>200),$AQ307,IF(AND($I28>4,$J28<=200),$AQ309,$AQ310)))","v":36.341049382716051},{"$f":"IF(AND($I28<4,$J28<=200),$AW306,IF(AND($I28<4,$J28>200),$AW307,IF(AND($I28>4,$J28<=200),$AW309,$AW310)))","v":36.393518518518519},{"$f":"IF(AND($I28<4,$J28<=200),$BC306,IF(AND($I28<4,$J28>200),$BC307,IF(AND($I28>4,$J28<=200),$BC309,$BC310)))","v":54.578703703703702}]
[75,"1000x300",{"$f":"(MID(B29,1,4)/1000)-0","v":1},{"$f":"(MID(B29,6,3)/1000)-0","v":0.3},320,0.3,832,1000,0.92592592592592593,150,{"$f":"IF(AND($I29<4,$J29<=200),$G316,IF(AND($I29<4,$J29>200),$G317,IF(AND($I29>4,$J29<=200),$G319,$G320)))","v":55.76543209876543},{"$f":"IF(AND($I29<4,$J29<=200),$M316,IF(AND($I29<4,$J29>200),$M317,IF(AND($I29>4,$J29<=200),$M319,$M320)))","v":52.314814814814817},{"$f":"IF(AND($I29<4,$J29<=200),$S316,IF(AND($I29<4,$J29>200),$S317,IF(AND($I29>4,$J29<=200),$S319,$S320)))","v":51.401234567901234},{"$f":"IF(AND($I29<4,$J29<=200),$Y316,IF(AND($I29<4,$J29>200),$Y317,IF(AND($I29>4,$J29<=200),$Y319,$Y320)))","v":45.339506172839506},{"$f":"IF(AND($I29<4,$J29<=200),$AE316,IF(AND($I29<4,$J29>200),$AE317,IF(AND($I29>4,$J29<=200),$AE319,$AE320)))","v":49.962962962962962},{"$f":"IF(AND($I29<4,$J29<=200),$AK316,IF(AND($I29<4,$J29>200),$AK317,IF(AND($I29>4,$J29<=200),$AK319,$AK320)))","v":50.012345679012348},{"$f":"IF(AND($I29<4,$J29<=200),$AQ316,IF(AND($I29<4,$J29>200),$AQ317,IF(AND($I29>4,$J29<=200),$AQ319,$AQ320)))","v":36.839506172839506},{"$f":"IF(AND($I29<4,$J29<=200),$AW316,IF(AND($I29<4,$J29>200),$AW317,IF(AND($I29>4,$J29<=200),$AW319,$AW320)))","v":36.814814814814817},{"$f":"IF(AND($I29<4,$J29<=200),$BC316,IF(AND($I29<4,$J29>200),$BC317,IF(AND($I29>4,$J29<=200),$BC319,$BC320)))","v":55.462962962962962}]
[75,"1200x300",{"$f":"(MID(B30,1,4)/1000)-0","v":1.2},{"$f":"(MID(B30,6,3)/1000)-0","v":0.3},320,0.36,960,1000,0.77160493827160492,150,{"$f":"IF(AND($I30<4,$J30<=200),$G326,IF(AND($I30<4,$J30>200),$G327,IF(AND($I30>4,$J30<=200),$G329,$G330)))","v":56.276748971193413},{"$f":"IF(AND($I30<4,$J30<=200),$M326,IF(AND($I30<4,$J30>200),$M327,IF(AND($I30>4,$J30<=200),$M329,$M330)))","v":52.929012345679013},{"$f":"IF(AND($I30<4,$J30<=200),$S326,IF(AND($I30<4,$J30>200),$S327,IF(AND($I30>4,$J30<=200),$S329,$S330)))","v":52.195473251028808},{"$f":"IF(AND($I30<4,$J30<=200),$Y326,IF(AND($I30<4,$J30>200),$Y327,IF(AND($I30>4,$J30<=200),$Y329,$Y330)))","v":46.005144032921812},{"$f":"IF(AND($I30<4,$J30<=200),$AE326,IF(AND($I30<4,$J30>200),$AE327,IF(AND($I30>4,$J30<=200),$AE329,$AE330)))","v":50.885802469135804},{"$f":"IF(AND($I30<4,$J30<=200),$AK326,IF(AND($I30<4,$J30>200),$AK327,IF(AND($I30>4,$J30<=200),$AK329,$AK330)))","v":51.038065843621396},{"$f":"IF(AND($I30<4,$J30<=200),$AQ326,IF(AND($I30<4,$J30>200),$AQ327,IF(AND($I30>4,$J30<=200),$AQ329,$AQ330)))","v":37.505144032921812},{"$f":"IF(AND($I30<4,$J30<=200),$AW326,IF(AND($I30<4,$J30>200),$AW327,IF(AND($I30>4,$J30<=200),$AW329,$AW330)))","v":37.429012345679013},{"$f":"IF(AND($I30<4,$J30<=200),$BC326,IF(AND($I30<4,$J30>200),$BC327,IF(AND($I30>4,$J30<=200),$BC329,$BC330)))","v":56.385802469135804}]
[75,"400x400",{"$f":"(MID(B31,1,3)/1000)-0","v":0.4},{"$f":"(MID(B31,5,3)/1000)-0","v":0.4},420,0.16000000000000003,672,1000,1.7361111111111107,150,{"$f":"IF(AND($I31<4,$J31<=200),$G336,IF(AND($I31<4,$J31>200),$G337,IF(AND($I31>4,$J31<=200),$G339,$G340)))","v":53.340277777777779},{"$f":"IF(AND($I31<4,$J31<=200),$M336,IF(AND($I31<4,$J31>200),$M337,IF(AND($I31>4,$J31<=200),$M339,$M340)))","v":50.962962962962962},{"$f":"IF(AND($I31<4,$J31<=200),$S336,IF(AND($I31<4,$J31>200),$S337,IF(AND($I31>4,$J31<=200),$S339,$S340)))","v":49.217592592592595},{"$f":"IF(AND($I31<4,$J31<=200),$Y336,IF(AND($I31<4,$J31>200),$Y337,IF(AND($I31>4,$J31<=200),$Y339,$Y340)))","v":45.340277777777779},{"$f":"IF(AND($I31<4,$J31<=200),$AE336,IF(AND($I31<4,$J31>200),$AE337,IF(AND($I31>4,$J31<=200),$AE339,$AE340)))","v":50.377314814814817},{"$f":"IF(AND($I31<4,$J31<=200),$AK336,IF(AND($I31<4,$J31>200),$AK337,IF(AND($I31>4,$J31<=200),$AK339,$AK340)))","v":46},{"$f":"IF(AND($I31<4,$J31<=200),$AQ336,IF(AND($I31<4,$J31>200),$AQ337,IF(AND($I31>4,$J31<=200),$AQ339,$AQ340)))","v":35.104166666666664},{"$f":"IF(AND($I31<4,$J31<=200),$AW336,IF(AND($I31<4,$J31>200),$AW337,IF(AND($I31>4,$J31<=200),$AW339,$AW340)))","v":35.953703703703702},{"$f":"IF(AND($I31<4,$J31<=200),$BC336,IF(AND($I31<4,$J31>200),$BC337,IF(AND($I31>4,$J31<=200),$BC339,$BC340)))","v":53.49074074074074}]
[75,"500x400",{"$f":"(MID(B32,1,3)/1000)-0","v":0.5},{"$f":"(MID(B32,5,3)/1000)-0","v":0.4},420,0.2,756,1000,1.3888888888888888,150,{"$f":"IF(AND($I32<4,$J32<=200),$G346,IF(AND($I32<4,$J32>200),$G347,IF(AND($I32>4,$J32<=200),$G349,$G350)))","v":53.472222222222221},{"$f":"IF(AND($I32<4,$J32<=200),$M346,IF(AND($I32<4,$J32>200),$M347,IF(AND($I32>4,$J32<=200),$M349,$M350)))","v":51.037037037037038},{"$f":"IF(AND($I32<4,$J32<=200),$S346,IF(AND($I32<4,$J32>200),$S347,IF(AND($I32>4,$J32<=200),$S349,$S350)))","v":49.407407407407405},{"$f":"IF(AND($I32<4,$J32<=200),$Y346,IF(AND($I32<4,$J32>200),$Y347,IF(AND($I32>4,$J32<=200),$Y349,$Y350)))","v":45.472222222222221},{"$f":"IF(AND($I32<4,$J32<=200),$AE346,IF(AND($I32<4,$J32>200),$AE347,IF(AND($I32>4,$J32<=200),$AE349,$AE350)))","v":51.435185185185183},{"$f":"IF(AND($I32<4,$J32<=200),$AK346,IF(AND($I32<4,$J32>200),$AK347,IF(AND($I32>4,$J32<=200),$AK349,$AK350)))","v":47},{"$f":"IF(AND($I32<4,$J32<=200),$AQ346,IF(AND($I32<4,$J32>200),$AQ347,IF(AND($I32>4,$J32<=200),$AQ349,$AQ350)))","v":35.583333333333336},{"$f":"IF(AND($I32<4,$J32<=200),$AW346,IF(AND($I32<4,$J32>200),$AW347,IF(AND($I32>4,$J32<=200),$AW349,$AW350)))","v":35.796296296296298},{"$f":"IF(AND($I32<4,$J32<=200),$BC346,IF(AND($I32<4,$J32>200),$BC347,IF(AND($I32>4,$J32<=200),$BC349,$BC350)))","v":54.25925925925926}]
[75,"600x400",{"$f":"(MID(B33,1,3)/1000)-0","v":0.6},{"$f":"(MID(B33,5,3)/1000)-0","v":0.4},420,0.24,840,1000,1.1574074074074074,150,{"$f":"IF(AND($I33<4,$J33<=200),$G356,IF(AND($I33<4,$J33>200),$G357,IF(AND($I33>4,$J33<=200),$G359,$G360)))","v":53.893518518518519},{"$f":"IF(AND($I33<4,$J33<=200),$M356,IF(AND($I33<4,$J33>200),$M357,IF(AND($I33>4,$J33<=200),$M359,$M360)))","v":51.419753086419753},{"$f":"IF(AND($I33<4,$J33<=200),$S356,IF(AND($I33<4,$J33>200),$S357,IF(AND($I33>4,$J33<=200),$S359,$S360)))","v":49.867283950617285},{"$f":"IF(AND($I33<4,$J33<=200),$Y356,IF(AND($I33<4,$J33>200),$Y357,IF(AND($I33>4,$J33<=200),$Y359,$Y360)))","v":45.893518518518519},{"$f":"IF(AND($I33<4,$J33<=200),$AE356,IF(AND($I33<4,$J33>200),$AE357,IF(AND($I33>4,$J33<=200),$AE359,$AE360)))","v":52.473765432098766},{"$f":"IF(AND($I33<4,$J33<=200),$AK356,IF(AND($I33<4,$J33>200),$AK357,IF(AND($I33>4,$J33<=200),$AK359,$AK360)))","v":48},{"$f":"IF(AND($I33<4,$J33<=200),$AQ356,IF(AND($I33<4,$J33>200),$AQ357,IF(AND($I33>4,$J33<=200),$AQ359,$AQ360)))","v":36.236111111111114},{"$f":"IF(AND($I33<4,$J33<=200),$AW356,IF(AND($I33<4,$J33>200),$AW357,IF(AND($I33>4,$J33<=200),$AW359,$AW360)))","v":36.02469135802469},{"$f":"IF(AND($I33<4,$J33<=200),$BC356,IF(AND($I33<4,$J33>200),$BC357,IF(AND($I33>4,$J33<=200),$BC359,$BC360)))","v":55.104938271604937}]
[75,"800x400",{"$f":"(MID(B34,1,3)/1000)-0","v":0.8},{"$f":"(MID(B34,5,3)/1000)-0","v":0.4},420,0.32000000000000006,1008,1000,0.86805555555555536,150,{"$f":"IF(AND($I34<4,$J34<=200),$G366,IF(AND($I34<4,$J34>200),$G367,IF(AND($I34>4,$J34<=200),$G369,$G370)))","v":54.170138888888886},{"$f":"IF(AND($I34<4,$J34<=200),$M366,IF(AND($I34<4,$J34>200),$M367,IF(AND($I34>4,$J34<=200),$M369,$M370)))","v":51.648148148148145},{"$f":"IF(AND($I34<4,$J34<=200),$S366,IF(AND($I34<4,$J34>200),$S367,IF(AND($I34>4,$J34<=200),$S369,$S370)))","v":50.192129629629626},{"$f":"IF(AND($I34<4,$J34<=200),$Y366,IF(AND($I34<4,$J34>200),$Y367,IF(AND($I34>4,$J34<=200),$Y369,$Y370)))","v":46.170138888888886},{"$f":"IF(AND($I34<4,$J34<=200),$AE366,IF(AND($I34<4,$J34>200),$AE367,IF(AND($I34>4,$J34<=200),$AE369,$AE370)))","v":53.52199074074074},{"$f":"IF(AND($I34<4,$J34<=200),$AK366,IF(AND($I34<4,$J34>200),$AK367,IF(AND($I34>4,$J34<=200),$AK369,$AK370)))","v":49},{"$f":"IF(AND($I34<4,$J34<=200),$AQ366,IF(AND($I34<4,$J34>200),$AQ367,IF(AND($I34>4,$J34<=200),$AQ369,$AQ370)))","v":36.802083333333336},{"$f":"IF(AND($I34<4,$J34<=200),$AW366,IF(AND($I34<4,$J34>200),$AW367,IF(AND($I34>4,$J34<=200),$AW369,$AW370)))","v":36.060185185185183},{"$f":"IF(AND($I34<4,$J34<=200),$BC366,IF(AND($I34<4,$J34>200),$BC367,IF(AND($I34>4,$J34<=200),$BC369,$BC370)))","v":55.912037037037038}]
[75,"1000x400",{"$f":"(MID(B35,1,4)/1000)-0","v":1},{"$f":"(MID(B35,6,3)/1000)-0","v":0.4},420,0.4,1176,1000,0.69444444444444442,150,{"$f":"IF(AND($I35<4,$J35<=200),$G376,IF(AND($I35<4,$J35>200),$G377,IF(AND($I35>4,$J35<=200),$G379,$G380)))","v":54.736111111111114},{"$f":"IF(AND($I35<4,$J35<=200),$M376,IF(AND($I35<4,$J35>200),$M377,IF(AND($I35>4,$J35<=200),$M379,$M380)))","v":52.185185185185183},{"$f":"IF(AND($I35<4,$J35<=200),$S376,IF(AND($I35<4,$J35>200),$S377,IF(AND($I35>4,$J35<=200),$S379,$S380)))","v":50.787037037037038},{"$f":"IF(AND($I35<4,$J35<=200),$Y376,IF(AND($I35<4,$J35>200),$Y377,IF(AND($I35>4,$J35<=200),$Y379,$Y380)))","v":46.736111111111114},{"$f":"IF(AND($I35<4,$J35<=200),$AE376,IF(AND($I35<4,$J35>200),$AE377,IF(AND($I35>4,$J35<=200),$AE379,$AE380)))","v":54.550925925925924},{"$f":"IF(AND($I35<4,$J35<=200),$AK376,IF(AND($I35<4,$J35>200),$AK377,IF(AND($I35>4,$J35<=200),$AK379,$AK380)))","v":50},{"$f":"IF(AND($I35<4,$J35<=200),$AQ376,IF(AND($I35<4,$J35>200),$AQ377,IF(AND($I35>4,$J35<=200),$AQ379,$AQ380)))","v":37.541666666666664},{"$f":"IF(AND($I35<4,$J35<=200),$AW376,IF(AND($I35<4,$J35>200),$AW377,IF(AND($I35>4,$J35<=200),$AW379,$AW380)))","v":36.481481481481481},{"$f":"IF(AND($I35<4,$J35<=200),$BC376,IF(AND($I35<4,$J35>200),$BC377,IF(AND($I35>4,$J35<=200),$BC379,$BC380)))","v":56.796296296296298}]
[75,"1200x400",{"$f":"(MID(B36,1,4)/1000)-0","v":1.2},{"$f":"(MID(B36,6,3)/1000)-0","v":0.4},420,0.48,1344,1000,0.57870370370370372,150,{"$f":"IF(AND($I36<4,$J36<=200),$G386,IF(AND($I36<4,$J36>200),$G387,IF(AND($I36>4,$J36<=200),$G389,$G390)))","v":55.44675925925926},{"$f":"IF(AND($I36<4,$J36<=200),$M386,IF(AND($I36<4,$J36>200),$M387,IF(AND($I36>4,$J36<=200),$M389,$M390)))","v":52.876543209876544},{"$f":"IF(AND($I36<4,$J36<=200),$S386,IF(AND($I36<4,$J36>200),$S387,IF(AND($I36>4,$J36<=200),$S389,$S390)))","v":51.516975308641975},{"$f":"IF(AND($I36<4,$J36<=200),$Y386,IF(AND($I36<4,$J36>200),$Y387,IF(AND($I36>4,$J36<=200),$Y389,$Y390)))","v":47.44675925925926},{"$f":"IF(AND($I36<4,$J36<=200),$AE386,IF(AND($I36<4,$J36>200),$AE387,IF(AND($I36>4,$J36<=200),$AE389,$AE390)))","v":55.570216049382715},{"$f":"IF(AND($I36<4,$J36<=200),$AK386,IF(AND($I36<4,$J36>200),$AK387,IF(AND($I36>4,$J36<=200),$AK389,$AK390)))","v":51},{"$f":"IF(AND($I36<4,$J36<=200),$AQ386,IF(AND($I36<4,$J36>200),$AQ387,IF(AND($I36>4,$J36<=200),$AQ389,$AQ390)))","v":38.368055555555557},{"$f":"IF(AND($I36<4,$J36<=200),$AW386,IF(AND($I36<4,$J36>200),$AW387,IF(AND($I36>4,$J36<=200),$AW389,$AW390)))","v":37.095679012345677},{"$f":"IF(AND($I36<4,$J36<=200),$BC386,IF(AND($I36<4,$J36>200),$BC387,IF(AND($I36>4,$J36<=200),$BC389,$BC390)))","v":57.719135802469133}]
[]
[]
[]
[]
[]
[]
[]
[]
[]
[]
[]
[]
["Luftschalldurchstrahlung LW für Oktavmittenfrequenzen"]
[null,null,null,63,null,null,null,null,null,"125 Hz",null,null,null,null,null,"250 Hz",null,null,null,null,null,"500 Hz",null,null,null,null,null,"1000 Hz",null,null,null,null,null,"2000 Hz",null,null,null,null,null,"4000 Hz",null,null,null,null,null,"8000 Hz",null,null,null,null,null," S LWA"]
["BG","v","dp","LW","m","b",null,"v","dp","LW","m","b",null,"v","dp","LW","m","b",null,"v","dp","LW","m","b",null,"v","dp","LW","m","b",null,"v","dp","LW","m","b",null,"v","dp","LW","m","b",null,"v","dp","LW","m","b",null,"v","dp","LW","m","b"]
["200x100",1,100,{"$f":"D62-2","v":39},null,null,null,1,100,{"$f":"J62-2","v":36},null,null,null,1,100,{"$f":"P62-2","v":37},null,null,null,1,100,{"$f":"V62-2","v":32},null,null,null,1,100,{"$f":"AB62-2","v":29},null,null,null,1,100,{"$f":"AH62-2","v":21},null,null,null,1,100,{"$f":"AN62-2","v":19},null,null,null,1,100,{"$f":"AT62-2","v":20},null,null,null,1,100,{"$f":"AZ62-2","v":34}]
[null,1,200,44,{"$f":"INDEX(LINEST(D52:D53,C52:C53,TRUE,FALSE),1)","v":0.05},{"$f":"INDEX(LINEST(D52:D53,C52:C53,TRUE,FALSE),2)","v":34},null,1,200,39,{"$f":"INDEX(LINEST(J52:J53,I52:I53,TRUE,FALSE),1)","v":2.9999999999999995E-2},{"$f":"INDEX(LINEST(J52:J53,I52:I53,TRUE,FALSE),2)","v":33},null,1,200,39,{"$f":"INDEX(LINEST(P52:P53,O52:O53,TRUE,FALSE),1)","v":2.0000000000000004E-2},{"$f":"INDEX(LINEST(P52:P53,O52:O53,TRUE,FALSE),2)","v":35},null,1,200,36,{"$f":"INDEX(LINEST(V52:V53,U52:U53,TRUE,FALSE),1)","v":4.0000000000000008E-2},{"$f":"INDEX(LINEST(V52:V53,U52:U53,TRUE,FALSE),2)","v":28},null,1,200,35,{"$f":"INDEX(LINEST(AB52:AB53,AA52:AA53,TRUE,FALSE),1)","v":5.9999999999999991E-2},{"$f":"INDEX(LINEST(AB52:AB53,AA52:AA53,TRUE,FALSE),2)","v":23},null,1,200,30,{"$f":"INDEX(LINEST(AH52:AH53,AG52:AG53,TRUE,FALSE),1)","v":0.09},{"$f":"INDEX(LINEST(AH52:AH53,AG52:AG53,TRUE,FALSE),2)","v":12},null,1,200,26,{"$f":"INDEX(LINEST(AN52:AN53,AM52:AM53,TRUE,FALSE),1)","v":7.0000000000000021E-2},{"$f":"INDEX(LINEST(AN52:AN53,AM52:AM53,TRUE,FALSE),2)","v":11.999999999999996},null,1,200,28,{"$f":"INDEX(LINEST(AT52:AT53,AS52:AS53,TRUE,FALSE),1)","v":8.0000000000000016E-2},{"$f":"INDEX(LINEST(AT52:AT53,AS52:AS53,TRUE,FALSE),2)","v":11.999999999999998},null,1,200,39,{"$f":"INDEX(LINEST(AZ52:AZ53,AY52:AY53,TRUE,FALSE),1)","v":0.05},{"$f":"INDEX(LINEST(AZ52:AZ53,AY52:AY53,TRUE,FALSE),2)","v":29}]
[null,1,500,47,{"$f":"INDEX(LINEST(D53:D54,C53:C54,TRUE,FALSE),1)","v":1.0000000000000004E-2},{"$f":"INDEX(LINEST(D53:D54,C53:C54,TRUE,FALSE),2)","v":42},null,1,500,51,{"$f":"INDEX(LINEST(J53:J54,I53:I54,TRUE,FALSE),1)","v":4.0000000000000015E-2},{"$f":"INDEX(LINEST(J53:J54,I53:I54,TRUE,FALSE),2)","v":30.999999999999993},null,1,500,42,{"$f":"INDEX(LINEST(P53:P54,O53:O54,TRUE,FALSE),1)","v":1.0000000000000004E-2},{"$f":"INDEX(LINEST(P53:P54,O53:O54,TRUE,FALSE),2)","v":37},null,1,500,38,{"$f":"INDEX(LINEST(V53:V54,U53:U54,TRUE,FALSE),1)","v":6.666666666666668E-3},{"$f":"INDEX(LINEST(V53:V54,U53:U54,TRUE,FALSE),2)","v":34.666666666666664},null,1,500,40,{"$f":"INDEX(LINEST(AB53:AB54,AA53:AA54,TRUE,FALSE),1)","v":1.6666666666666666E-2},{"$f":"INDEX(LINEST(AB53:AB54,AA53:AA54,TRUE,FALSE),2)","v":31.666666666666668},null,1,500,38,{"$f":"INDEX(LINEST(AH53:AH54,AG53:AG54,TRUE,FALSE),1)","v":2.6666666666666672E-2},{"$f":"INDEX(LINEST(AH53:AH54,AG53:AG54,TRUE,FALSE),2)","v":24.666666666666664},null,1,500,36,{"$f":"INDEX(LINEST(AN53:AN54,AM53:AM54,TRUE,FALSE),1)","v":3.3333333333333333E-2},{"$f":"INDEX(LINEST(AN53:AN54,AM53:AM54,TRUE,FALSE),2)","v":19.333333333333336},null,1,500,38,{"$f":"INDEX(LINEST(AT53:AT54,AS53:AS54,TRUE,FALSE),1)","v":3.3333333333333333E-2},{"$f":"INDEX(LINEST(AT53:AT54,AS53:AS54,TRUE,FALSE),2)","v":21.333333333333336},null,1,500,46,{"$f":"INDEX(LINEST(AZ53:AZ54,AY53:AY54,TRUE,FALSE),1)","v":2.3333333333333331E-2},{"$f":"INDEX(LINEST(AZ53:AZ54,AY53:AY54,TRUE,FALSE),2)","v":34.333333333333336}]
[null,4,100,49,null,null,null,4,100,50,null,null,null,4,100,43,null,null,null,4,100,31,null,null,null,4,100,31,null,null,null,4,100,28,null,null,null,4,100,26,null,null,null,4,100,24,null,null,null,4,100,40]
[null,4,200,50,{"$f":"INDEX(LINEST(D55:D56,C55:C56,TRUE,FALSE),1)","v":1.0000000000000002E-2},{"$f":"INDEX(LINEST(D55:D56,C55:C56,TRUE,FALSE),2)","v":48},{"$f":"((($I$3-1)/3)*((E56*$J$3+F56)-(E53*$J$3+F53)))+(E53*$J$3+F53)","v":75.870370370370352},4,200,50,{"$f":"INDEX(LINEST(J55:J56,I55:I56,TRUE,FALSE),1)","v":0},{"$f":"INDEX(LINEST(J55:J56,I55:I56,TRUE,FALSE),2)","v":50},{"$f":"((($I$3-1)/3)*((K56*$J$3+L56)-(K53*$J$3+L53)))+(K53*$J$3+L53)","v":91.203703703703695},4,200,48,{"$f":"INDEX(LINEST(P55:P56,O55:O56,TRUE,FALSE),1)","v":0.05},{"$f":"INDEX(LINEST(P55:P56,O55:O56,TRUE,FALSE),2)","v":38},{"$f":"((($I$3-1)/3)*((Q56*$J$3+R56)-(Q53*$J$3+R53)))+(Q53*$J$3+R53)","v":70.222222222222214},4,200,38,{"$f":"INDEX(LINEST(V55:V56,U55:U56,TRUE,FALSE),1)","v":7.0000000000000021E-2},{"$f":"INDEX(LINEST(V55:V56,U55:U56,TRUE,FALSE),2)","v":23.999999999999996},{"$f":"((($I$3-1)/3)*((W56*$J$3+X56)-(W53*$J$3+X53)))+(W53*$J$3+X53)","v":36.148148148148145},4,200,38,{"$f":"INDEX(LINEST(AB55:AB56,AA55:AA56,TRUE,FALSE),1)","v":7.0000000000000021E-2},{"$f":"INDEX(LINEST(AB55:AB56,AA55:AA56,TRUE,FALSE),2)","v":23.999999999999996},{"$f":"((($I$3-1)/3)*((AC56*$J$3+AD56)-(AC53*$J$3+AD53)))+(AC53*$J$3+AD53)","v":42.740740740740733},4,200,36,{"$f":"INDEX(LINEST(AH55:AH56,AG55:AG56,TRUE,FALSE),1)","v":8.0000000000000016E-2},{"$f":"INDEX(LINEST(AH55:AH56,AG55:AG56,TRUE,FALSE),2)","v":20},{"$f":"((($I$3-1)/3)*((AI56*$J$3+AJ56)-(AI53*$J$3+AJ53)))+(AI53*$J$3+AJ53)","v":53.425925925925917},4,200,34,{"$f":"INDEX(LINEST(AN55:AN56,AM55:AM56,TRUE,FALSE),1)","v":8.0000000000000016E-2},{"$f":"INDEX(LINEST(AN55:AN56,AM55:AM56,TRUE,FALSE),2)","v":18},{"$f":"((($I$3-1)/3)*((AO56*$J$3+AP56)-(AO53*$J$3+AP53)))+(AO53*$J$3+AP53)","v":54.722222222222214},4,200,34,{"$f":"INDEX(LINEST(AT55:AT56,AS55:AS56,TRUE,FALSE),1)","v":0.1},{"$f":"INDEX(LINEST(AT55:AT56,AS55:AS56,TRUE,FALSE),2)","v":14},{"$f":"((($I$3-1)/3)*((AU56*$J$3+AV56)-(AU53*$J$3+AV53)))+(AU53*$J$3+AV53)","v":45.481481481481474},4,200,45,{"$f":"INDEX(LINEST(AZ55:AZ56,AY55:AY56,TRUE,FALSE),1)","v":0.05},{"$f":"INDEX(LINEST(AZ55:AZ56,AY55:AY56,TRUE,FALSE),2)","v":35},{"$f":"((($I$3-1)/3)*((BA56*$J$3+BB56)-(BA53*$J$3+BB53)))+(BA53*$J$3+BB53)","v":62.277777777777771}]
[null,4,500,51,{"$f":"INDEX(LINEST(D56:D57,C56:C57,TRUE,FALSE),1)","v":3.333333333333334E-3},{"$f":"INDEX(LINEST(D56:D57,C56:C57,TRUE,FALSE),2)","v":49.333333333333336},{"$f":"((($I$3-1)/3)*((E57*$J$3+F57)-(E54*$J$3+F54)))+(E54*$J$3+F54)","v":70.709876543209873},4,500,50,{"$f":"INDEX(LINEST(J56:J57,I56:I57,TRUE,FALSE),1)","v":0},{"$f":"INDEX(LINEST(J56:J57,I56:I57,TRUE,FALSE),2)","v":50},{"$f":"((($I$3-1)/3)*((K57*$J$3+L57)-(K54*$J$3+L54)))+(K54*$J$3+L54)","v":92.851851851851848},4,500,50,{"$f":"INDEX(LINEST(P56:P57,O56:O57,TRUE,FALSE),1)","v":6.666666666666668E-3},{"$f":"INDEX(LINEST(P56:P57,O56:O57,TRUE,FALSE),2)","v":46.666666666666664},{"$f":"((($I$3-1)/3)*((Q57*$J$3+R57)-(Q54*$J$3+R54)))+(Q54*$J$3+R54)","v":77.882716049382694},4,500,46,{"$f":"INDEX(LINEST(V56:V57,U56:U57,TRUE,FALSE),1)","v":2.6666666666666672E-2},{"$f":"INDEX(LINEST(V56:V57,U56:U57,TRUE,FALSE),2)","v":32.666666666666664},{"$f":"((($I$3-1)/3)*((W57*$J$3+X57)-(W54*$J$3+X54)))+(W54*$J$3+X54)","v":39.962962962962962},4,500,48,{"$f":"INDEX(LINEST(AB56:AB57,AA56:AA57,TRUE,FALSE),1)","v":3.3333333333333333E-2},{"$f":"INDEX(LINEST(AB56:AB57,AA56:AA57,TRUE,FALSE),2)","v":31.333333333333336},{"$f":"((($I$3-1)/3)*((AC57*$J$3+AD57)-(AC54*$J$3+AD54)))+(AC54*$J$3+AD54)","v":43.475308641975303},4,500,44,{"$f":"INDEX(LINEST(AH56:AH57,AG56:AG57,TRUE,FALSE),1)","v":2.6666666666666672E-2},{"$f":"INDEX(LINEST(AH56:AH57,AG56:AG57,TRUE,FALSE),2)","v":30.666666666666664},{"$f":"((($I$3-1)/3)*((AI57*$J$3+AJ57)-(AI54*$J$3+AJ54)))+(AI54*$J$3+AJ54)","v":54.444444444444436},4,500,44,{"$f":"INDEX(LINEST(AN56:AN57,AM56:AM57,TRUE,FALSE),1)","v":3.3333333333333333E-2},{"$f":"INDEX(LINEST(AN56:AN57,AM56:AM57,TRUE,FALSE),2)","v":27.333333333333336},{"$f":"((($I$3-1)/3)*((AO57*$J$3+AP57)-(AO54*$J$3+AP54)))+(AO54*$J$3+AP54)","v":58.703703703703695},4,500,45,{"$f":"INDEX(LINEST(AT56:AT57,AS56:AS57,TRUE,FALSE),1)","v":3.6666666666666674E-2},{"$f":"INDEX(LINEST(AT56:AT57,AS56:AS57,TRUE,FALSE),2)","v":26.666666666666664},{"$f":"((($I$3-1)/3)*((AU57*$J$3+AV57)-(AU54*$J$3+AV54)))+(AU54*$J$3+AV54)","v":51.395061728395035},4,500,53,{"$f":"INDEX(LINEST(AZ56:AZ57,AY56:AY57,TRUE,FALSE),1)","v":2.6666666666666672E-2},{"$f":"INDEX(LINEST(AZ56:AZ57,AY56:AY57,TRUE,FALSE),2)","v":39.666666666666664},{"$f":"((($I$3-1)/3)*((BA57*$J$3+BB57)-(BA54*$J$3+BB54)))+(BA54*$J$3+BB54)","v":62.895061728395035}]
[null,10,100,67,null,null,null,10,100,65,null,null,null,10,100,56,null,null,null,10,100,44,null,null,null,10,100,44,null,null,null,10,100,41,null,null,null,10,100,35,null,null,null,10,100,32,null,null,null,10,100,53]
[null,10,200,69,{"$f":"INDEX(LINEST(D58:D59,C58:C59,TRUE,FALSE),1)","v":2.0000000000000004E-2},{"$f":"INDEX(LINEST(D58:D59,C58:C59,TRUE,FALSE),2)","v":65},{"$f":"((($I$3-4)/6)*((E59*$J$3+F59)-(E56*$J$3+F56)))+(E56*$J$3+F56)","v":79.990740740740733},10,200,68,{"$f":"INDEX(LINEST(J58:J59,I58:I59,TRUE,FALSE),1)","v":2.9999999999999995E-2},{"$f":"INDEX(LINEST(J58:J59,I58:I59,TRUE,FALSE),2)","v":62},{"$f":"((($I$3-4)/6)*((K59*$J$3+L59)-(K56*$J$3+L56)))+(K56*$J$3+L56)","v":77.194444444444429},10,200,59,{"$f":"INDEX(LINEST(P58:P59,O58:O59,TRUE,FALSE),1)","v":2.9999999999999995E-2},{"$f":"INDEX(LINEST(P58:P59,O58:O59,TRUE,FALSE),2)","v":53},{"$f":"((($I$3-4)/6)*((Q59*$J$3+R59)-(Q56*$J$3+R56)))+(Q56*$J$3+R56)","v":65.277777777777771},10,200,50,{"$f":"INDEX(LINEST(V58:V59,U58:U59,TRUE,FALSE),1)","v":5.9999999999999991E-2},{"$f":"INDEX(LINEST(V58:V59,U58:U59,TRUE,FALSE),2)","v":38},{"$f":"((($I$3-4)/6)*((W59*$J$3+X59)-(W56*$J$3+X56)))+(W56*$J$3+X56)","v":55.101851851851848},10,200,49,{"$f":"INDEX(LINEST(AB58:AB59,AA58:AA59,TRUE,FALSE),1)","v":0.05},{"$f":"INDEX(LINEST(AB58:AB59,AA58:AA59,TRUE,FALSE),2)","v":39},{"$f":"((($I$3-4)/6)*((AC59*$J$3+AD59)-(AC56*$J$3+AD56)))+(AC56*$J$3+AD56)","v":54.277777777777771},10,200,45,{"$f":"INDEX(LINEST(AH58:AH59,AG58:AG59,TRUE,FALSE),1)","v":4.0000000000000008E-2},{"$f":"INDEX(LINEST(AH58:AH59,AG58:AG59,TRUE,FALSE),2)","v":37},{"$f":"((($I$3-4)/6)*((AI59*$J$3+AJ59)-(AI56*$J$3+AJ56)))+(AI56*$J$3+AJ56)","v":50.129629629629626},10,200,41,{"$f":"INDEX(LINEST(AN58:AN59,AM58:AM59,TRUE,FALSE),1)","v":5.9999999999999991E-2},{"$f":"INDEX(LINEST(AN58:AN59,AM58:AM59,TRUE,FALSE),2)","v":29},{"$f":"((($I$3-4)/6)*((AO59*$J$3+AP59)-(AO56*$J$3+AP56)))+(AO56*$J$3+AP56)","v":43.185185185185183},10,200,42,{"$f":"INDEX(LINEST(AT58:AT59,AS58:AS59,TRUE,FALSE),1)","v":0.1},{"$f":"INDEX(LINEST(AT58:AT59,AS58:AS59,TRUE,FALSE),2)","v":22},{"$f":"((($I$3-4)/6)*((AU59*$J$3+AV59)-(AU56*$J$3+AV56)))+(AU56*$J$3+AV56)","v":42.185185185185183},10,200,57,{"$f":"INDEX(LINEST(AZ58:AZ59,AY58:AY59,TRUE,FALSE),1)","v":4.0000000000000008E-2},{"$f":"INDEX(LINEST(AZ58:AZ59,AY58:AY59,TRUE,FALSE),2)","v":49},{"$f":"((($I$3-4)/6)*((BA59*$J$3+BB59)-(BA56*$J$3+BB56)))+(BA56*$J$3+BB56)","v":63.101851851851848}]
[null,10,500,63,{"$f":"INDEX(LINEST(D59:D60,C59:C60,TRUE,FALSE),1)","v":-2.0000000000000007E-2},{"$f":"INDEX(LINEST(D59:D60,C59:C60,TRUE,FALSE),2)","v":73},{"$f":"((($I$3-4)/6)*((E60*$J$3+F60)-(E57*$J$3+F57)))+(E57*$J$3+F57)","v":83.070987654320987},10,500,65,{"$f":"INDEX(LINEST(J59:J60,I59:I60,TRUE,FALSE),1)","v":-1.0000000000000004E-2},{"$f":"INDEX(LINEST(J59:J60,I59:I60,TRUE,FALSE),2)","v":70},{"$f":"((($I$3-4)/6)*((K60*$J$3+L60)-(K57*$J$3+L57)))+(K57*$J$3+L57)","v":80.490740740740733},10,500,62,{"$f":"INDEX(LINEST(P59:P60,O59:O60,TRUE,FALSE),1)","v":1.0000000000000004E-2},{"$f":"INDEX(LINEST(P59:P60,O59:O60,TRUE,FALSE),2)","v":57},{"$f":"((($I$3-4)/6)*((Q60*$J$3+R60)-(Q57*$J$3+R57)))+(Q57*$J$3+R57)","v":65.521604938271594},10,500,51,{"$f":"INDEX(LINEST(V59:V60,U59:U60,TRUE,FALSE),1)","v":3.333333333333334E-3},{"$f":"INDEX(LINEST(V59:V60,U59:U60,TRUE,FALSE),2)","v":49.333333333333336},{"$f":"((($I$3-4)/6)*((W60*$J$3+X60)-(W57*$J$3+X57)))+(W57*$J$3+X57)","v":58.367283950617285},10,500,52,{"$f":"INDEX(LINEST(AB59:AB60,AA59:AA60,TRUE,FALSE),1)","v":1.0000000000000004E-2},{"$f":"INDEX(LINEST(AB59:AB60,AA59:AA60,TRUE,FALSE),2)","v":47},{"$f":"((($I$3-4)/6)*((AC60*$J$3+AD60)-(AC57*$J$3+AD57)))+(AC57*$J$3+AD57)","v":56.385802469135797},10,500,48,{"$f":"INDEX(LINEST(AH59:AH60,AG59:AG60,TRUE,FALSE),1)","v":1.0000000000000004E-2},{"$f":"INDEX(LINEST(AH59:AH60,AG59:AG60,TRUE,FALSE),2)","v":43},{"$f":"((($I$3-4)/6)*((AI60*$J$3+AJ60)-(AI57*$J$3+AJ57)))+(AI57*$J$3+AJ57)","v":50.873456790123456},10,500,49,{"$f":"INDEX(LINEST(AN59:AN60,AM59:AM60,TRUE,FALSE),1)","v":2.6666666666666672E-2},{"$f":"INDEX(LINEST(AN59:AN60,AM59:AM60,TRUE,FALSE),2)","v":35.666666666666664},{"$f":"((($I$3-4)/6)*((AO60*$J$3+AP60)-(AO57*$J$3+AP57)))+(AO57*$J$3+AP57)","v":44.419753086419746},10,500,51,{"$f":"INDEX(LINEST(AT59:AT60,AS59:AS60,TRUE,FALSE),1)","v":0.03},{"$f":"INDEX(LINEST(AT59:AT60,AS59:AS60,TRUE,FALSE),2)","v":36},{"$f":"((($I$3-4)/6)*((AU60*$J$3+AV60)-(AU57*$J$3+AV57)))+(AU57*$J$3+AV57)","v":45.901234567901234},10,500,59,{"$f":"INDEX(LINEST(AZ59:AZ60,AY59:AY60,TRUE,FALSE),1)","v":6.666666666666668E-3},{"$f":"INDEX(LINEST(AZ59:AZ60,AY59:AY60,TRUE,FALSE),2)","v":55.666666666666664},{"$f":"((($I$3-4)/6)*((BA60*$J$3+BB60)-(BA57*$J$3+BB57)))+(BA57*$J$3+BB57)","v":65.092592592592581}]
[]
["300x100",1,100,41,null,null,null,1,100,38,null,null,null,1,100,39,null,null,null,1,100,34,null,null,null,1,100,31,null,null,null,1,100,23,null,null,null,1,100,21,null,null,null,1,100,22,null,null,null,1,100,36]
[null,1,200,46,{"$f":"INDEX(LINEST(D62:D63,C62:C63,TRUE,FALSE),1)","v":0.05},{"$f":"INDEX(LINEST(D62:D63,C62:C63,TRUE,FALSE),2)","v":36},null,1,200,41,{"$f":"INDEX(LINEST(J62:J63,I62:I63,TRUE,FALSE),1)","v":2.9999999999999995E-2},{"$f":"INDEX(LINEST(J62:J63,I62:I63,TRUE,FALSE),2)","v":35},null,1,200,41,{"$f":"INDEX(LINEST(P62:P63,O62:O63,TRUE,FALSE),1)","v":2.0000000000000004E-2},{"$f":"INDEX(LINEST(P62:P63,O62:O63,TRUE,FALSE),2)","v":37},null,1,200,38,{"$f":"INDEX(LINEST(V62:V63,U62:U63,TRUE,FALSE),1)","v":4.0000000000000008E-2},{"$f":"INDEX(LINEST(V62:V63,U62:U63,TRUE,FALSE),2)","v":30},null,1,200,37,{"$f":"INDEX(LINEST(AB62:AB63,AA62:AA63,TRUE,FALSE),1)","v":5.9999999999999991E-2},{"$f":"INDEX(LINEST(AB62:AB63,AA62:AA63,TRUE,FALSE),2)","v":25},null,1,200,32,{"$f":"INDEX(LINEST(AH62:AH63,AG62:AG63,TRUE,FALSE),1)","v":0.09},{"$f":"INDEX(LINEST(AH62:AH63,AG62:AG63,TRUE,FALSE),2)","v":14},null,1,200,28,{"$f":"INDEX(LINEST(AN62:AN63,AM62:AM63,TRUE,FALSE),1)","v":7.0000000000000021E-2},{"$f":"INDEX(LINEST(AN62:AN63,AM62:AM63,TRUE,FALSE),2)","v":13.999999999999996},null,1,200,30,{"$f":"INDEX(LINEST(AT62:AT63,AS62:AS63,TRUE,FALSE),1)","v":8.0000000000000016E-2},{"$f":"INDEX(LINEST(AT62:AT63,AS62:AS63,TRUE,FALSE),2)","v":13.999999999999998},null,1,200,41,{"$f":"INDEX(LINEST(AZ62:AZ63,AY62:AY63,TRUE,FALSE),1)","v":0.05},{"$f":"INDEX(LINEST(AZ62:AZ63,AY62:AY63,TRUE,FALSE),2)","v":31}]
[null,1,500,49,{"$f":"INDEX(LINEST(D63:D64,C63:C64,TRUE,FALSE),1)","v":1.0000000000000004E-2},{"$f":"INDEX(LINEST(D63:D64,C63:C64,TRUE,FALSE),2)","v":44},null,1,500,53,{"$f":"INDEX(LINEST(J63:J64,I63:I64,TRUE,FALSE),1)","v":4.0000000000000015E-2},{"$f":"INDEX(LINEST(J63:J64,I63:I64,TRUE,FALSE),2)","v":32.999999999999993},null,1,500,44,{"$f":"INDEX(LINEST(P63:P64,O63:O64,TRUE,FALSE),1)","v":1.0000000000000004E-2},{"$f":"INDEX(LINEST(P63:P64,O63:O64,TRUE,FALSE),2)","v":39},null,1,500,40,{"$f":"INDEX(LINEST(V63:V64,U63:U64,TRUE,FALSE),1)","v":6.666666666666668E-3},{"$f":"INDEX(LINEST(V63:V64,U63:U64,TRUE,FALSE),2)","v":36.666666666666664},null,1,500,42,{"$f":"INDEX(LINEST(AB63:AB64,AA63:AA64,TRUE,FALSE),1)","v":1.6666666666666666E-2},{"$f":"INDEX(LINEST(AB63:AB64,AA63:AA64,TRUE,FALSE),2)","v":33.666666666666664},null,1,500,40,{"$f":"INDEX(LINEST(AH63:AH64,AG63:AG64,TRUE,FALSE),1)","v":2.6666666666666672E-2},{"$f":"INDEX(LINEST(AH63:AH64,AG63:AG64,TRUE,FALSE),2)","v":26.666666666666664},null,1,500,38,{"$f":"INDEX(LINEST(AN63:AN64,AM63:AM64,TRUE,FALSE),1)","v":3.3333333333333333E-2},{"$f":"INDEX(LINEST(AN63:AN64,AM63:AM64,TRUE,FALSE),2)","v":21.333333333333336},null,1,500,40,{"$f":"INDEX(LINEST(AT63:AT64,AS63:AS64,TRUE,FALSE),1)","v":3.3333333333333333E-2},{"$f":"INDEX(LINEST(AT63:AT64,AS63:AS64,TRUE,FALSE),2)","v":23.333333333333336},null,1,500,48,{"$f":"INDEX(LINEST(AZ63:AZ64,AY63:AY64,TRUE,FALSE),1)","v":2.3333333333333331E-2},{"$f":"INDEX(LINEST(AZ63:AZ64,AY63:AY64,TRUE,FALSE),2)","v":36.333333333333336}]
[null,4,100,51,null,null,null,4,100,52,null,null,null,4,100,45,null,null,null,4,100,33,null,null,null,4,100,33,null,null,null,4,100,30,null,null,null,4,100,28,null,null,null,4,100,26,null,null,null,4,100,42]
[null,4,200,52,{"$f":"INDEX(LINEST(D65:D66,C65:C66,TRUE,FALSE),1)","v":1.0000000000000002E-2},{"$f":"INDEX(LINEST(D65:D66,C65:C66,TRUE,FALSE),2)","v":50},{"$f":"((($I$4-1)/3)*((E66*$J$4+F66)-(E63*$J$4+F63)))+(E63*$J$4+F63)","v":65.524691358024697},4,200,52,{"$f":"INDEX(LINEST(J65:J66,I65:I66,TRUE,FALSE),1)","v":0},{"$f":"INDEX(LINEST(J65:J66,I65:I66,TRUE,FALSE),2)","v":52},{"$f":"((($I$4-1)/3)*((K66*$J$4+L66)-(K63*$J$4+L63)))+(K63*$J$4+L63)","v":73.913580246913583},4,200,50,{"$f":"INDEX(LINEST(P65:P66,O65:O66,TRUE,FALSE),1)","v":0.05},{"$f":"INDEX(LINEST(P65:P66,O65:O66,TRUE,FALSE),2)","v":40},{"$f":"((($I$4-1)/3)*((Q66*$J$4+R66)-(Q63*$J$4+R63)))+(Q63*$J$4+R63)","v":60.648148148148152},4,200,40,{"$f":"INDEX(LINEST(V65:V66,U65:U66,TRUE,FALSE),1)","v":7.0000000000000021E-2},{"$f":"INDEX(LINEST(V65:V66,U65:U66,TRUE,FALSE),2)","v":25.999999999999996},{"$f":"((($I$4-1)/3)*((W66*$J$4+X66)-(W63*$J$4+X63)))+(W63*$J$4+X63)","v":37.376543209876544},4,200,40,{"$f":"INDEX(LINEST(AB65:AB66,AA65:AA66,TRUE,FALSE),1)","v":7.0000000000000021E-2},{"$f":"INDEX(LINEST(AB65:AB66,AA65:AA66,TRUE,FALSE),2)","v":25.999999999999996},{"$f":"((($I$4-1)/3)*((AC66*$J$4+AD66)-(AC63*$J$4+AD63)))+(AC63*$J$4+AD63)","v":40.882716049382715},4,200,38,{"$f":"INDEX(LINEST(AH65:AH66,AG65:AG66,TRUE,FALSE),1)","v":8.0000000000000016E-2},{"$f":"INDEX(LINEST(AH65:AH66,AG65:AG66,TRUE,FALSE),2)","v":22},{"$f":"((($I$4-1)/3)*((AI66*$J$4+AJ66)-(AI63*$J$4+AJ63)))+(AI63*$J$4+AJ63)","v":45.395061728395063},4,200,36,{"$f":"INDEX(LINEST(AN65:AN66,AM65:AM66,TRUE,FALSE),1)","v":8.0000000000000016E-2},{"$f":"INDEX(LINEST(AN65:AN66,AM65:AM66,TRUE,FALSE),2)","v":20},{"$f":"((($I$4-1)/3)*((AO66*$J$4+AP66)-(AO63*$J$4+AP63)))+(AO63*$J$4+AP63)","v":45.148148148148152},4,200,36,{"$f":"INDEX(LINEST(AT65:AT66,AS65:AS66,TRUE,FALSE),1)","v":0.1},{"$f":"INDEX(LINEST(AT65:AT66,AS65:AS66,TRUE,FALSE),2)","v":16},{"$f":"((($I$4-1)/3)*((AU66*$J$4+AV66)-(AU63*$J$4+AV63)))+(AU63*$J$4+AV63)","v":39.76543209876543},4,200,47,{"$f":"INDEX(LINEST(AZ65:AZ66,AY65:AY66,TRUE,FALSE),1)","v":0.05},{"$f":"INDEX(LINEST(AZ65:AZ66,AY65:AY66,TRUE,FALSE),2)","v":37},{"$f":"((($I$4-1)/3)*((BA66*$J$4+BB66)-(BA63*$J$4+BB63)))+(BA63*$J$4+BB63)","v":55.018518518518519}]
[null,4,500,53,{"$f":"INDEX(LINEST(D66:D67,C66:C67,TRUE,FALSE),1)","v":3.333333333333334E-3},{"$f":"INDEX(LINEST(D66:D67,C66:C67,TRUE,FALSE),2)","v":51.333333333333336},{"$f":"((($I$4-1)/3)*((E67*$J$4+F67)-(E64*$J$4+F64)))+(E64*$J$4+F64)","v":62.936213991769556},4,500,52,{"$f":"INDEX(LINEST(J66:J67,I66:I67,TRUE,FALSE),1)","v":0},{"$f":"INDEX(LINEST(J66:J67,I66:I67,TRUE,FALSE),2)","v":52},{"$f":"((($I$4-1)/3)*((K67*$J$4+L67)-(K64*$J$4+L64)))+(K64*$J$4+L64)","v":74.790123456790141},4,500,52,{"$f":"INDEX(LINEST(P66:P67,O66:O67,TRUE,FALSE),1)","v":6.666666666666668E-3},{"$f":"INDEX(LINEST(P66:P67,O66:O67,TRUE,FALSE),2)","v":48.666666666666664},{"$f":"((($I$4-1)/3)*((Q67*$J$4+R67)-(Q64*$J$4+R64)))+(Q64*$J$4+R64)","v":65.736625514403286},4,500,48,{"$f":"INDEX(LINEST(V66:V67,U66:U67,TRUE,FALSE),1)","v":2.6666666666666672E-2},{"$f":"INDEX(LINEST(V66:V67,U66:U67,TRUE,FALSE),2)","v":34.666666666666664},{"$f":"((($I$4-1)/3)*((W67*$J$4+X67)-(W64*$J$4+X64)))+(W64*$J$4+X64)","v":40.419753086419753},4,500,50,{"$f":"INDEX(LINEST(AB66:AB67,AA66:AA67,TRUE,FALSE),1)","v":3.3333333333333333E-2},{"$f":"INDEX(LINEST(AB66:AB67,AA66:AA67,TRUE,FALSE),2)","v":33.333333333333336},{"$f":"((($I$4-1)/3)*((AC67*$J$4+AD67)-(AC64*$J$4+AD64)))+(AC64*$J$4+AD64)","v":42.131687242798364},4,500,46,{"$f":"INDEX(LINEST(AH66:AH67,AG66:AG67,TRUE,FALSE),1)","v":2.6666666666666672E-2},{"$f":"INDEX(LINEST(AH66:AH67,AG66:AG67,TRUE,FALSE),2)","v":32.666666666666664},{"$f":"((($I$4-1)/3)*((AI67*$J$4+AJ67)-(AI64*$J$4+AJ64)))+(AI64*$J$4+AJ64)","v":47.185185185185183},4,500,46,{"$f":"INDEX(LINEST(AN66:AN67,AM66:AM67,TRUE,FALSE),1)","v":3.3333333333333333E-2},{"$f":"INDEX(LINEST(AN66:AN67,AM66:AM67,TRUE,FALSE),2)","v":29.333333333333336},{"$f":"((($I$4-1)/3)*((AO67*$J$4+AP67)-(AO64*$J$4+AP64)))+(AO64*$J$4+AP64)","v":48.358024691358025},4,500,47,{"$f":"INDEX(LINEST(AT66:AT67,AS66:AS67,TRUE,FALSE),1)","v":3.6666666666666674E-2},{"$f":"INDEX(LINEST(AT66:AT67,AS66:AS67,TRUE,FALSE),2)","v":28.666666666666664},{"$f":"((($I$4-1)/3)*((AU67*$J$4+AV67)-(AU64*$J$4+AV64)))+(AU64*$J$4+AV64)","v":44.393004115226333},4,500,55,{"$f":"INDEX(LINEST(AZ66:AZ67,AY66:AY67,TRUE,FALSE),1)","v":2.6666666666666672E-2},{"$f":"INDEX(LINEST(AZ66:AZ67,AY66:AY67,TRUE,FALSE),2)","v":41.666666666666664},{"$f":"((($I$4-1)/3)*((BA67*$J$4+BB67)-(BA64*$J$4+BB64)))+(BA64*$J$4+BB64)","v":55.893004115226333}]
[null,10,100,69,null,null,null,10,100,67,null,null,null,10,100,58,null,null,null,10,100,46,null,null,null,10,100,46,null,null,null,10,100,43,null,null,null,10,100,37,null,null,null,10,100,34,null,null,null,10,100,55]
[null,10,200,71,{"$f":"INDEX(LINEST(D68:D69,C68:C69,TRUE,FALSE),1)","v":2.0000000000000004E-2},{"$f":"INDEX(LINEST(D68:D69,C68:C69,TRUE,FALSE),2)","v":67},{"$f":"((($I$4-4)/6)*((E69*$J$4+F69)-(E66*$J$4+F66)))+(E66*$J$4+F66)","v":67.716049382716051},10,200,70,{"$f":"INDEX(LINEST(J68:J69,I68:I69,TRUE,FALSE),1)","v":2.9999999999999995E-2},{"$f":"INDEX(LINEST(J68:J69,I68:I69,TRUE,FALSE),2)","v":64},{"$f":"((($I$4-4)/6)*((K69*$J$4+L69)-(K66*$J$4+L66)))+(K66*$J$4+L66)","v":66.462962962962962},10,200,61,{"$f":"INDEX(LINEST(P68:P69,O68:O69,TRUE,FALSE),1)","v":2.9999999999999995E-2},{"$f":"INDEX(LINEST(P68:P69,O68:O69,TRUE,FALSE),2)","v":55},{"$f":"((($I$4-4)/6)*((Q69*$J$4+R69)-(Q66*$J$4+R66)))+(Q66*$J$4+R66)","v":58.018518518518519},10,200,52,{"$f":"INDEX(LINEST(V68:V69,U68:U69,TRUE,FALSE),1)","v":5.9999999999999991E-2},{"$f":"INDEX(LINEST(V68:V69,U68:U69,TRUE,FALSE),2)","v":40},{"$f":"((($I$4-4)/6)*((W69*$J$4+X69)-(W66*$J$4+X66)))+(W66*$J$4+X66)","v":47.456790123456791},10,200,51,{"$f":"INDEX(LINEST(AB68:AB69,AA68:AA69,TRUE,FALSE),1)","v":0.05},{"$f":"INDEX(LINEST(AB68:AB69,AA68:AA69,TRUE,FALSE),2)","v":41},{"$f":"((($I$4-4)/6)*((AC69*$J$4+AD69)-(AC66*$J$4+AD66)))+(AC66*$J$4+AD66)","v":47.018518518518519},10,200,47,{"$f":"INDEX(LINEST(AH68:AH69,AG68:AG69,TRUE,FALSE),1)","v":4.0000000000000008E-2},{"$f":"INDEX(LINEST(AH68:AH69,AG68:AG69,TRUE,FALSE),2)","v":39},{"$f":"((($I$4-4)/6)*((AI69*$J$4+AJ69)-(AI66*$J$4+AJ66)))+(AI66*$J$4+AJ66)","v":43.641975308641975},10,200,43,{"$f":"INDEX(LINEST(AN68:AN69,AM68:AM69,TRUE,FALSE),1)","v":5.9999999999999991E-2},{"$f":"INDEX(LINEST(AN68:AN69,AM68:AM69,TRUE,FALSE),2)","v":31},{"$f":"((($I$4-4)/6)*((AO69*$J$4+AP69)-(AO66*$J$4+AP66)))+(AO66*$J$4+AP66)","v":39.012345679012348},10,200,44,{"$f":"INDEX(LINEST(AT68:AT69,AS68:AS69,TRUE,FALSE),1)","v":0.1},{"$f":"INDEX(LINEST(AT68:AT69,AS68:AS69,TRUE,FALSE),2)","v":24},{"$f":"((($I$4-4)/6)*((AU69*$J$4+AV69)-(AU66*$J$4+AV66)))+(AU66*$J$4+AV66)","v":38.012345679012348},10,200,59,{"$f":"INDEX(LINEST(AZ68:AZ69,AY68:AY69,TRUE,FALSE),1)","v":4.0000000000000008E-2},{"$f":"INDEX(LINEST(AZ68:AZ69,AY68:AY69,TRUE,FALSE),2)","v":51},{"$f":"((($I$4-4)/6)*((BA69*$J$4+BB69)-(BA66*$J$4+BB66)))+(BA66*$J$4+BB66)","v":55.456790123456791}]
[null,10,500,65,{"$f":"INDEX(LINEST(D69:D70,C69:C70,TRUE,FALSE),1)","v":-2.0000000000000007E-2},{"$f":"INDEX(LINEST(D69:D70,C69:C70,TRUE,FALSE),2)","v":75},{"$f":"((($I$4-4)/6)*((E70*$J$4+F70)-(E67*$J$4+F67)))+(E67*$J$4+F67)","v":69.510288065843625},10,500,67,{"$f":"INDEX(LINEST(J69:J70,I69:I70,TRUE,FALSE),1)","v":-1.0000000000000004E-2},{"$f":"INDEX(LINEST(J69:J70,I69:I70,TRUE,FALSE),2)","v":72},{"$f":"((($I$4-4)/6)*((K70*$J$4+L70)-(K67*$J$4+L67)))+(K67*$J$4+L67)","v":68.216049382716051},10,500,64,{"$f":"INDEX(LINEST(P69:P70,O69:O70,TRUE,FALSE),1)","v":1.0000000000000004E-2},{"$f":"INDEX(LINEST(P69:P70,O69:O70,TRUE,FALSE),2)","v":59},{"$f":"((($I$4-4)/6)*((Q70*$J$4+R70)-(Q67*$J$4+R67)))+(Q67*$J$4+R67)","v":59.162551440329217},10,500,53,{"$f":"INDEX(LINEST(V69:V70,U69:U70,TRUE,FALSE),1)","v":3.333333333333334E-3},{"$f":"INDEX(LINEST(V69:V70,U69:U70,TRUE,FALSE),2)","v":51.333333333333336},{"$f":"((($I$4-4)/6)*((W70*$J$4+X70)-(W67*$J$4+X67)))+(W67*$J$4+X67)","v":50.207818930041157},10,500,54,{"$f":"INDEX(LINEST(AB69:AB70,AA69:AA70,TRUE,FALSE),1)","v":1.0000000000000004E-2},{"$f":"INDEX(LINEST(AB69:AB70,AA69:AA70,TRUE,FALSE),2)","v":49},{"$f":"((($I$4-4)/6)*((AC70*$J$4+AD70)-(AC67*$J$4+AD67)))+(AC67*$J$4+AD67)","v":48.997942386831276},10,500,50,{"$f":"INDEX(LINEST(AH69:AH70,AG69:AG70,TRUE,FALSE),1)","v":1.0000000000000004E-2},{"$f":"INDEX(LINEST(AH69:AH70,AG69:AG70,TRUE,FALSE),2)","v":45},{"$f":"((($I$4-4)/6)*((AI70*$J$4+AJ70)-(AI67*$J$4+AJ67)))+(AI67*$J$4+AJ67)","v":45.286008230452673},10,500,51,{"$f":"INDEX(LINEST(AN69:AN70,AM69:AM70,TRUE,FALSE),1)","v":2.6666666666666672E-2},{"$f":"INDEX(LINEST(AN69:AN70,AM69:AM70,TRUE,FALSE),2)","v":37.666666666666664},{"$f":"((($I$4-4)/6)*((AO70*$J$4+AP70)-(AO67*$J$4+AP67)))+(AO67*$J$4+AP67)","v":40.761316872427983},10,500,53,{"$f":"INDEX(LINEST(AT69:AT70,AS69:AS70,TRUE,FALSE),1)","v":0.03},{"$f":"INDEX(LINEST(AT69:AT70,AS69:AS70,TRUE,FALSE),2)","v":38},{"$f":"((($I$4-4)/6)*((AU70*$J$4+AV70)-(AU67*$J$4+AV67)))+(AU67*$J$4+AV67)","v":41.471193415637856},10,500,61,{"$f":"INDEX(LINEST(AZ69:AZ70,AY69:AY70,TRUE,FALSE),1)","v":6.666666666666668E-3},{"$f":"INDEX(LINEST(AZ69:AZ70,AY69:AY70,TRUE,FALSE),2)","v":57.666666666666664},{"$f":"((($I$4-4)/6)*((BA70*$J$4+BB70)-(BA67*$J$4+BB67)))+(BA67*$J$4+BB67)","v":57.061728395061728}]
[]
["400x100",1,100,{"$f":"D62+1","v":42},null,null,null,1,100,{"$f":"J62+1","v":39},null,null,null,1,100,{"$f":"P62+1","v":40},null,null,null,1,100,{"$f":"V62+1","v":35},null,null,null,1,100,{"$f":"AB62+1","v":32},null,null,null,1,100,{"$f":"AH62+1","v":24},null,null,null,1,100,{"$f":"AN62+1","v":22},null,null,null,1,100,{"$f":"AT62+1","v":23},null,null,null,1,100,{"$f":"AZ62+1","v":37}]
[null,1,200,47,{"$f":"INDEX(LINEST(D72:D73,C72:C73,TRUE,FALSE),1)","v":0.05},{"$f":"INDEX(LINEST(D72:D73,C72:C73,TRUE,FALSE),2)","v":37},null,1,200,42,{"$f":"INDEX(LINEST(J72:J73,I72:I73,TRUE,FALSE),1)","v":2.9999999999999995E-2},{"$f":"INDEX(LINEST(J72:J73,I72:I73,TRUE,FALSE),2)","v":36},null,1,200,42,{"$f":"INDEX(LINEST(P72:P73,O72:O73,TRUE,FALSE),1)","v":2.0000000000000004E-2},{"$f":"INDEX(LINEST(P72:P73,O72:O73,TRUE,FALSE),2)","v":38},null,1,200,39,{"$f":"INDEX(LINEST(V72:V73,U72:U73,TRUE,FALSE),1)","v":4.0000000000000008E-2},{"$f":"INDEX(LINEST(V72:V73,U72:U73,TRUE,FALSE),2)","v":31},null,1,200,38,{"$f":"INDEX(LINEST(AB72:AB73,AA72:AA73,TRUE,FALSE),1)","v":5.9999999999999991E-2},{"$f":"INDEX(LINEST(AB72:AB73,AA72:AA73,TRUE,FALSE),2)","v":26},null,1,200,33,{"$f":"INDEX(LINEST(AH72:AH73,AG72:AG73,TRUE,FALSE),1)","v":0.09},{"$f":"INDEX(LINEST(AH72:AH73,AG72:AG73,TRUE,FALSE),2)","v":15},null,1,200,29,{"$f":"INDEX(LINEST(AN72:AN73,AM72:AM73,TRUE,FALSE),1)","v":7.0000000000000021E-2},{"$f":"INDEX(LINEST(AN72:AN73,AM72:AM73,TRUE,FALSE),2)","v":14.999999999999996},null,1,200,31,{"$f":"INDEX(LINEST(AT72:AT73,AS72:AS73,TRUE,FALSE),1)","v":8.0000000000000016E-2},{"$f":"INDEX(LINEST(AT72:AT73,AS72:AS73,TRUE,FALSE),2)","v":14.999999999999998},null,1,200,42,{"$f":"INDEX(LINEST(AZ72:AZ73,AY72:AY73,TRUE,FALSE),1)","v":0.05},{"$f":"INDEX(LINEST(AZ72:AZ73,AY72:AY73,TRUE,FALSE),2)","v":32}]
[null,1,500,50,{"$f":"INDEX(LINEST(D73:D74,C73:C74,TRUE,FALSE),1)","v":1.0000000000000004E-2},{"$f":"INDEX(LINEST(D73:D74,C73:C74,TRUE,FALSE),2)","v":45},null,1,500,54,{"$f":"INDEX(LINEST(J73:J74,I73:I74,TRUE,FALSE),1)","v":4.0000000000000015E-2},{"$f":"INDEX(LINEST(J73:J74,I73:I74,TRUE,FALSE),2)","v":33.999999999999993},null,1,500,45,{"$f":"INDEX(LINEST(P73:P74,O73:O74,TRUE,FALSE),1)","v":1.0000000000000004E-2},{"$f":"INDEX(LINEST(P73:P74,O73:O74,TRUE,FALSE),2)","v":40},null,1,500,41,{"$f":"INDEX(LINEST(V73:V74,U73:U74,TRUE,FALSE),1)","v":6.666666666666668E-3},{"$f":"INDEX(LINEST(V73:V74,U73:U74,TRUE,FALSE),2)","v":37.666666666666664},null,1,500,43,{"$f":"INDEX(LINEST(AB73:AB74,AA73:AA74,TRUE,FALSE),1)","v":1.6666666666666666E-2},{"$f":"INDEX(LINEST(AB73:AB74,AA73:AA74,TRUE,FALSE),2)","v":34.666666666666664},null,1,500,41,{"$f":"INDEX(LINEST(AH73:AH74,AG73:AG74,TRUE,FALSE),1)","v":2.6666666666666672E-2},{"$f":"INDEX(LINEST(AH73:AH74,AG73:AG74,TRUE,FALSE),2)","v":27.666666666666664},null,1,500,39,{"$f":"INDEX(LINEST(AN73:AN74,AM73:AM74,TRUE,FALSE),1)","v":3.3333333333333333E-2},{"$f":"INDEX(LINEST(AN73:AN74,AM73:AM74,TRUE,FALSE),2)","v":22.333333333333336},null,1,500,41,{"$f":"INDEX(LINEST(AT73:AT74,AS73:AS74,TRUE,FALSE),1)","v":3.3333333333333333E-2},{"$f":"INDEX(LINEST(AT73:AT74,AS73:AS74,TRUE,FALSE),2)","v":24.333333333333336},null,1,500,49,{"$f":"INDEX(LINEST(AZ73:AZ74,AY73:AY74,TRUE,FALSE),1)","v":2.3333333333333331E-2},{"$f":"INDEX(LINEST(AZ73:AZ74,AY73:AY74,TRUE,FALSE),2)","v":37.333333333333336}]
[null,4,100,52,null,null,null,4,100,53,null,null,null,4,100,46,null,null,null,4,100,34,null,null,null,4,100,34,null,null,null,4,100,31,null,null,null,4,100,29,null,null,null,4,100,27,null,null,null,4,100,43]
[null,4,200,53,{"$f":"INDEX(LINEST(D75:D76,C75:C76,TRUE,FALSE),1)","v":1.0000000000000002E-2},{"$f":"INDEX(LINEST(D75:D76,C75:C76,TRUE,FALSE),2)","v":51},{"$f":"((($I$5-1)/3)*((E76*$J$5+F76)-(E73*$J$5+F73)))+(E73*$J$5+F73)","v":60.351851851851848},4,200,53,{"$f":"INDEX(LINEST(J75:J76,I75:I76,TRUE,FALSE),1)","v":0},{"$f":"INDEX(LINEST(J75:J76,I75:I76,TRUE,FALSE),2)","v":53},{"$f":"((($I$5-1)/3)*((K76*$J$5+L76)-(K73*$J$5+L73)))+(K73*$J$5+L73)","v":65.268518518518505},4,200,51,{"$f":"INDEX(LINEST(P75:P76,O75:O76,TRUE,FALSE),1)","v":0.05},{"$f":"INDEX(LINEST(P75:P76,O75:O76,TRUE,FALSE),2)","v":41},{"$f":"((($I$5-1)/3)*((Q76*$J$5+R76)-(Q73*$J$5+R73)))+(Q73*$J$5+R73)","v":55.861111111111107},4,200,41,{"$f":"INDEX(LINEST(V75:V76,U75:U76,TRUE,FALSE),1)","v":7.0000000000000021E-2},{"$f":"INDEX(LINEST(V75:V76,U75:U76,TRUE,FALSE),2)","v":26.999999999999996},{"$f":"((($I$5-1)/3)*((W76*$J$5+X76)-(W73*$J$5+X73)))+(W73*$J$5+X73)","v":37.99074074074074},4,200,41,{"$f":"INDEX(LINEST(AB75:AB76,AA75:AA76,TRUE,FALSE),1)","v":7.0000000000000021E-2},{"$f":"INDEX(LINEST(AB75:AB76,AA75:AA76,TRUE,FALSE),2)","v":26.999999999999996},{"$f":"((($I$5-1)/3)*((AC76*$J$5+AD76)-(AC73*$J$5+AD73)))+(AC73*$J$5+AD73)","v":39.953703703703702},4,200,39,{"$f":"INDEX(LINEST(AH75:AH76,AG75:AG76,TRUE,FALSE),1)","v":8.0000000000000016E-2},{"$f":"INDEX(LINEST(AH75:AH76,AG75:AG76,TRUE,FALSE),2)","v":23},{"$f":"((($I$5-1)/3)*((AI76*$J$5+AJ76)-(AI73*$J$5+AJ73)))+(AI73*$J$5+AJ73)","v":41.379629629629626},4,200,37,{"$f":"INDEX(LINEST(AN75:AN76,AM75:AM76,TRUE,FALSE),1)","v":8.0000000000000016E-2},{"$f":"INDEX(LINEST(AN75:AN76,AM75:AM76,TRUE,FALSE),2)","v":21},{"$f":"((($I$5-1)/3)*((AO76*$J$5+AP76)-(AO73*$J$5+AP73)))+(AO73*$J$5+AP73)","v":40.361111111111107},4,200,37,{"$f":"INDEX(LINEST(AT75:AT76,AS75:AS76,TRUE,FALSE),1)","v":0.1},{"$f":"INDEX(LINEST(AT75:AT76,AS75:AS76,TRUE,FALSE),2)","v":17},{"$f":"((($I$5-1)/3)*((AU76*$J$5+AV76)-(AU73*$J$5+AV73)))+(AU73*$J$5+AV73)","v":36.907407407407405},4,200,48,{"$f":"INDEX(LINEST(AZ75:AZ76,AY75:AY76,TRUE,FALSE),1)","v":0.05},{"$f":"INDEX(LINEST(AZ75:AZ76,AY75:AY76,TRUE,FALSE),2)","v":38},{"$f":"((($I$5-1)/3)*((BA76*$J$5+BB76)-(BA73*$J$5+BB73)))+(BA73*$J$5+BB73)","v":51.388888888888886}]
[null,4,500,54,{"$f":"INDEX(LINEST(D76:D77,C76:C77,TRUE,FALSE),1)","v":3.333333333333334E-3},{"$f":"INDEX(LINEST(D76:D77,C76:C77,TRUE,FALSE),2)","v":52.333333333333336},{"$f":"((($I$5-1)/3)*((E77*$J$5+F77)-(E74*$J$5+F74)))+(E74*$J$5+F74)","v":59.049382716049386},4,500,53,{"$f":"INDEX(LINEST(J76:J77,I76:I77,TRUE,FALSE),1)","v":0},{"$f":"INDEX(LINEST(J76:J77,I76:I77,TRUE,FALSE),2)","v":53},{"$f":"((($I$5-1)/3)*((K77*$J$5+L77)-(K74*$J$5+L74)))+(K74*$J$5+L74)","v":65.759259259259267},4,500,53,{"$f":"INDEX(LINEST(P76:P77,O76:O77,TRUE,FALSE),1)","v":6.666666666666668E-3},{"$f":"INDEX(LINEST(P76:P77,O76:O77,TRUE,FALSE),2)","v":49.666666666666664},{"$f":"((($I$5-1)/3)*((Q77*$J$5+R77)-(Q74*$J$5+R74)))+(Q74*$J$5+R74)","v":59.663580246913568},4,500,49,{"$f":"INDEX(LINEST(V76:V77,U76:U77,TRUE,FALSE),1)","v":2.6666666666666672E-2},{"$f":"INDEX(LINEST(V76:V77,U76:U77,TRUE,FALSE),2)","v":35.666666666666664},{"$f":"((($I$5-1)/3)*((W77*$J$5+X77)-(W74*$J$5+X74)))+(W74*$J$5+X74)","v":40.648148148148145},4,500,51,{"$f":"INDEX(LINEST(AB76:AB77,AA76:AA77,TRUE,FALSE),1)","v":3.3333333333333333E-2},{"$f":"INDEX(LINEST(AB76:AB77,AA76:AA77,TRUE,FALSE),2)","v":34.333333333333336},{"$f":"((($I$5-1)/3)*((AC77*$J$5+AD77)-(AC74*$J$5+AD74)))+(AC74*$J$5+AD74)","v":41.45987654320988},4,500,47,{"$f":"INDEX(LINEST(AH76:AH77,AG76:AG77,TRUE,FALSE),1)","v":2.6666666666666672E-2},{"$f":"INDEX(LINEST(AH76:AH77,AG76:AG77,TRUE,FALSE),2)","v":33.666666666666664},{"$f":"((($I$5-1)/3)*((AI77*$J$5+AJ77)-(AI74*$J$5+AJ74)))+(AI74*$J$5+AJ74)","v":43.55555555555555},4,500,47,{"$f":"INDEX(LINEST(AN76:AN77,AM76:AM77,TRUE,FALSE),1)","v":3.3333333333333333E-2},{"$f":"INDEX(LINEST(AN76:AN77,AM76:AM77,TRUE,FALSE),2)","v":30.333333333333336},{"$f":"((($I$5-1)/3)*((AO77*$J$5+AP77)-(AO74*$J$5+AP74)))+(AO74*$J$5+AP74)","v":43.185185185185183},4,500,48,{"$f":"INDEX(LINEST(AT76:AT77,AS76:AS77,TRUE,FALSE),1)","v":3.6666666666666674E-2},{"$f":"INDEX(LINEST(AT76:AT77,AS76:AS77,TRUE,FALSE),2)","v":29.666666666666664},{"$f":"((($I$5-1)/3)*((AU77*$J$5+AV77)-(AU74*$J$5+AV74)))+(AU74*$J$5+AV74)","v":40.891975308641968},4,500,56,{"$f":"INDEX(LINEST(AZ76:AZ77,AY76:AY77,TRUE,FALSE),1)","v":2.6666666666666672E-2},{"$f":"INDEX(LINEST(AZ76:AZ77,AY76:AY77,TRUE,FALSE),2)","v":42.666666666666664},{"$f":"((($I$5-1)/3)*((BA77*$J$5+BB77)-(BA74*$J$5+BB74)))+(BA74*$J$5+BB74)","v":52.391975308641968}]
[null,10,100,70,null,null,null,10,100,68,null,null,null,10,100,59,null,null,null,10,100,47,null,null,null,10,100,47,null,null,null,10,100,44,null,null,null,10,100,38,null,null,null,10,100,35,null,null,null,10,100,56]
[null,10,200,72,{"$f":"INDEX(LINEST(D78:D79,C78:C79,TRUE,FALSE),1)","v":2.0000000000000004E-2},{"$f":"INDEX(LINEST(D78:D79,C78:C79,TRUE,FALSE),2)","v":68},{"$f":"((($I$5-4)/6)*((E79*$J$5+F79)-(E76*$J$5+F76)))+(E76*$J$5+F76)","v":61.578703703703695},10,200,71,{"$f":"INDEX(LINEST(J78:J79,I78:I79,TRUE,FALSE),1)","v":2.9999999999999995E-2},{"$f":"INDEX(LINEST(J78:J79,I78:I79,TRUE,FALSE),2)","v":65},{"$f":"((($I$5-4)/6)*((K79*$J$5+L79)-(K76*$J$5+L76)))+(K76*$J$5+L76)","v":61.097222222222214},10,200,62,{"$f":"INDEX(LINEST(P78:P79,O78:O79,TRUE,FALSE),1)","v":2.9999999999999995E-2},{"$f":"INDEX(LINEST(P78:P79,O78:O79,TRUE,FALSE),2)","v":56},{"$f":"((($I$5-4)/6)*((Q79*$J$5+R79)-(Q76*$J$5+R76)))+(Q76*$J$5+R76)","v":54.388888888888886},10,200,53,{"$f":"INDEX(LINEST(V78:V79,U78:U79,TRUE,FALSE),1)","v":5.9999999999999991E-2},{"$f":"INDEX(LINEST(V78:V79,U78:U79,TRUE,FALSE),2)","v":41},{"$f":"((($I$5-4)/6)*((W79*$J$5+X79)-(W76*$J$5+X76)))+(W76*$J$5+X76)","v":43.634259259259252},10,200,52,{"$f":"INDEX(LINEST(AB78:AB79,AA78:AA79,TRUE,FALSE),1)","v":0.05},{"$f":"INDEX(LINEST(AB78:AB79,AA78:AA79,TRUE,FALSE),2)","v":42},{"$f":"((($I$5-4)/6)*((AC79*$J$5+AD79)-(AC76*$J$5+AD76)))+(AC76*$J$5+AD76)","v":43.388888888888886},10,200,48,{"$f":"INDEX(LINEST(AH78:AH79,AG78:AG79,TRUE,FALSE),1)","v":4.0000000000000008E-2},{"$f":"INDEX(LINEST(AH78:AH79,AG78:AG79,TRUE,FALSE),2)","v":40},{"$f":"((($I$5-4)/6)*((AI79*$J$5+AJ79)-(AI76*$J$5+AJ76)))+(AI76*$J$5+AJ76)","v":40.398148148148145},10,200,44,{"$f":"INDEX(LINEST(AN78:AN79,AM78:AM79,TRUE,FALSE),1)","v":5.9999999999999991E-2},{"$f":"INDEX(LINEST(AN78:AN79,AM78:AM79,TRUE,FALSE),2)","v":32},{"$f":"((($I$5-4)/6)*((AO79*$J$5+AP79)-(AO76*$J$5+AP76)))+(AO76*$J$5+AP76)","v":36.925925925925924},10,200,45,{"$f":"INDEX(LINEST(AT78:AT79,AS78:AS79,TRUE,FALSE),1)","v":0.1},{"$f":"INDEX(LINEST(AT78:AT79,AS78:AS79,TRUE,FALSE),2)","v":25},{"$f":"((($I$5-4)/6)*((AU79*$J$5+AV79)-(AU76*$J$5+AV76)))+(AU76*$J$5+AV76)","v":35.925925925925924},10,200,60,{"$f":"INDEX(LINEST(AZ78:AZ79,AY78:AY79,TRUE,FALSE),1)","v":4.0000000000000008E-2},{"$f":"INDEX(LINEST(AZ78:AZ79,AY78:AY79,TRUE,FALSE),2)","v":52},{"$f":"((($I$5-4)/6)*((BA79*$J$5+BB79)-(BA76*$J$5+BB76)))+(BA76*$J$5+BB76)","v":51.634259259259252}]
[null,10,500,66,{"$f":"INDEX(LINEST(D79:D80,C79:C80,TRUE,FALSE),1)","v":-2.0000000000000007E-2},{"$f":"INDEX(LINEST(D79:D80,C79:C80,TRUE,FALSE),2)","v":76},{"$f":"((($I$5-4)/6)*((E80*$J$5+F80)-(E77*$J$5+F77)))+(E77*$J$5+F77)","v":62.729938271604937},10,500,68,{"$f":"INDEX(LINEST(J79:J80,I79:I80,TRUE,FALSE),1)","v":-1.0000000000000004E-2},{"$f":"INDEX(LINEST(J79:J80,I79:I80,TRUE,FALSE),2)","v":73},{"$f":"((($I$5-4)/6)*((K80*$J$5+L80)-(K77*$J$5+L77)))+(K77*$J$5+L77)","v":62.078703703703695},10,500,65,{"$f":"INDEX(LINEST(P79:P80,O79:O80,TRUE,FALSE),1)","v":1.0000000000000004E-2},{"$f":"INDEX(LINEST(P79:P80,O79:O80,TRUE,FALSE),2)","v":60},{"$f":"((($I$5-4)/6)*((Q80*$J$5+R80)-(Q77*$J$5+R77)))+(Q77*$J$5+R77)","v":55.983024691358018},10,500,54,{"$f":"INDEX(LINEST(V79:V80,U79:U80,TRUE,FALSE),1)","v":3.333333333333334E-3},{"$f":"INDEX(LINEST(V79:V80,U79:U80,TRUE,FALSE),2)","v":52.333333333333336},{"$f":"((($I$5-4)/6)*((W80*$J$5+X80)-(W77*$J$5+X77)))+(W77*$J$5+X77)","v":46.128086419753082},10,500,55,{"$f":"INDEX(LINEST(AB79:AB80,AA79:AA80,TRUE,FALSE),1)","v":1.0000000000000004E-2},{"$f":"INDEX(LINEST(AB79:AB80,AA79:AA80,TRUE,FALSE),2)","v":50},{"$f":"((($I$5-4)/6)*((AC80*$J$5+AD80)-(AC77*$J$5+AD77)))+(AC77*$J$5+AD77)","v":45.304012345679013},10,500,51,{"$f":"INDEX(LINEST(AH79:AH80,AG79:AG80,TRUE,FALSE),1)","v":1.0000000000000004E-2},{"$f":"INDEX(LINEST(AH79:AH80,AG79:AG80,TRUE,FALSE),2)","v":46},{"$f":"((($I$5-4)/6)*((AI80*$J$5+AJ80)-(AI77*$J$5+AJ77)))+(AI77*$J$5+AJ77)","v":42.492283950617278},10,500,52,{"$f":"INDEX(LINEST(AN79:AN80,AM79:AM80,TRUE,FALSE),1)","v":2.6666666666666672E-2},{"$f":"INDEX(LINEST(AN79:AN80,AM79:AM80,TRUE,FALSE),2)","v":38.666666666666664},{"$f":"((($I$5-4)/6)*((AO80*$J$5+AP80)-(AO77*$J$5+AP77)))+(AO77*$J$5+AP77)","v":38.932098765432094},10,500,54,{"$f":"INDEX(LINEST(AT79:AT80,AS79:AS80,TRUE,FALSE),1)","v":0.03},{"$f":"INDEX(LINEST(AT79:AT80,AS79:AS80,TRUE,FALSE),2)","v":39},{"$f":"((($I$5-4)/6)*((AU80*$J$5+AV80)-(AU77*$J$5+AV77)))+(AU77*$J$5+AV77)","v":39.256172839506171},10,500,62,{"$f":"INDEX(LINEST(AZ79:AZ80,AY79:AY80,TRUE,FALSE),1)","v":6.666666666666668E-3},{"$f":"INDEX(LINEST(AZ79:AZ80,AY79:AY80,TRUE,FALSE),2)","v":58.666666666666664},{"$f":"((($I$5-4)/6)*((BA80*$J$5+BB80)-(BA77*$J$5+BB77)))+(BA77*$J$5+BB77)","v":53.046296296296291}]
[]
["500x100",1,100,{"$f":"D62+2","v":43},null,null,null,1,100,{"$f":"J62+2","v":40},null,null,null,1,100,{"$f":"P62+2","v":41},null,null,null,1,100,{"$f":"V62+2","v":36},null,null,null,1,100,{"$f":"AB62+2","v":33},null,null,null,1,100,{"$f":"AH62+2","v":25},null,null,null,1,100,{"$f":"AN62+2","v":23},null,null,null,1,100,{"$f":"AT62+2","v":24},null,null,null,1,100,{"$f":"AZ62+2","v":38}]
[null,1,200,48,{"$f":"INDEX(LINEST(D82:D83,C82:C83,TRUE,FALSE),1)","v":0.05},{"$f":"INDEX(LINEST(D82:D83,C82:C83,TRUE,FALSE),2)","v":38},null,1,200,43,{"$f":"INDEX(LINEST(J82:J83,I82:I83,TRUE,FALSE),1)","v":2.9999999999999995E-2},{"$f":"INDEX(LINEST(J82:J83,I82:I83,TRUE,FALSE),2)","v":37},null,1,200,43,{"$f":"INDEX(LINEST(P82:P83,O82:O83,TRUE,FALSE),1)","v":2.0000000000000004E-2},{"$f":"INDEX(LINEST(P82:P83,O82:O83,TRUE,FALSE),2)","v":39},null,1,200,40,{"$f":"INDEX(LINEST(V82:V83,U82:U83,TRUE,FALSE),1)","v":4.0000000000000008E-2},{"$f":"INDEX(LINEST(V82:V83,U82:U83,TRUE,FALSE),2)","v":32},null,1,200,39,{"$f":"INDEX(LINEST(AB82:AB83,AA82:AA83,TRUE,FALSE),1)","v":5.9999999999999991E-2},{"$f":"INDEX(LINEST(AB82:AB83,AA82:AA83,TRUE,FALSE),2)","v":27},null,1,200,34,{"$f":"INDEX(LINEST(AH82:AH83,AG82:AG83,TRUE,FALSE),1)","v":0.09},{"$f":"INDEX(LINEST(AH82:AH83,AG82:AG83,TRUE,FALSE),2)","v":16},null,1,200,30,{"$f":"INDEX(LINEST(AN82:AN83,AM82:AM83,TRUE,FALSE),1)","v":7.0000000000000021E-2},{"$f":"INDEX(LINEST(AN82:AN83,AM82:AM83,TRUE,FALSE),2)","v":15.999999999999996},null,1,200,32,{"$f":"INDEX(LINEST(AT82:AT83,AS82:AS83,TRUE,FALSE),1)","v":8.0000000000000016E-2},{"$f":"INDEX(LINEST(AT82:AT83,AS82:AS83,TRUE,FALSE),2)","v":15.999999999999998},null,1,200,43,{"$f":"INDEX(LINEST(AZ82:AZ83,AY82:AY83,TRUE,FALSE),1)","v":0.05},{"$f":"INDEX(LINEST(AZ82:AZ83,AY82:AY83,TRUE,FALSE),2)","v":33}]
[null,1,500,51,{"$f":"INDEX(LINEST(D83:D84,C83:C84,TRUE,FALSE),1)","v":1.0000000000000004E-2},{"$f":"INDEX(LINEST(D83:D84,C83:C84,TRUE,FALSE),2)","v":46},null,1,500,55,{"$f":"INDEX(LINEST(J83:J84,I83:I84,TRUE,FALSE),1)","v":4.0000000000000015E-2},{"$f":"INDEX(LINEST(J83:J84,I83:I84,TRUE,FALSE),2)","v":34.999999999999993},null,1,500,46,{"$f":"INDEX(LINEST(P83:P84,O83:O84,TRUE,FALSE),1)","v":1.0000000000000004E-2},{"$f":"INDEX(LINEST(P83:P84,O83:O84,TRUE,FALSE),2)","v":41},null,1,500,42,{"$f":"INDEX(LINEST(V83:V84,U83:U84,TRUE,FALSE),1)","v":6.666666666666668E-3},{"$f":"INDEX(LINEST(V83:V84,U83:U84,TRUE,FALSE),2)","v":38.666666666666664},null,1,500,44,{"$f":"INDEX(LINEST(AB83:AB84,AA83:AA84,TRUE,FALSE),1)","v":1.6666666666666666E-2},{"$f":"INDEX(LINEST(AB83:AB84,AA83:AA84,TRUE,FALSE),2)","v":35.666666666666664},null,1,500,42,{"$f":"INDEX(LINEST(AH83:AH84,AG83:AG84,TRUE,FALSE),1)","v":2.6666666666666672E-2},{"$f":"INDEX(LINEST(AH83:AH84,AG83:AG84,TRUE,FALSE),2)","v":28.666666666666664},null,1,500,40,{"$f":"INDEX(LINEST(AN83:AN84,AM83:AM84,TRUE,FALSE),1)","v":3.3333333333333333E-2},{"$f":"INDEX(LINEST(AN83:AN84,AM83:AM84,TRUE,FALSE),2)","v":23.333333333333336},null,1,500,42,{"$f":"INDEX(LINEST(AT83:AT84,AS83:AS84,TRUE,FALSE),1)","v":3.3333333333333333E-2},{"$f":"INDEX(LINEST(AT83:AT84,AS83:AS84,TRUE,FALSE),2)","v":25.333333333333336},null,1,500,50,{"$f":"INDEX(LINEST(AZ83:AZ84,AY83:AY84,TRUE,FALSE),1)","v":2.3333333333333331E-2},{"$f":"INDEX(LINEST(AZ83:AZ84,AY83:AY84,TRUE,FALSE),2)","v":38.333333333333336}]
[null,4,100,53,null,null,null,4,100,54,null,null,null,4,100,47,null,null,null,4,100,35,null,null,null,4,100,35,null,null,null,4,100,32,null,null,null,4,100,30,null,null,null,4,100,28,null,null,null,4,100,44]
[null,4,200,54,{"$f":"INDEX(LINEST(D85:D86,C85:C86,TRUE,FALSE),1)","v":1.0000000000000002E-2},{"$f":"INDEX(LINEST(D85:D86,C85:C86,TRUE,FALSE),2)","v":52},{"$f":"((($I$6-1)/3)*((E86*$J$6+F86)-(E83*$J$6+F83)))+(E83*$J$6+F83)","v":57.648148148148145},4,200,54,{"$f":"INDEX(LINEST(J85:J86,I85:I86,TRUE,FALSE),1)","v":0},{"$f":"INDEX(LINEST(J85:J86,I85:I86,TRUE,FALSE),2)","v":54},{"$f":"((($I$6-1)/3)*((K86*$J$6+L86)-(K83*$J$6+L83)))+(K83*$J$6+L83)","v":60.481481481481481},4,200,52,{"$f":"INDEX(LINEST(P85:P86,O85:O86,TRUE,FALSE),1)","v":0.05},{"$f":"INDEX(LINEST(P85:P86,O85:O86,TRUE,FALSE),2)","v":42},{"$f":"((($I$6-1)/3)*((Q86*$J$6+R86)-(Q83*$J$6+R83)))+(Q83*$J$6+R83)","v":53.388888888888886},4,200,42,{"$f":"INDEX(LINEST(V85:V86,U85:U86,TRUE,FALSE),1)","v":7.0000000000000021E-2},{"$f":"INDEX(LINEST(V85:V86,U85:U86,TRUE,FALSE),2)","v":27.999999999999996},{"$f":"((($I$6-1)/3)*((W86*$J$6+X86)-(W83*$J$6+X83)))+(W83*$J$6+X83)","v":38.75925925925926},4,200,42,{"$f":"INDEX(LINEST(AB85:AB86,AA85:AA86,TRUE,FALSE),1)","v":7.0000000000000021E-2},{"$f":"INDEX(LINEST(AB85:AB86,AA85:AA86,TRUE,FALSE),2)","v":27.999999999999996},{"$f":"((($I$6-1)/3)*((AC86*$J$6+AD86)-(AC83*$J$6+AD83)))+(AC83*$J$6+AD83)","v":39.796296296296298},4,200,40,{"$f":"INDEX(LINEST(AH85:AH86,AG85:AG86,TRUE,FALSE),1)","v":8.0000000000000016E-2},{"$f":"INDEX(LINEST(AH85:AH86,AG85:AG86,TRUE,FALSE),2)","v":24},{"$f":"((($I$6-1)/3)*((AI86*$J$6+AJ86)-(AI83*$J$6+AJ83)))+(AI83*$J$6+AJ83)","v":39.370370370370367},4,200,38,{"$f":"INDEX(LINEST(AN85:AN86,AM85:AM86,TRUE,FALSE),1)","v":8.0000000000000016E-2},{"$f":"INDEX(LINEST(AN85:AN86,AM85:AM86,TRUE,FALSE),2)","v":22},{"$f":"((($I$6-1)/3)*((AO86*$J$6+AP86)-(AO83*$J$6+AP83)))+(AO83*$J$6+AP83)","v":37.888888888888886},4,200,38,{"$f":"INDEX(LINEST(AT85:AT86,AS85:AS86,TRUE,FALSE),1)","v":0.1},{"$f":"INDEX(LINEST(AT85:AT86,AS85:AS86,TRUE,FALSE),2)","v":18},{"$f":"((($I$6-1)/3)*((AU86*$J$6+AV86)-(AU83*$J$6+AV83)))+(AU83*$J$6+AV83)","v":35.592592592592595},4,200,49,{"$f":"INDEX(LINEST(AZ85:AZ86,AY85:AY86,TRUE,FALSE),1)","v":0.05},{"$f":"INDEX(LINEST(AZ85:AZ86,AY85:AY86,TRUE,FALSE),2)","v":39},{"$f":"((($I$6-1)/3)*((BA86*$J$6+BB86)-(BA83*$J$6+BB83)))+(BA83*$J$6+BB83)","v":49.611111111111114}]
[null,4,500,55,{"$f":"INDEX(LINEST(D86:D87,C86:C87,TRUE,FALSE),1)","v":3.333333333333334E-3},{"$f":"INDEX(LINEST(D86:D87,C86:C87,TRUE,FALSE),2)","v":53.333333333333336},{"$f":"((($I$6-1)/3)*((E87*$J$6+F87)-(E84*$J$6+F84)))+(E84*$J$6+F84)","v":57.117283950617285},4,500,54,{"$f":"INDEX(LINEST(J86:J87,I86:I87,TRUE,FALSE),1)","v":0},{"$f":"INDEX(LINEST(J86:J87,I86:I87,TRUE,FALSE),2)","v":54},{"$f":"((($I$6-1)/3)*((K87*$J$6+L87)-(K84*$J$6+L84)))+(K84*$J$6+L84)","v":60.740740740740748},4,500,54,{"$f":"INDEX(LINEST(P86:P87,O86:O87,TRUE,FALSE),1)","v":6.666666666666668E-3},{"$f":"INDEX(LINEST(P86:P87,O86:O87,TRUE,FALSE),2)","v":50.666666666666664},{"$f":"((($I$6-1)/3)*((Q87*$J$6+R87)-(Q84*$J$6+R84)))+(Q84*$J$6+R84)","v":56.419753086419746},4,500,50,{"$f":"INDEX(LINEST(V86:V87,U86:U87,TRUE,FALSE),1)","v":2.6666666666666672E-2},{"$f":"INDEX(LINEST(V86:V87,U86:U87,TRUE,FALSE),2)","v":36.666666666666664},{"$f":"((($I$6-1)/3)*((W87*$J$6+X87)-(W84*$J$6+X84)))+(W84*$J$6+X84)","v":41.185185185185183},4,500,52,{"$f":"INDEX(LINEST(AB86:AB87,AA86:AA87,TRUE,FALSE),1)","v":3.3333333333333333E-2},{"$f":"INDEX(LINEST(AB86:AB87,AA86:AA87,TRUE,FALSE),2)","v":35.333333333333336},{"$f":"((($I$6-1)/3)*((AC87*$J$6+AD87)-(AC84*$J$6+AD84)))+(AC84*$J$6+AD84)","v":41.456790123456798},4,500,48,{"$f":"INDEX(LINEST(AH86:AH87,AG86:AG87,TRUE,FALSE),1)","v":2.6666666666666672E-2},{"$f":"INDEX(LINEST(AH86:AH87,AG86:AG87,TRUE,FALSE),2)","v":34.666666666666664},{"$f":"((($I$6-1)/3)*((AI87*$J$6+AJ87)-(AI84*$J$6+AJ84)))+(AI84*$J$6+AJ84)","v":41.777777777777771},4,500,48,{"$f":"INDEX(LINEST(AN86:AN87,AM86:AM87,TRUE,FALSE),1)","v":3.3333333333333333E-2},{"$f":"INDEX(LINEST(AN86:AN87,AM86:AM87,TRUE,FALSE),2)","v":31.333333333333336},{"$f":"((($I$6-1)/3)*((AO87*$J$6+AP87)-(AO84*$J$6+AP84)))+(AO84*$J$6+AP84)","v":40.481481481481481},4,500,49,{"$f":"INDEX(LINEST(AT86:AT87,AS86:AS87,TRUE,FALSE),1)","v":3.6666666666666674E-2},{"$f":"INDEX(LINEST(AT86:AT87,AS86:AS87,TRUE,FALSE),2)","v":30.666666666666664},{"$f":"((($I$6-1)/3)*((AU87*$J$6+AV87)-(AU84*$J$6+AV84)))+(AU84*$J$6+AV84)","v":39.191358024691354},4,500,57,{"$f":"INDEX(LINEST(AZ86:AZ87,AY86:AY87,TRUE,FALSE),1)","v":2.6666666666666672E-2},{"$f":"INDEX(LINEST(AZ86:AZ87,AY86:AY87,TRUE,FALSE),2)","v":43.666666666666664},{"$f":"((($I$6-1)/3)*((BA87*$J$6+BB87)-(BA84*$J$6+BB84)))+(BA84*$J$6+BB84)","v":50.691358024691354}]
[null,10,100,71,null,null,null,10,100,69,null,null,null,10,100,60,null,null,null,10,100,48,null,null,null,10,100,48,null,null,null,10,100,45,null,null,null,10,100,39,null,null,null,10,100,36,null,null,null,10,100,57]
[null,10,200,73,{"$f":"INDEX(LINEST(D88:D89,C88:C89,TRUE,FALSE),1)","v":2.0000000000000004E-2},{"$f":"INDEX(LINEST(D88:D89,C88:C89,TRUE,FALSE),2)","v":69},{"$f":"((($I$6-4)/6)*((E89*$J$6+F89)-(E86*$J$6+F86)))+(E86*$J$6+F86)","v":58.296296296296298},10,200,72,{"$f":"INDEX(LINEST(J88:J89,I88:I89,TRUE,FALSE),1)","v":2.9999999999999995E-2},{"$f":"INDEX(LINEST(J88:J89,I88:I89,TRUE,FALSE),2)","v":66},{"$f":"((($I$6-4)/6)*((K89*$J$6+L89)-(K86*$J$6+L86)))+(K86*$J$6+L86)","v":58.277777777777779},10,200,63,{"$f":"INDEX(LINEST(P88:P89,O88:O89,TRUE,FALSE),1)","v":2.9999999999999995E-2},{"$f":"INDEX(LINEST(P88:P89,O88:O89,TRUE,FALSE),2)","v":57},{"$f":"((($I$6-4)/6)*((Q89*$J$6+R89)-(Q86*$J$6+R86)))+(Q86*$J$6+R86)","v":52.611111111111114},10,200,54,{"$f":"INDEX(LINEST(V88:V89,U88:U89,TRUE,FALSE),1)","v":5.9999999999999991E-2},{"$f":"INDEX(LINEST(V88:V89,U88:U89,TRUE,FALSE),2)","v":42},{"$f":"((($I$6-4)/6)*((W89*$J$6+X89)-(W86*$J$6+X86)))+(W86*$J$6+X86)","v":41.74074074074074},10,200,53,{"$f":"INDEX(LINEST(AB88:AB89,AA88:AA89,TRUE,FALSE),1)","v":0.05},{"$f":"INDEX(LINEST(AB88:AB89,AA88:AA89,TRUE,FALSE),2)","v":43},{"$f":"((($I$6-4)/6)*((AC89*$J$6+AD89)-(AC86*$J$6+AD86)))+(AC86*$J$6+AD86)","v":41.611111111111114},10,200,49,{"$f":"INDEX(LINEST(AH88:AH89,AG88:AG89,TRUE,FALSE),1)","v":4.0000000000000008E-2},{"$f":"INDEX(LINEST(AH88:AH89,AG88:AG89,TRUE,FALSE),2)","v":41},{"$f":"((($I$6-4)/6)*((AI89*$J$6+AJ89)-(AI86*$J$6+AJ86)))+(AI86*$J$6+AJ86)","v":38.851851851851855},10,200,45,{"$f":"INDEX(LINEST(AN88:AN89,AM88:AM89,TRUE,FALSE),1)","v":5.9999999999999991E-2},{"$f":"INDEX(LINEST(AN88:AN89,AM88:AM89,TRUE,FALSE),2)","v":33},{"$f":"((($I$6-4)/6)*((AO89*$J$6+AP89)-(AO86*$J$6+AP86)))+(AO86*$J$6+AP86)","v":36.074074074074076},10,200,46,{"$f":"INDEX(LINEST(AT88:AT89,AS88:AS89,TRUE,FALSE),1)","v":0.1},{"$f":"INDEX(LINEST(AT88:AT89,AS88:AS89,TRUE,FALSE),2)","v":26},{"$f":"((($I$6-4)/6)*((AU89*$J$6+AV89)-(AU86*$J$6+AV86)))+(AU86*$J$6+AV86)","v":35.074074074074076},10,200,61,{"$f":"INDEX(LINEST(AZ88:AZ89,AY88:AY89,TRUE,FALSE),1)","v":4.0000000000000008E-2},{"$f":"INDEX(LINEST(AZ88:AZ89,AY88:AY89,TRUE,FALSE),2)","v":53},{"$f":"((($I$6-4)/6)*((BA89*$J$6+BB89)-(BA86*$J$6+BB86)))+(BA86*$J$6+BB86)","v":49.74074074074074}]
[null,10,500,67,{"$f":"INDEX(LINEST(D89:D90,C89:C90,TRUE,FALSE),1)","v":-2.0000000000000007E-2},{"$f":"INDEX(LINEST(D89:D90,C89:C90,TRUE,FALSE),2)","v":77},{"$f":"((($I$6-4)/6)*((E90*$J$6+F90)-(E87*$J$6+F87)))+(E87*$J$6+F87)","v":59.061728395061728},10,500,69,{"$f":"INDEX(LINEST(J89:J90,I89:I90,TRUE,FALSE),1)","v":-1.0000000000000004E-2},{"$f":"INDEX(LINEST(J89:J90,I89:I90,TRUE,FALSE),2)","v":74},{"$f":"((($I$6-4)/6)*((K90*$J$6+L90)-(K87*$J$6+L87)))+(K87*$J$6+L87)","v":58.796296296296298},10,500,66,{"$f":"INDEX(LINEST(P89:P90,O89:O90,TRUE,FALSE),1)","v":1.0000000000000004E-2},{"$f":"INDEX(LINEST(P89:P90,O89:O90,TRUE,FALSE),2)","v":61},{"$f":"((($I$6-4)/6)*((Q90*$J$6+R90)-(Q87*$J$6+R87)))+(Q87*$J$6+R87)","v":54.475308641975303},10,500,55,{"$f":"INDEX(LINEST(V89:V90,U89:U90,TRUE,FALSE),1)","v":3.333333333333334E-3},{"$f":"INDEX(LINEST(V89:V90,U89:U90,TRUE,FALSE),2)","v":53.333333333333336},{"$f":"((($I$6-4)/6)*((W90*$J$6+X90)-(W87*$J$6+X87)))+(W87*$J$6+X87)","v":44.080246913580247},10,500,56,{"$f":"INDEX(LINEST(AB89:AB90,AA89:AA90,TRUE,FALSE),1)","v":1.0000000000000004E-2},{"$f":"INDEX(LINEST(AB89:AB90,AA89:AA90,TRUE,FALSE),2)","v":51},{"$f":"((($I$6-4)/6)*((AC90*$J$6+AD90)-(AC87*$J$6+AD87)))+(AC87*$J$6+AD87)","v":43.487654320987659},10,500,52,{"$f":"INDEX(LINEST(AH89:AH90,AG89:AG90,TRUE,FALSE),1)","v":1.0000000000000004E-2},{"$f":"INDEX(LINEST(AH89:AH90,AG89:AG90,TRUE,FALSE),2)","v":47},{"$f":"((($I$6-4)/6)*((AI90*$J$6+AJ90)-(AI87*$J$6+AJ87)))+(AI87*$J$6+AJ87)","v":41.216049382716051},10,500,53,{"$f":"INDEX(LINEST(AN89:AN90,AM89:AM90,TRUE,FALSE),1)","v":2.6666666666666672E-2},{"$f":"INDEX(LINEST(AN89:AN90,AM89:AM90,TRUE,FALSE),2)","v":39.666666666666664},{"$f":"((($I$6-4)/6)*((AO90*$J$6+AP90)-(AO87*$J$6+AP87)))+(AO87*$J$6+AP87)","v":38.23456790123457},10,500,55,{"$f":"INDEX(LINEST(AT89:AT90,AS89:AS90,TRUE,FALSE),1)","v":0.03},{"$f":"INDEX(LINEST(AT89:AT90,AS89:AS90,TRUE,FALSE),2)","v":40},{"$f":"((($I$6-4)/6)*((AU90*$J$6+AV90)-(AU87*$J$6+AV87)))+(AU87*$J$6+AV87)","v":38.327160493827158},10,500,63,{"$f":"INDEX(LINEST(AZ89:AZ90,AY89:AY90,TRUE,FALSE),1)","v":6.666666666666668E-3},{"$f":"INDEX(LINEST(AZ89:AZ90,AY89:AY90,TRUE,FALSE),2)","v":59.666666666666664},{"$f":"((($I$6-4)/6)*((BA90*$J$6+BB90)-(BA87*$J$6+BB87)))+(BA87*$J$6+BB87)","v":51.037037037037038}]
[]
["600x100",1,100,{"$f":"D62+3","v":44},null,null,null,1,100,{"$f":"J62+3","v":41},null,null,null,1,100,{"$f":"P62+3","v":42},null,null,null,1,100,{"$f":"V62+3","v":37},null,null,null,1,100,{"$f":"AB62+3","v":34},null,null,null,1,100,{"$f":"AH62+3","v":26},null,null,null,1,100,{"$f":"AN62+3","v":24},null,null,null,1,100,{"$f":"AT62+3","v":25},null,null,null,1,100,{"$f":"AZ62+3","v":39}]
[null,1,200,49,{"$f":"INDEX(LINEST(D92:D93,C92:C93,TRUE,FALSE),1)","v":0.05},{"$f":"INDEX(LINEST(D92:D93,C92:C93,TRUE,FALSE),2)","v":39},null,1,200,44,{"$f":"INDEX(LINEST(J92:J93,I92:I93,TRUE,FALSE),1)","v":2.9999999999999995E-2},{"$f":"INDEX(LINEST(J92:J93,I92:I93,TRUE,FALSE),2)","v":38},null,1,200,44,{"$f":"INDEX(LINEST(P92:P93,O92:O93,TRUE,FALSE),1)","v":2.0000000000000004E-2},{"$f":"INDEX(LINEST(P92:P93,O92:O93,TRUE,FALSE),2)","v":40},null,1,200,41,{"$f":"INDEX(LINEST(V92:V93,U92:U93,TRUE,FALSE),1)","v":4.0000000000000008E-2},{"$f":"INDEX(LINEST(V92:V93,U92:U93,TRUE,FALSE),2)","v":33},null,1,200,40,{"$f":"INDEX(LINEST(AB92:AB93,AA92:AA93,TRUE,FALSE),1)","v":5.9999999999999991E-2},{"$f":"INDEX(LINEST(AB92:AB93,AA92:AA93,TRUE,FALSE),2)","v":28},null,1,200,35,{"$f":"INDEX(LINEST(AH92:AH93,AG92:AG93,TRUE,FALSE),1)","v":0.09},{"$f":"INDEX(LINEST(AH92:AH93,AG92:AG93,TRUE,FALSE),2)","v":17},null,1,200,31,{"$f":"INDEX(LINEST(AN92:AN93,AM92:AM93,TRUE,FALSE),1)","v":7.0000000000000021E-2},{"$f":"INDEX(LINEST(AN92:AN93,AM92:AM93,TRUE,FALSE),2)","v":16.999999999999996},null,1,200,33,{"$f":"INDEX(LINEST(AT92:AT93,AS92:AS93,TRUE,FALSE),1)","v":8.0000000000000016E-2},{"$f":"INDEX(LINEST(AT92:AT93,AS92:AS93,TRUE,FALSE),2)","v":17},null,1,200,44,{"$f":"INDEX(LINEST(AZ92:AZ93,AY92:AY93,TRUE,FALSE),1)","v":0.05},{"$f":"INDEX(LINEST(AZ92:AZ93,AY92:AY93,TRUE,FALSE),2)","v":34}]
[null,1,500,52,{"$f":"INDEX(LINEST(D93:D94,C93:C94,TRUE,FALSE),1)","v":1.0000000000000004E-2},{"$f":"INDEX(LINEST(D93:D94,C93:C94,TRUE,FALSE),2)","v":47},null,1,500,56,{"$f":"INDEX(LINEST(J93:J94,I93:I94,TRUE,FALSE),1)","v":4.0000000000000015E-2},{"$f":"INDEX(LINEST(J93:J94,I93:I94,TRUE,FALSE),2)","v":35.999999999999993},null,1,500,47,{"$f":"INDEX(LINEST(P93:P94,O93:O94,TRUE,FALSE),1)","v":1.0000000000000004E-2},{"$f":"INDEX(LINEST(P93:P94,O93:O94,TRUE,FALSE),2)","v":42},null,1,500,43,{"$f":"INDEX(LINEST(V93:V94,U93:U94,TRUE,FALSE),1)","v":6.666666666666668E-3},{"$f":"INDEX(LINEST(V93:V94,U93:U94,TRUE,FALSE),2)","v":39.666666666666664},null,1,500,45,{"$f":"INDEX(LINEST(AB93:AB94,AA93:AA94,TRUE,FALSE),1)","v":1.6666666666666666E-2},{"$f":"INDEX(LINEST(AB93:AB94,AA93:AA94,TRUE,FALSE),2)","v":36.666666666666664},null,1,500,43,{"$f":"INDEX(LINEST(AH93:AH94,AG93:AG94,TRUE,FALSE),1)","v":2.6666666666666672E-2},{"$f":"INDEX(LINEST(AH93:AH94,AG93:AG94,TRUE,FALSE),2)","v":29.666666666666664},null,1,500,41,{"$f":"INDEX(LINEST(AN93:AN94,AM93:AM94,TRUE,FALSE),1)","v":3.3333333333333333E-2},{"$f":"INDEX(LINEST(AN93:AN94,AM93:AM94,TRUE,FALSE),2)","v":24.333333333333336},null,1,500,43,{"$f":"INDEX(LINEST(AT93:AT94,AS93:AS94,TRUE,FALSE),1)","v":3.3333333333333333E-2},{"$f":"INDEX(LINEST(AT93:AT94,AS93:AS94,TRUE,FALSE),2)","v":26.333333333333336},null,1,500,51,{"$f":"INDEX(LINEST(AZ93:AZ94,AY93:AY94,TRUE,FALSE),1)","v":2.3333333333333331E-2},{"$f":"INDEX(LINEST(AZ93:AZ94,AY93:AY94,TRUE,FALSE),2)","v":39.333333333333336}]
[null,4,100,54,null,null,null,4,100,55,null,null,null,4,100,48,null,null,null,4,100,36,null,null,null,4,100,36,null,null,null,4,100,33,null,null,null,4,100,31,null,null,null,4,100,29,null,null,null,4,100,45]
[null,4,200,55,{"$f":"INDEX(LINEST(D95:D96,C95:C96,TRUE,FALSE),1)","v":1.0000000000000002E-2},{"$f":"INDEX(LINEST(D95:D96,C95:C96,TRUE,FALSE),2)","v":53},{"$f":"((($I$7-1)/3)*((E96*$J$7+F96)-(E93*$J$7+F93)))+(E93*$J$7+F93)","v":56.179012345679013},4,200,55,{"$f":"INDEX(LINEST(J95:J96,I95:I96,TRUE,FALSE),1)","v":0},{"$f":"INDEX(LINEST(J95:J96,I95:I96,TRUE,FALSE),2)","v":55},{"$f":"((($I$7-1)/3)*((K96*$J$7+L96)-(K93*$J$7+L93)))+(K93*$J$7+L93)","v":57.623456790123456},4,200,53,{"$f":"INDEX(LINEST(P95:P96,O95:O96,TRUE,FALSE),1)","v":0.05},{"$f":"INDEX(LINEST(P95:P96,O95:O96,TRUE,FALSE),2)","v":43},{"$f":"((($I$7-1)/3)*((Q96*$J$7+R96)-(Q93*$J$7+R93)))+(Q93*$J$7+R93)","v":52.074074074074076},4,200,43,{"$f":"INDEX(LINEST(V95:V96,U95:U96,TRUE,FALSE),1)","v":7.0000000000000021E-2},{"$f":"INDEX(LINEST(V95:V96,U95:U96,TRUE,FALSE),2)","v":28.999999999999996},{"$f":"((($I$7-1)/3)*((W96*$J$7+X96)-(W93*$J$7+X93)))+(W93*$J$7+X93)","v":39.604938271604937},4,200,43,{"$f":"INDEX(LINEST(AB95:AB96,AA95:AA96,TRUE,FALSE),1)","v":7.0000000000000021E-2},{"$f":"INDEX(LINEST(AB95:AB96,AA95:AA96,TRUE,FALSE),2)","v":28.999999999999996},{"$f":"((($I$7-1)/3)*((AC96*$J$7+AD96)-(AC93*$J$7+AD93)))+(AC93*$J$7+AD93)","v":40.02469135802469},4,200,41,{"$f":"INDEX(LINEST(AH95:AH96,AG95:AG96,TRUE,FALSE),1)","v":8.0000000000000016E-2},{"$f":"INDEX(LINEST(AH95:AH96,AG95:AG96,TRUE,FALSE),2)","v":25},{"$f":"((($I$7-1)/3)*((AI96*$J$7+AJ96)-(AI93*$J$7+AJ93)))+(AI93*$J$7+AJ93)","v":38.364197530864196},4,200,39,{"$f":"INDEX(LINEST(AN95:AN96,AM95:AM96,TRUE,FALSE),1)","v":8.0000000000000016E-2},{"$f":"INDEX(LINEST(AN95:AN96,AM95:AM96,TRUE,FALSE),2)","v":23},{"$f":"((($I$7-1)/3)*((AO96*$J$7+AP96)-(AO93*$J$7+AP93)))+(AO93*$J$7+AP93)","v":36.574074074074076},4,200,39,{"$f":"INDEX(LINEST(AT95:AT96,AS95:AS96,TRUE,FALSE),1)","v":0.1},{"$f":"INDEX(LINEST(AT95:AT96,AS95:AS96,TRUE,FALSE),2)","v":19},{"$f":"((($I$7-1)/3)*((AU96*$J$7+AV96)-(AU93*$J$7+AV93)))+(AU93*$J$7+AV93)","v":35.049382716049379},4,200,50,{"$f":"INDEX(LINEST(AZ95:AZ96,AY95:AY96,TRUE,FALSE),1)","v":0.05},{"$f":"INDEX(LINEST(AZ95:AZ96,AY95:AY96,TRUE,FALSE),2)","v":40},{"$f":"((($I$7-1)/3)*((BA96*$J$7+BB96)-(BA93*$J$7+BB93)))+(BA93*$J$7+BB93)","v":48.75925925925926}]
[null,4,500,56,{"$f":"INDEX(LINEST(D96:D97,C96:C97,TRUE,FALSE),1)","v":3.333333333333334E-3},{"$f":"INDEX(LINEST(D96:D97,C96:C97,TRUE,FALSE),2)","v":54.333333333333336},{"$f":"((($I$7-1)/3)*((E97*$J$7+F97)-(E94*$J$7+F94)))+(E94*$J$7+F94)","v":56.162551440329224},4,500,55,{"$f":"INDEX(LINEST(J96:J97,I96:I97,TRUE,FALSE),1)","v":0},{"$f":"INDEX(LINEST(J96:J97,I96:I97,TRUE,FALSE),2)","v":55},{"$f":"((($I$7-1)/3)*((K97*$J$7+L97)-(K94*$J$7+L94)))+(K94*$J$7+L94)","v":57.728395061728399},4,500,55,{"$f":"INDEX(LINEST(P96:P97,O96:O97,TRUE,FALSE),1)","v":6.666666666666668E-3},{"$f":"INDEX(LINEST(P96:P97,O96:O97,TRUE,FALSE),2)","v":51.666666666666664},{"$f":"((($I$7-1)/3)*((Q97*$J$7+R97)-(Q94*$J$7+R94)))+(Q94*$J$7+R94)","v":54.590534979423865},4,500,51,{"$f":"INDEX(LINEST(V96:V97,U96:U97,TRUE,FALSE),1)","v":2.6666666666666672E-2},{"$f":"INDEX(LINEST(V96:V97,U96:U97,TRUE,FALSE),2)","v":37.666666666666664},{"$f":"((($I$7-1)/3)*((W97*$J$7+X97)-(W94*$J$7+X94)))+(W94*$J$7+X94)","v":41.876543209876544},4,500,53,{"$f":"INDEX(LINEST(AB96:AB97,AA96:AA97,TRUE,FALSE),1)","v":3.3333333333333333E-2},{"$f":"INDEX(LINEST(AB96:AB97,AA96:AA97,TRUE,FALSE),2)","v":36.333333333333336},{"$f":"((($I$7-1)/3)*((AC97*$J$7+AD97)-(AC94*$J$7+AD94)))+(AC94*$J$7+AD94)","v":41.788065843621403},4,500,49,{"$f":"INDEX(LINEST(AH96:AH97,AG96:AG97,TRUE,FALSE),1)","v":2.6666666666666672E-2},{"$f":"INDEX(LINEST(AH96:AH97,AG96:AG97,TRUE,FALSE),2)","v":35.666666666666664},{"$f":"((($I$7-1)/3)*((AI97*$J$7+AJ97)-(AI94*$J$7+AJ94)))+(AI94*$J$7+AJ94)","v":40.925925925925924},4,500,49,{"$f":"INDEX(LINEST(AN96:AN97,AM96:AM97,TRUE,FALSE),1)","v":3.3333333333333333E-2},{"$f":"INDEX(LINEST(AN96:AN97,AM96:AM97,TRUE,FALSE),2)","v":32.333333333333336},{"$f":"((($I$7-1)/3)*((AO97*$J$7+AP97)-(AO94*$J$7+AP94)))+(AO94*$J$7+AP94)","v":39.012345679012348},4,500,50,{"$f":"INDEX(LINEST(AT96:AT97,AS96:AS97,TRUE,FALSE),1)","v":3.6666666666666674E-2},{"$f":"INDEX(LINEST(AT96:AT97,AS96:AS97,TRUE,FALSE),2)","v":31.666666666666664},{"$f":"((($I$7-1)/3)*((AU97*$J$7+AV97)-(AU94*$J$7+AV94)))+(AU94*$J$7+AV94)","v":38.390946502057609},4,500,58,{"$f":"INDEX(LINEST(AZ96:AZ97,AY96:AY97,TRUE,FALSE),1)","v":2.6666666666666672E-2},{"$f":"INDEX(LINEST(AZ96:AZ97,AY96:AY97,TRUE,FALSE),2)","v":44.666666666666664},{"$f":"((($I$7-1)/3)*((BA97*$J$7+BB97)-(BA94*$J$7+BB94)))+(BA94*$J$7+BB94)","v":49.890946502057609}]
[null,10,100,72,null,null,null,10,100,70,null,null,null,10,100,61,null,null,null,10,100,49,null,null,null,10,100,49,null,null,null,10,100,46,null,null,null,10,100,40,null,null,null,10,100,37,null,null,null,10,100,58]
[null,10,200,74,{"$f":"INDEX(LINEST(D98:D99,C98:C99,TRUE,FALSE),1)","v":2.0000000000000004E-2},{"$f":"INDEX(LINEST(D98:D99,C98:C99,TRUE,FALSE),2)","v":70},{"$f":"((($I$7-4)/6)*((E99*$J$7+F99)-(E96*$J$7+F96)))+(E96*$J$7+F96)","v":56.441358024691361},10,200,73,{"$f":"INDEX(LINEST(J98:J99,I98:I99,TRUE,FALSE),1)","v":2.9999999999999995E-2},{"$f":"INDEX(LINEST(J98:J99,I98:I99,TRUE,FALSE),2)","v":67},{"$f":"((($I$7-4)/6)*((K99*$J$7+L99)-(K96*$J$7+L96)))+(K96*$J$7+L96)","v":56.731481481481481},10,200,64,{"$f":"INDEX(LINEST(P98:P99,O98:O99,TRUE,FALSE),1)","v":2.9999999999999995E-2},{"$f":"INDEX(LINEST(P98:P99,O98:O99,TRUE,FALSE),2)","v":58},{"$f":"((($I$7-4)/6)*((Q99*$J$7+R99)-(Q96*$J$7+R96)))+(Q96*$J$7+R96)","v":51.75925925925926},10,200,55,{"$f":"INDEX(LINEST(V98:V99,U98:U99,TRUE,FALSE),1)","v":5.9999999999999991E-2},{"$f":"INDEX(LINEST(V98:V99,U98:U99,TRUE,FALSE),2)","v":43},{"$f":"((($I$7-4)/6)*((W99*$J$7+X99)-(W96*$J$7+X96)))+(W96*$J$7+X96)","v":40.811728395061728},10,200,54,{"$f":"INDEX(LINEST(AB98:AB99,AA98:AA99,TRUE,FALSE),1)","v":0.05},{"$f":"INDEX(LINEST(AB98:AB99,AA98:AA99,TRUE,FALSE),2)","v":44},{"$f":"((($I$7-4)/6)*((AC99*$J$7+AD99)-(AC96*$J$7+AD96)))+(AC96*$J$7+AD96)","v":40.75925925925926},10,200,50,{"$f":"INDEX(LINEST(AH98:AH99,AG98:AG99,TRUE,FALSE),1)","v":4.0000000000000008E-2},{"$f":"INDEX(LINEST(AH98:AH99,AG98:AG99,TRUE,FALSE),2)","v":42},{"$f":"((($I$7-4)/6)*((AI99*$J$7+AJ99)-(AI96*$J$7+AJ96)))+(AI96*$J$7+AJ96)","v":38.154320987654323},10,200,46,{"$f":"INDEX(LINEST(AN98:AN99,AM98:AM99,TRUE,FALSE),1)","v":5.9999999999999991E-2},{"$f":"INDEX(LINEST(AN98:AN99,AM98:AM99,TRUE,FALSE),2)","v":34},{"$f":"((($I$7-4)/6)*((AO99*$J$7+AP99)-(AO96*$J$7+AP96)))+(AO96*$J$7+AP96)","v":35.839506172839506},10,200,47,{"$f":"INDEX(LINEST(AT98:AT99,AS98:AS99,TRUE,FALSE),1)","v":0.1},{"$f":"INDEX(LINEST(AT98:AT99,AS98:AS99,TRUE,FALSE),2)","v":27},{"$f":"((($I$7-4)/6)*((AU99*$J$7+AV99)-(AU96*$J$7+AV96)))+(AU96*$J$7+AV96)","v":34.839506172839506},10,200,62,{"$f":"INDEX(LINEST(AZ98:AZ99,AY98:AY99,TRUE,FALSE),1)","v":4.0000000000000008E-2},{"$f":"INDEX(LINEST(AZ98:AZ99,AY98:AY99,TRUE,FALSE),2)","v":54},{"$f":"((($I$7-4)/6)*((BA99*$J$7+BB99)-(BA96*$J$7+BB96)))+(BA96*$J$7+BB96)","v":48.811728395061728}]
[null,10,500,68,{"$f":"INDEX(LINEST(D99:D100,C99:C100,TRUE,FALSE),1)","v":-2.0000000000000007E-2},{"$f":"INDEX(LINEST(D99:D100,C99:C100,TRUE,FALSE),2)","v":78},{"$f":"((($I$7-4)/6)*((E100*$J$7+F100)-(E97*$J$7+F97)))+(E97*$J$7+F97)","v":56.949588477366255},10,500,70,{"$f":"INDEX(LINEST(J99:J100,I99:I100,TRUE,FALSE),1)","v":-1.0000000000000004E-2},{"$f":"INDEX(LINEST(J99:J100,I99:I100,TRUE,FALSE),2)","v":75},{"$f":"((($I$7-4)/6)*((K100*$J$7+L100)-(K97*$J$7+L97)))+(K97*$J$7+L97)","v":56.941358024691361},10,500,67,{"$f":"INDEX(LINEST(P99:P100,O99:O100,TRUE,FALSE),1)","v":1.0000000000000004E-2},{"$f":"INDEX(LINEST(P99:P100,O99:O100,TRUE,FALSE),2)","v":62},{"$f":"((($I$7-4)/6)*((Q100*$J$7+R100)-(Q97*$J$7+R97)))+(Q97*$J$7+R97)","v":53.803497942386826},10,500,56,{"$f":"INDEX(LINEST(V99:V100,U99:U100,TRUE,FALSE),1)","v":3.333333333333334E-3},{"$f":"INDEX(LINEST(V99:V100,U99:U100,TRUE,FALSE),2)","v":54.333333333333336},{"$f":"((($I$7-4)/6)*((W100*$J$7+X100)-(W97*$J$7+X97)))+(W97*$J$7+X97)","v":43.048353909465021},10,500,57,{"$f":"INDEX(LINEST(AB99:AB100,AA99:AA100,TRUE,FALSE),1)","v":1.0000000000000004E-2},{"$f":"INDEX(LINEST(AB99:AB100,AA99:AA100,TRUE,FALSE),2)","v":52},{"$f":"((($I$7-4)/6)*((AC100*$J$7+AD100)-(AC97*$J$7+AD97)))+(AC97*$J$7+AD97)","v":42.610082304526749},10,500,53,{"$f":"INDEX(LINEST(AH99:AH100,AG99:AG100,TRUE,FALSE),1)","v":1.0000000000000004E-2},{"$f":"INDEX(LINEST(AH99:AH100,AG99:AG100,TRUE,FALSE),2)","v":48},{"$f":"((($I$7-4)/6)*((AI100*$J$7+AJ100)-(AI97*$J$7+AJ97)))+(AI97*$J$7+AJ97)","v":40.69855967078189},10,500,54,{"$f":"INDEX(LINEST(AN99:AN100,AM99:AM100,TRUE,FALSE),1)","v":2.6666666666666672E-2},{"$f":"INDEX(LINEST(AN99:AN100,AM99:AM100,TRUE,FALSE),2)","v":40.666666666666664},{"$f":"((($I$7-4)/6)*((AO100*$J$7+AP100)-(AO97*$J$7+AP97)))+(AO97*$J$7+AP97)","v":38.102880658436213},10,500,56,{"$f":"INDEX(LINEST(AT99:AT100,AS99:AS100,TRUE,FALSE),1)","v":0.03},{"$f":"INDEX(LINEST(AT99:AT100,AS99:AS100,TRUE,FALSE),2)","v":41},{"$f":"((($I$7-4)/6)*((AU100*$J$7+AV100)-(AU97*$J$7+AV97)))+(AU97*$J$7+AV97)","v":38.041152263374485},10,500,64,{"$f":"INDEX(LINEST(AZ99:AZ100,AY99:AY100,TRUE,FALSE),1)","v":6.666666666666668E-3},{"$f":"INDEX(LINEST(AZ99:AZ100,AY99:AY100,TRUE,FALSE),2)","v":60.666666666666664},{"$f":"((($I$7-4)/6)*((BA100*$J$7+BB100)-(BA97*$J$7+BB97)))+(BA97*$J$7+BB97)","v":50.03086419753086}]
[]
["300x150",1,100,{"$f":"D112-1","v":46},null,null,null,1,100,{"$f":"J112-1","v":45},null,null,null,1,100,{"$f":"P112-1","v":41},null,null,null,1,100,{"$f":"V112-1","v":37},null,null,null,1,100,{"$f":"AB112-1","v":34},null,null,null,1,100,{"$f":"AH112-1","v":31},null,null,null,1,100,{"$f":"AN112-1","v":25},null,null,null,1,100,{"$f":"AT112-1","v":30},null,null,null,1,100,{"$f":"AZ112-1","v":40}]
[null,1,200,51,{"$f":"INDEX(LINEST(D102:D103,C102:C103,TRUE,FALSE),1)","v":0.05},{"$f":"INDEX(LINEST(D102:D103,C102:C103,TRUE,FALSE),2)","v":41},null,1,200,48,{"$f":"INDEX(LINEST(J102:J103,I102:I103,TRUE,FALSE),1)","v":2.9999999999999995E-2},{"$f":"INDEX(LINEST(J102:J103,I102:I103,TRUE,FALSE),2)","v":42},null,1,200,45,{"$f":"INDEX(LINEST(P102:P103,O102:O103,TRUE,FALSE),1)","v":4.0000000000000008E-2},{"$f":"INDEX(LINEST(P102:P103,O102:O103,TRUE,FALSE),2)","v":37},null,1,200,41,{"$f":"INDEX(LINEST(V102:V103,U102:U103,TRUE,FALSE),1)","v":4.0000000000000008E-2},{"$f":"INDEX(LINEST(V102:V103,U102:U103,TRUE,FALSE),2)","v":33},null,1,200,40,{"$f":"INDEX(LINEST(AB102:AB103,AA102:AA103,TRUE,FALSE),1)","v":5.9999999999999991E-2},{"$f":"INDEX(LINEST(AB102:AB103,AA102:AA103,TRUE,FALSE),2)","v":28},null,1,200,39,{"$f":"INDEX(LINEST(AH102:AH103,AG102:AG103,TRUE,FALSE),1)","v":8.0000000000000016E-2},{"$f":"INDEX(LINEST(AH102:AH103,AG102:AG103,TRUE,FALSE),2)","v":23},null,1,200,33,{"$f":"INDEX(LINEST(AN102:AN103,AM102:AM103,TRUE,FALSE),1)","v":8.0000000000000016E-2},{"$f":"INDEX(LINEST(AN102:AN103,AM102:AM103,TRUE,FALSE),2)","v":17},null,1,200,34,{"$f":"INDEX(LINEST(AT102:AT103,AS102:AS103,TRUE,FALSE),1)","v":4.0000000000000008E-2},{"$f":"INDEX(LINEST(AT102:AT103,AS102:AS103,TRUE,FALSE),2)","v":26},null,1,200,46,{"$f":"INDEX(LINEST(AZ102:AZ103,AY102:AY103,TRUE,FALSE),1)","v":5.9999999999999991E-2},{"$f":"INDEX(LINEST(AZ102:AZ103,AY102:AY103,TRUE,FALSE),2)","v":34}]
[null,1,500,52,{"$f":"INDEX(LINEST(D103:D104,C103:C104,TRUE,FALSE),1)","v":3.333333333333334E-3},{"$f":"INDEX(LINEST(D103:D104,C103:C104,TRUE,FALSE),2)","v":50.333333333333336},null,1,500,52,{"$f":"INDEX(LINEST(J103:J104,I103:I104,TRUE,FALSE),1)","v":1.3333333333333336E-2},{"$f":"INDEX(LINEST(J103:J104,I103:I104,TRUE,FALSE),2)","v":45.333333333333329},null,1,500,49,{"$f":"INDEX(LINEST(P103:P104,O103:O104,TRUE,FALSE),1)","v":1.3333333333333336E-2},{"$f":"INDEX(LINEST(P103:P104,O103:O104,TRUE,FALSE),2)","v":42.333333333333329},null,1,500,48,{"$f":"INDEX(LINEST(V103:V104,U103:U104,TRUE,FALSE),1)","v":2.3333333333333331E-2},{"$f":"INDEX(LINEST(V103:V104,U103:U104,TRUE,FALSE),2)","v":36.333333333333336},null,1,500,47,{"$f":"INDEX(LINEST(AB103:AB104,AA103:AA104,TRUE,FALSE),1)","v":2.3333333333333331E-2},{"$f":"INDEX(LINEST(AB103:AB104,AA103:AA104,TRUE,FALSE),2)","v":35.333333333333336},null,1,500,46,{"$f":"INDEX(LINEST(AH103:AH104,AG103:AG104,TRUE,FALSE),1)","v":2.3333333333333331E-2},{"$f":"INDEX(LINEST(AH103:AH104,AG103:AG104,TRUE,FALSE),2)","v":34.333333333333336},null,1,500,49,{"$f":"INDEX(LINEST(AN103:AN104,AM103:AM104,TRUE,FALSE),1)","v":5.3333333333333344E-2},{"$f":"INDEX(LINEST(AN103:AN104,AM103:AM104,TRUE,FALSE),2)","v":22.333333333333329},null,1,500,48,{"$f":"INDEX(LINEST(AT103:AT104,AS103:AS104,TRUE,FALSE),1)","v":4.6666666666666662E-2},{"$f":"INDEX(LINEST(AT103:AT104,AS103:AS104,TRUE,FALSE),2)","v":24.666666666666668},null,1,500,55,{"$f":"INDEX(LINEST(AZ103:AZ104,AY103:AY104,TRUE,FALSE),1)","v":0.03},{"$f":"INDEX(LINEST(AZ103:AZ104,AY103:AY104,TRUE,FALSE),2)","v":40}]
[null,4,100,58,null,null,null,4,100,59,null,null,null,4,100,49,null,null,null,4,100,40,null,null,null,4,100,38,null,null,null,4,100,36,null,null,null,4,100,32,null,null,null,4,100,32,null,null,null,4,100,47]
[null,4,200,61,{"$f":"INDEX(LINEST(D105:D106,C105:C106,TRUE,FALSE),1)","v":2.9999999999999995E-2},{"$f":"INDEX(LINEST(D105:D106,C105:C106,TRUE,FALSE),2)","v":55},{"$f":"((($I$8-1)/3)*((E106*$J$8+F106)-(E103*$J$8+F103)))+(E103*$J$8+F103)","v":67.467078189300409},4,200,64,{"$f":"INDEX(LINEST(J105:J106,I105:I106,TRUE,FALSE),1)","v":0.05},{"$f":"INDEX(LINEST(J105:J106,I105:I106,TRUE,FALSE),2)","v":54},{"$f":"((($I$8-1)/3)*((K106*$J$8+L106)-(K103*$J$8+L103)))+(K103*$J$8+L103)","v":72.364197530864203},4,200,58,{"$f":"INDEX(LINEST(P105:P106,O105:O106,TRUE,FALSE),1)","v":0.09},{"$f":"INDEX(LINEST(P105:P106,O105:O106,TRUE,FALSE),2)","v":40},{"$f":"((($I$8-1)/3)*((Q106*$J$8+R106)-(Q103*$J$8+R103)))+(Q103*$J$8+R103)","v":61.104938271604937},4,200,47,{"$f":"INDEX(LINEST(V105:V106,U105:U106,TRUE,FALSE),1)","v":7.0000000000000021E-2},{"$f":"INDEX(LINEST(V105:V106,U105:U106,TRUE,FALSE),2)","v":33},{"$f":"((($I$8-1)/3)*((W106*$J$8+X106)-(W103*$J$8+X103)))+(W103*$J$8+X103)","v":46.75925925925926},4,200,44,{"$f":"INDEX(LINEST(AB105:AB106,AA105:AA106,TRUE,FALSE),1)","v":5.9999999999999991E-2},{"$f":"INDEX(LINEST(AB105:AB106,AA105:AA106,TRUE,FALSE),2)","v":32},{"$f":"((($I$8-1)/3)*((AC106*$J$8+AD106)-(AC103*$J$8+AD103)))+(AC103*$J$8+AD103)","v":43.897119341563787},4,200,43,{"$f":"INDEX(LINEST(AH105:AH106,AG105:AG106,TRUE,FALSE),1)","v":7.0000000000000021E-2},{"$f":"INDEX(LINEST(AH105:AH106,AG105:AG106,TRUE,FALSE),2)","v":28.999999999999996},{"$f":"((($I$8-1)/3)*((AI106*$J$8+AJ106)-(AI103*$J$8+AJ103)))+(AI103*$J$8+AJ103)","v":42.75925925925926},4,200,48,{"$f":"INDEX(LINEST(AN105:AN106,AM105:AM106,TRUE,FALSE),1)","v":0.16000000000000003},{"$f":"INDEX(LINEST(AN105:AN106,AM105:AM106,TRUE,FALSE),2)","v":15.999999999999996},{"$f":"((($I$8-1)/3)*((AO106*$J$8+AP106)-(AO103*$J$8+AP103)))+(AO103*$J$8+AP103)","v":47.967078189300409},4,200,44,{"$f":"INDEX(LINEST(AT105:AT106,AS105:AS106,TRUE,FALSE),1)","v":0.11999999999999998},{"$f":"INDEX(LINEST(AT105:AT106,AS105:AS106,TRUE,FALSE),2)","v":20.000000000000004},{"$f":"((($I$8-1)/3)*((AU106*$J$8+AV106)-(AU103*$J$8+AV103)))+(AU103*$J$8+AV103)","v":42.345679012345677},4,200,55,{"$f":"INDEX(LINEST(AZ105:AZ106,AY105:AY106,TRUE,FALSE),1)","v":8.0000000000000016E-2},{"$f":"INDEX(LINEST(AZ105:AZ106,AY105:AY106,TRUE,FALSE),2)","v":39},{"$f":"((($I$8-1)/3)*((BA106*$J$8+BB106)-(BA103*$J$8+BB103)))+(BA103*$J$8+BB103)","v":56.794238683127574}]
[null,4,500,66,{"$f":"INDEX(LINEST(D106:D107,C106:C107,TRUE,FALSE),1)","v":1.6666666666666666E-2},{"$f":"INDEX(LINEST(D106:D107,C106:C107,TRUE,FALSE),2)","v":57.666666666666664},{"$f":"((($I$8-1)/3)*((E107*$J$8+F107)-(E104*$J$8+F104)))+(E104*$J$8+F104)","v":66.926611796982158},4,500,65,{"$f":"INDEX(LINEST(J106:J107,I106:I107,TRUE,FALSE),1)","v":3.333333333333334E-3},{"$f":"INDEX(LINEST(J106:J107,I106:I107,TRUE,FALSE),2)","v":63.333333333333336},{"$f":"((($I$8-1)/3)*((K107*$J$8+L107)-(K104*$J$8+L104)))+(K104*$J$8+L104)","v":75.783950617283963},4,500,62,{"$f":"INDEX(LINEST(P106:P107,O106:O107,TRUE,FALSE),1)","v":1.3333333333333336E-2},{"$f":"INDEX(LINEST(P106:P107,O106:O107,TRUE,FALSE),2)","v":55.333333333333329},{"$f":"((($I$8-1)/3)*((Q107*$J$8+R107)-(Q104*$J$8+R104)))+(Q104*$J$8+R104)","v":66.748971193415628},4,500,58,{"$f":"INDEX(LINEST(V106:V107,U106:U107,TRUE,FALSE),1)","v":3.6666666666666674E-2},{"$f":"INDEX(LINEST(V106:V107,U106:U107,TRUE,FALSE),2)","v":39.666666666666664},{"$f":"((($I$8-1)/3)*((W107*$J$8+X107)-(W104*$J$8+X104)))+(W104*$J$8+X104)","v":49.029492455418378},4,500,52,{"$f":"INDEX(LINEST(AB106:AB107,AA106:AA107,TRUE,FALSE),1)","v":2.6666666666666672E-2},{"$f":"INDEX(LINEST(AB106:AB107,AA106:AA107,TRUE,FALSE),2)","v":38.666666666666664},{"$f":"((($I$8-1)/3)*((AC107*$J$8+AD107)-(AC104*$J$8+AD104)))+(AC104*$J$8+AD104)","v":45.443072702331953},4,500,50,{"$f":"INDEX(LINEST(AH106:AH107,AG106:AG107,TRUE,FALSE),1)","v":2.3333333333333331E-2},{"$f":"INDEX(LINEST(AH106:AH107,AG106:AG107,TRUE,FALSE),2)","v":38.333333333333336},{"$f":"((($I$8-1)/3)*((AI107*$J$8+AJ107)-(AI104*$J$8+AJ104)))+(AI104*$J$8+AJ104)","v":44.730452674897123},4,500,52,{"$f":"INDEX(LINEST(AN106:AN107,AM106:AM107,TRUE,FALSE),1)","v":1.3333333333333336E-2},{"$f":"INDEX(LINEST(AN106:AN107,AM106:AM107,TRUE,FALSE),2)","v":45.333333333333329},{"$f":"((($I$8-1)/3)*((AO107*$J$8+AP107)-(AO104*$J$8+AP104)))+(AO104*$J$8+AP104)","v":59.646090534979422},4,500,60,{"$f":"INDEX(LINEST(AT106:AT107,AS106:AS107,TRUE,FALSE),1)","v":5.3333333333333344E-2},{"$f":"INDEX(LINEST(AT106:AT107,AS106:AS107,TRUE,FALSE),2)","v":33.333333333333329},{"$f":"((($I$8-1)/3)*((AU107*$J$8+AV107)-(AU104*$J$8+AV104)))+(AU104*$J$8+AV104)","v":48.334705075445811},4,500,63,{"$f":"INDEX(LINEST(AZ106:AZ107,AY106:AY107,TRUE,FALSE),1)","v":2.6666666666666672E-2},{"$f":"INDEX(LINEST(AZ106:AZ107,AY106:AY107,TRUE,FALSE),2)","v":49.666666666666664},{"$f":"((($I$8-1)/3)*((BA107*$J$8+BB107)-(BA104*$J$8+BB104)))+(BA104*$J$8+BB104)","v":60.305898491083674}]
[null,10,100,69,null,null,null,10,100,67,null,null,null,10,100,57,null,null,null,10,100,47,null,null,null,10,100,46,null,null,null,10,100,41,null,null,null,10,100,37,null,null,null,10,100,37,null,null,null,10,100,55]
[null,10,200,76,{"$f":"INDEX(LINEST(D108:D109,C108:C109,TRUE,FALSE),1)","v":7.0000000000000021E-2},{"$f":"INDEX(LINEST(D108:D109,C108:C109,TRUE,FALSE),2)","v":62},{"$f":"((($I$8-4)/6)*((E109*$J$8+F109)-(E106*$J$8+F106)))+(E106*$J$8+F106)","v":64.207818930041157},10,200,72,{"$f":"INDEX(LINEST(J108:J109,I108:I109,TRUE,FALSE),1)","v":0.05},{"$f":"INDEX(LINEST(J108:J109,I108:I109,TRUE,FALSE),2)","v":62},{"$f":"((($I$8-4)/6)*((K109*$J$8+L109)-(K106*$J$8+L106)))+(K106*$J$8+L106)","v":64.39711934156378},10,200,64,{"$f":"INDEX(LINEST(P108:P109,O108:O109,TRUE,FALSE),1)","v":7.0000000000000021E-2},{"$f":"INDEX(LINEST(P108:P109,O108:O109,TRUE,FALSE),2)","v":50},{"$f":"((($I$8-4)/6)*((Q109*$J$8+R109)-(Q106*$J$8+R106)))+(Q106*$J$8+R106)","v":56.034979423868315},10,200,53,{"$f":"INDEX(LINEST(V108:V109,U108:U109,TRUE,FALSE),1)","v":5.9999999999999991E-2},{"$f":"INDEX(LINEST(V108:V109,U108:U109,TRUE,FALSE),2)","v":41},{"$f":"((($I$8-4)/6)*((W109*$J$8+X109)-(W106*$J$8+X106)))+(W106*$J$8+X106)","v":45.853909465020578},10,200,50,{"$f":"INDEX(LINEST(AB108:AB109,AA108:AA109,TRUE,FALSE),1)","v":4.0000000000000008E-2},{"$f":"INDEX(LINEST(AB108:AB109,AA108:AA109,TRUE,FALSE),2)","v":42},{"$f":"((($I$8-4)/6)*((AC109*$J$8+AD109)-(AC106*$J$8+AD106)))+(AC106*$J$8+AD106)","v":43.534979423868315},10,200,47,{"$f":"INDEX(LINEST(AH108:AH109,AG108:AG109,TRUE,FALSE),1)","v":5.9999999999999991E-2},{"$f":"INDEX(LINEST(AH108:AH109,AG108:AG109,TRUE,FALSE),2)","v":35},{"$f":"((($I$8-4)/6)*((AI109*$J$8+AJ109)-(AI106*$J$8+AJ106)))+(AI106*$J$8+AJ106)","v":41.129629629629626},10,200,45,{"$f":"INDEX(LINEST(AN108:AN109,AM108:AM109,TRUE,FALSE),1)","v":8.0000000000000016E-2},{"$f":"INDEX(LINEST(AN108:AN109,AM108:AM109,TRUE,FALSE),2)","v":29},{"$f":"((($I$8-4)/6)*((AO109*$J$8+AP109)-(AO106*$J$8+AP106)))+(AO106*$J$8+AP106)","v":40.362139917695472},10,200,46,{"$f":"INDEX(LINEST(AT108:AT109,AS108:AS109,TRUE,FALSE),1)","v":0.09},{"$f":"INDEX(LINEST(AT108:AT109,AS108:AS109,TRUE,FALSE),2)","v":28},{"$f":"((($I$8-4)/6)*((AU109*$J$8+AV109)-(AU106*$J$8+AV106)))+(AU106*$J$8+AV106)","v":39.267489711934154},10,200,61,{"$f":"INDEX(LINEST(AZ108:AZ109,AY108:AY109,TRUE,FALSE),1)","v":5.9999999999999991E-2},{"$f":"INDEX(LINEST(AZ108:AZ109,AY108:AY109,TRUE,FALSE),2)","v":49},{"$f":"((($I$8-4)/6)*((BA109*$J$8+BB109)-(BA106*$J$8+BB106)))+(BA106*$J$8+BB106)","v":53.534979423868315}]
[null,10,500,78,{"$f":"INDEX(LINEST(D109:D110,C109:C110,TRUE,FALSE),1)","v":6.666666666666668E-3},{"$f":"INDEX(LINEST(D109:D110,C109:C110,TRUE,FALSE),2)","v":74.666666666666671},{"$f":"((($I$3-4)/6)*((E110*$J$3+F110)-(E107*$J$3+F107)))+(E107*$J$3+F107)","v":85.712962962962962},10,500,78,{"$f":"INDEX(LINEST(J109:J110,I109:I110,TRUE,FALSE),1)","v":2.0000000000000007E-2},{"$f":"INDEX(LINEST(J109:J110,I109:I110,TRUE,FALSE),2)","v":68},{"$f":"((($I$3-4)/6)*((K110*$J$3+L110)-(K107*$J$3+L107)))+(K107*$J$3+L107)","v":75.645061728395063},10,500,73,{"$f":"INDEX(LINEST(P109:P110,O109:O110,TRUE,FALSE),1)","v":0.03},{"$f":"INDEX(LINEST(P109:P110,O109:O110,TRUE,FALSE),2)","v":58},{"$f":"((($I$3-4)/6)*((Q110*$J$3+R110)-(Q107*$J$3+R107)))+(Q107*$J$3+R107)","v":65.848765432098759},10,500,64,{"$f":"INDEX(LINEST(V109:V110,U109:U110,TRUE,FALSE),1)","v":3.6666666666666674E-2},{"$f":"INDEX(LINEST(V109:V110,U109:U110,TRUE,FALSE),2)","v":45.666666666666664},{"$f":"((($I$3-4)/6)*((W110*$J$3+X110)-(W107*$J$3+X107)))+(W107*$J$3+X107)","v":55.05555555555555},10,500,58,{"$f":"INDEX(LINEST(AB109:AB110,AA109:AA110,TRUE,FALSE),1)","v":2.6666666666666672E-2},{"$f":"INDEX(LINEST(AB109:AB110,AA109:AA110,TRUE,FALSE),2)","v":44.666666666666664},{"$f":"((($I$3-4)/6)*((AC110*$J$3+AD110)-(AC107*$J$3+AD107)))+(AC107*$J$3+AD107)","v":52.55555555555555},10,500,55,{"$f":"INDEX(LINEST(AH109:AH110,AG109:AG110,TRUE,FALSE),1)","v":2.6666666666666672E-2},{"$f":"INDEX(LINEST(AH109:AH110,AG109:AG110,TRUE,FALSE),2)","v":41.666666666666664},{"$f":"((($I$3-4)/6)*((AI110*$J$3+AJ110)-(AI107*$J$3+AJ107)))+(AI107*$J$3+AJ107)","v":48.151234567901227},10,500,55,{"$f":"INDEX(LINEST(AN109:AN110,AM109:AM110,TRUE,FALSE),1)","v":3.3333333333333333E-2},{"$f":"INDEX(LINEST(AN109:AN110,AM109:AM110,TRUE,FALSE),2)","v":38.333333333333336},{"$f":"((($I$3-4)/6)*((AO110*$J$3+AP110)-(AO107*$J$3+AP107)))+(AO107*$J$3+AP107)","v":40.740740740740748},10,500,64,{"$f":"INDEX(LINEST(AT109:AT110,AS109:AS110,TRUE,FALSE),1)","v":0.06},{"$f":"INDEX(LINEST(AT109:AT110,AS109:AS110,TRUE,FALSE),2)","v":34},{"$f":"((($I$3-4)/6)*((AU110*$J$3+AV110)-(AU107*$J$3+AV107)))+(AU107*$J$3+AV107)","v":44.080246913580247},10,500,70,{"$f":"INDEX(LINEST(AZ109:AZ110,AY109:AY110,TRUE,FALSE),1)","v":0.03},{"$f":"INDEX(LINEST(AZ109:AZ110,AY109:AY110,TRUE,FALSE),2)","v":55},{"$f":"((($I$3-4)/6)*((BA110*$J$3+BB110)-(BA107*$J$3+BB107)))+(BA107*$J$3+BB107)","v":63.28086419753086}]
[]
["400x150",1,100,47,null,null,null,1,100,46,null,null,null,1,100,42,null,null,null,1,100,38,null,null,null,1,100,35,null,null,null,1,100,32,null,null,null,1,100,26,null,null,null,1,100,31,null,null,null,1,100,41]
[null,1,200,52,{"$f":"INDEX(LINEST(D112:D113,C112:C113,TRUE,FALSE),1)","v":0.05},{"$f":"INDEX(LINEST(D112:D113,C112:C113,TRUE,FALSE),2)","v":42},null,1,200,49,{"$f":"INDEX(LINEST(J112:J113,I112:I113,TRUE,FALSE),1)","v":2.9999999999999995E-2},{"$f":"INDEX(LINEST(J112:J113,I112:I113,TRUE,FALSE),2)","v":43},null,1,200,46,{"$f":"INDEX(LINEST(P112:P113,O112:O113,TRUE,FALSE),1)","v":4.0000000000000008E-2},{"$f":"INDEX(LINEST(P112:P113,O112:O113,TRUE,FALSE),2)","v":38},null,1,200,42,{"$f":"INDEX(LINEST(V112:V113,U112:U113,TRUE,FALSE),1)","v":4.0000000000000008E-2},{"$f":"INDEX(LINEST(V112:V113,U112:U113,TRUE,FALSE),2)","v":34},null,1,200,41,{"$f":"INDEX(LINEST(AB112:AB113,AA112:AA113,TRUE,FALSE),1)","v":5.9999999999999991E-2},{"$f":"INDEX(LINEST(AB112:AB113,AA112:AA113,TRUE,FALSE),2)","v":29},null,1,200,40,{"$f":"INDEX(LINEST(AH112:AH113,AG112:AG113,TRUE,FALSE),1)","v":8.0000000000000016E-2},{"$f":"INDEX(LINEST(AH112:AH113,AG112:AG113,TRUE,FALSE),2)","v":24},null,1,200,34,{"$f":"INDEX(LINEST(AN112:AN113,AM112:AM113,TRUE,FALSE),1)","v":8.0000000000000016E-2},{"$f":"INDEX(LINEST(AN112:AN113,AM112:AM113,TRUE,FALSE),2)","v":18},null,1,200,35,{"$f":"INDEX(LINEST(AT112:AT113,AS112:AS113,TRUE,FALSE),1)","v":4.0000000000000008E-2},{"$f":"INDEX(LINEST(AT112:AT113,AS112:AS113,TRUE,FALSE),2)","v":27},null,1,200,47,{"$f":"INDEX(LINEST(AZ112:AZ113,AY112:AY113,TRUE,FALSE),1)","v":5.9999999999999991E-2},{"$f":"INDEX(LINEST(AZ112:AZ113,AY112:AY113,TRUE,FALSE),2)","v":35}]
[null,1,500,53,{"$f":"INDEX(LINEST(D113:D114,C113:C114,TRUE,FALSE),1)","v":3.333333333333334E-3},{"$f":"INDEX(LINEST(D113:D114,C113:C114,TRUE,FALSE),2)","v":51.333333333333336},null,1,500,53,{"$f":"INDEX(LINEST(J113:J114,I113:I114,TRUE,FALSE),1)","v":1.3333333333333336E-2},{"$f":"INDEX(LINEST(J113:J114,I113:I114,TRUE,FALSE),2)","v":46.333333333333329},null,1,500,50,{"$f":"INDEX(LINEST(P113:P114,O113:O114,TRUE,FALSE),1)","v":1.3333333333333336E-2},{"$f":"INDEX(LINEST(P113:P114,O113:O114,TRUE,FALSE),2)","v":43.333333333333329},null,1,500,49,{"$f":"INDEX(LINEST(V113:V114,U113:U114,TRUE,FALSE),1)","v":2.3333333333333331E-2},{"$f":"INDEX(LINEST(V113:V114,U113:U114,TRUE,FALSE),2)","v":37.333333333333336},null,1,500,48,{"$f":"INDEX(LINEST(AB113:AB114,AA113:AA114,TRUE,FALSE),1)","v":2.3333333333333331E-2},{"$f":"INDEX(LINEST(AB113:AB114,AA113:AA114,TRUE,FALSE),2)","v":36.333333333333336},null,1,500,47,{"$f":"INDEX(LINEST(AH113:AH114,AG113:AG114,TRUE,FALSE),1)","v":2.3333333333333331E-2},{"$f":"INDEX(LINEST(AH113:AH114,AG113:AG114,TRUE,FALSE),2)","v":35.333333333333336},null,1,500,50,{"$f":"INDEX(LINEST(AN113:AN114,AM113:AM114,TRUE,FALSE),1)","v":5.3333333333333344E-2},{"$f":"INDEX(LINEST(AN113:AN114,AM113:AM114,TRUE,FALSE),2)","v":23.333333333333329},null,1,500,49,{"$f":"INDEX(LINEST(AT113:AT114,AS113:AS114,TRUE,FALSE),1)","v":4.6666666666666662E-2},{"$f":"INDEX(LINEST(AT113:AT114,AS113:AS114,TRUE,FALSE),2)","v":25.666666666666668},null,1,500,56,{"$f":"INDEX(LINEST(AZ113:AZ114,AY113:AY114,TRUE,FALSE),1)","v":0.03},{"$f":"INDEX(LINEST(AZ113:AZ114,AY113:AY114,TRUE,FALSE),2)","v":41}]
[null,4,100,59,null,null,null,4,100,60,null,null,null,4,100,50,null,null,null,4,100,41,null,null,null,4,100,39,null,null,null,4,100,37,null,null,null,4,100,33,null,null,null,4,100,33,null,null,null,4,100,48]
[null,4,200,62,{"$f":"INDEX(LINEST(D115:D116,C115:C116,TRUE,FALSE),1)","v":2.9999999999999995E-2},{"$f":"INDEX(LINEST(D115:D116,C115:C116,TRUE,FALSE),2)","v":56},{"$f":"((($I$9-1)/3)*((E116*$J$9+F116)-(E113*$J$9+F113)))+(E113*$J$9+F113)","v":62.808641975308646},4,200,65,{"$f":"INDEX(LINEST(J115:J116,I115:I116,TRUE,FALSE),1)","v":0.05},{"$f":"INDEX(LINEST(J115:J116,I115:I116,TRUE,FALSE),2)","v":55},{"$f":"((($I$9-1)/3)*((K116*$J$9+L116)-(K113*$J$9+L113)))+(K113*$J$9+L113)","v":65.648148148148152},4,200,59,{"$f":"INDEX(LINEST(P115:P116,O115:O116,TRUE,FALSE),1)","v":0.09},{"$f":"INDEX(LINEST(P115:P116,O115:O116,TRUE,FALSE),2)","v":41},{"$f":"((($I$9-1)/3)*((Q116*$J$9+R116)-(Q113*$J$9+R113)))+(Q113*$J$9+R113)","v":56.703703703703702},4,200,48,{"$f":"INDEX(LINEST(V115:V116,U115:U116,TRUE,FALSE),1)","v":7.0000000000000021E-2},{"$f":"INDEX(LINEST(V115:V116,U115:U116,TRUE,FALSE),2)","v":34},{"$f":"((($I$9-1)/3)*((W116*$J$9+X116)-(W113*$J$9+X113)))+(W113*$J$9+X113)","v":45.444444444444443},4,200,45,{"$f":"INDEX(LINEST(AB115:AB116,AA115:AA116,TRUE,FALSE),1)","v":5.9999999999999991E-2},{"$f":"INDEX(LINEST(AB115:AB116,AA115:AA116,TRUE,FALSE),2)","v":33},{"$f":"((($I$9-1)/3)*((AC116*$J$9+AD116)-(AC113*$J$9+AD113)))+(AC113*$J$9+AD113)","v":42.839506172839506},4,200,44,{"$f":"INDEX(LINEST(AH115:AH116,AG115:AG116,TRUE,FALSE),1)","v":7.0000000000000021E-2},{"$f":"INDEX(LINEST(AH115:AH116,AG115:AG116,TRUE,FALSE),2)","v":29.999999999999996},{"$f":"((($I$9-1)/3)*((AI116*$J$9+AJ116)-(AI113*$J$9+AJ113)))+(AI113*$J$9+AJ113)","v":41.444444444444443},4,200,49,{"$f":"INDEX(LINEST(AN115:AN116,AM115:AM116,TRUE,FALSE),1)","v":0.16000000000000003},{"$f":"INDEX(LINEST(AN115:AN116,AM115:AM116,TRUE,FALSE),2)","v":16.999999999999996},{"$f":"((($I$9-1)/3)*((AO116*$J$9+AP116)-(AO113*$J$9+AP113)))+(AO113*$J$9+AP113)","v":43.308641975308646},4,200,45,{"$f":"INDEX(LINEST(AT115:AT116,AS115:AS116,TRUE,FALSE),1)","v":0.11999999999999998},{"$f":"INDEX(LINEST(AT115:AT116,AS115:AS116,TRUE,FALSE),2)","v":21.000000000000004},{"$f":"((($I$9-1)/3)*((AU116*$J$9+AV116)-(AU113*$J$9+AV113)))+(AU113*$J$9+AV113)","v":40.25925925925926},4,200,56,{"$f":"INDEX(LINEST(AZ115:AZ116,AY115:AY116,TRUE,FALSE),1)","v":8.0000000000000016E-2},{"$f":"INDEX(LINEST(AZ115:AZ116,AY115:AY116,TRUE,FALSE),2)","v":40},{"$f":"((($I$9-1)/3)*((BA116*$J$9+BB116)-(BA113*$J$9+BB113)))+(BA113*$J$9+BB113)","v":53.679012345679013}]
[null,4,500,67,{"$f":"INDEX(LINEST(D116:D117,C116:C117,TRUE,FALSE),1)","v":1.6666666666666666E-2},{"$f":"INDEX(LINEST(D116:D117,C116:C117,TRUE,FALSE),2)","v":58.666666666666664},{"$f":"((($I$9-1)/3)*((E117*$J$9+F117)-(E114*$J$9+F114)))+(E114*$J$9+F114)","v":63.125514403292179},4,500,66,{"$f":"INDEX(LINEST(J116:J117,I116:I117,TRUE,FALSE),1)","v":3.333333333333334E-3},{"$f":"INDEX(LINEST(J116:J117,I116:I117,TRUE,FALSE),2)","v":64.333333333333329},{"$f":"((($I$9-1)/3)*((K117*$J$9+L117)-(K114*$J$9+L114)))+(K114*$J$9+L114)","v":68.296296296296291},4,500,63,{"$f":"INDEX(LINEST(P116:P117,O116:O117,TRUE,FALSE),1)","v":1.3333333333333336E-2},{"$f":"INDEX(LINEST(P116:P117,O116:O117,TRUE,FALSE),2)","v":56.333333333333329},{"$f":"((($I$9-1)/3)*((Q117*$J$9+R117)-(Q114*$J$9+R114)))+(Q114*$J$9+R114)","v":61.061728395061721},4,500,59,{"$f":"INDEX(LINEST(V116:V117,U116:U117,TRUE,FALSE),1)","v":3.6666666666666674E-2},{"$f":"INDEX(LINEST(V116:V117,U116:U117,TRUE,FALSE),2)","v":40.666666666666664},{"$f":"((($I$9-1)/3)*((W117*$J$9+X117)-(W114*$J$9+X114)))+(W114*$J$9+X114)","v":47.286008230452673},4,500,53,{"$f":"INDEX(LINEST(AB116:AB117,AA116:AA117,TRUE,FALSE),1)","v":2.6666666666666672E-2},{"$f":"INDEX(LINEST(AB116:AB117,AA116:AA117,TRUE,FALSE),2)","v":39.666666666666664},{"$f":"((($I$9-1)/3)*((AC117*$J$9+AD117)-(AC114*$J$9+AD114)))+(AC114*$J$9+AD114)","v":44.471193415637856},4,500,51,{"$f":"INDEX(LINEST(AH116:AH117,AG116:AG117,TRUE,FALSE),1)","v":2.3333333333333331E-2},{"$f":"INDEX(LINEST(AH116:AH117,AG116:AG117,TRUE,FALSE),2)","v":39.333333333333336},{"$f":"((($I$9-1)/3)*((AI117*$J$9+AJ117)-(AI114*$J$9+AJ114)))+(AI114*$J$9+AJ114)","v":43.672839506172842},4,500,53,{"$f":"INDEX(LINEST(AN116:AN117,AM116:AM117,TRUE,FALSE),1)","v":1.3333333333333336E-2},{"$f":"INDEX(LINEST(AN116:AN117,AM116:AM117,TRUE,FALSE),2)","v":46.333333333333329},{"$f":"((($I$9-1)/3)*((AO117*$J$9+AP117)-(AO114*$J$9+AP114)))+(AO114*$J$9+AP114)","v":51.901234567901227},4,500,61,{"$f":"INDEX(LINEST(AT116:AT117,AS116:AS117,TRUE,FALSE),1)","v":5.3333333333333344E-2},{"$f":"INDEX(LINEST(AT116:AT117,AS116:AS117,TRUE,FALSE),2)","v":34.333333333333329},{"$f":"((($I$9-1)/3)*((AU117*$J$9+AV117)-(AU114*$J$9+AV114)))+(AU114*$J$9+AV114)","v":44.362139917695472},4,500,64,{"$f":"INDEX(LINEST(AZ116:AZ117,AY116:AY117,TRUE,FALSE),1)","v":2.6666666666666672E-2},{"$f":"INDEX(LINEST(AZ116:AZ117,AY116:AY117,TRUE,FALSE),2)","v":50.666666666666664},{"$f":"((($I$9-1)/3)*((BA117*$J$9+BB117)-(BA114*$J$9+BB114)))+(BA114*$J$9+BB114)","v":56.590534979423865}]
[null,10,100,70,null,null,null,10,100,68,null,null,null,10,100,58,null,null,null,10,100,48,null,null,null,10,100,47,null,null,null,10,100,42,null,null,null,10,100,38,null,null,null,10,100,38,null,null,null,10,100,56]
[null,10,200,77,{"$f":"INDEX(LINEST(D118:D119,C118:C119,TRUE,FALSE),1)","v":7.0000000000000021E-2},{"$f":"INDEX(LINEST(D118:D119,C118:C119,TRUE,FALSE),2)","v":63},{"$f":"((($I$9-4)/6)*((E119*$J$9+F119)-(E116*$J$9+F116)))+(E116*$J$9+F116)","v":61.864197530864196},10,200,73,{"$f":"INDEX(LINEST(J118:J119,I118:I119,TRUE,FALSE),1)","v":0.05},{"$f":"INDEX(LINEST(J118:J119,I118:I119,TRUE,FALSE),2)","v":63},{"$f":"((($I$9-4)/6)*((K119*$J$9+L119)-(K116*$J$9+L116)))+(K116*$J$9+L116)","v":63.339506172839506},10,200,65,{"$f":"INDEX(LINEST(P118:P119,O118:O119,TRUE,FALSE),1)","v":7.0000000000000021E-2},{"$f":"INDEX(LINEST(P118:P119,O118:O119,TRUE,FALSE),2)","v":51},{"$f":"((($I$9-4)/6)*((Q119*$J$9+R119)-(Q116*$J$9+R116)))+(Q116*$J$9+R116)","v":55.23456790123457},10,200,54,{"$f":"INDEX(LINEST(V118:V119,U118:U119,TRUE,FALSE),1)","v":5.9999999999999991E-2},{"$f":"INDEX(LINEST(V118:V119,U118:U119,TRUE,FALSE),2)","v":42},{"$f":"((($I$9-4)/6)*((W119*$J$9+X119)-(W116*$J$9+X116)))+(W116*$J$9+X116)","v":45.182098765432102},10,200,51,{"$f":"INDEX(LINEST(AB118:AB119,AA118:AA119,TRUE,FALSE),1)","v":4.0000000000000008E-2},{"$f":"INDEX(LINEST(AB118:AB119,AA118:AA119,TRUE,FALSE),2)","v":43},{"$f":"((($I$9-4)/6)*((AC119*$J$9+AD119)-(AC116*$J$9+AD116)))+(AC116*$J$9+AD116)","v":42.73456790123457},10,200,48,{"$f":"INDEX(LINEST(AH118:AH119,AG118:AG119,TRUE,FALSE),1)","v":5.9999999999999991E-2},{"$f":"INDEX(LINEST(AH118:AH119,AG118:AG119,TRUE,FALSE),2)","v":36},{"$f":"((($I$9-4)/6)*((AI119*$J$9+AJ119)-(AI116*$J$9+AJ116)))+(AI116*$J$9+AJ116)","v":40.972222222222221},10,200,46,{"$f":"INDEX(LINEST(AN118:AN119,AM118:AM119,TRUE,FALSE),1)","v":8.0000000000000016E-2},{"$f":"INDEX(LINEST(AN118:AN119,AM118:AM119,TRUE,FALSE),2)","v":30},{"$f":"((($I$9-4)/6)*((AO119*$J$9+AP119)-(AO116*$J$9+AP116)))+(AO116*$J$9+AP116)","v":41.104938271604937},10,200,47,{"$f":"INDEX(LINEST(AT118:AT119,AS118:AS119,TRUE,FALSE),1)","v":0.09},{"$f":"INDEX(LINEST(AT118:AT119,AS118:AS119,TRUE,FALSE),2)","v":29},{"$f":"((($I$9-4)/6)*((AU119*$J$9+AV119)-(AU116*$J$9+AV116)))+(AU116*$J$9+AV116)","v":39.367283950617285},10,200,62,{"$f":"INDEX(LINEST(AZ118:AZ119,AY118:AY119,TRUE,FALSE),1)","v":5.9999999999999991E-2},{"$f":"INDEX(LINEST(AZ118:AZ119,AY118:AY119,TRUE,FALSE),2)","v":50},{"$f":"((($I$9-4)/6)*((BA119*$J$9+BB119)-(BA116*$J$9+BB116)))+(BA116*$J$9+BB116)","v":52.73456790123457}]
[null,10,500,79,{"$f":"INDEX(LINEST(D119:D120,C119:C120,TRUE,FALSE),1)","v":6.666666666666668E-3},{"$f":"INDEX(LINEST(D119:D120,C119:C120,TRUE,FALSE),2)","v":75.666666666666671},{"$f":"((($I$9-4)/6)*((E120*$J$9+F120)-(E117*$J$9+F117)))+(E117*$J$9+F117)","v":62.793209876543209},10,500,79,{"$f":"INDEX(LINEST(J119:J120,I119:I120,TRUE,FALSE),1)","v":2.0000000000000007E-2},{"$f":"INDEX(LINEST(J119:J120,I119:I120,TRUE,FALSE),2)","v":69},{"$f":"((($I$9-4)/6)*((K120*$J$9+L120)-(K117*$J$9+L117)))+(K117*$J$9+L117)","v":65.585390946502059},10,500,74,{"$f":"INDEX(LINEST(P119:P120,O119:O120,TRUE,FALSE),1)","v":0.03},{"$f":"INDEX(LINEST(P119:P120,O119:O120,TRUE,FALSE),2)","v":59},{"$f":"((($I$9-4)/6)*((Q120*$J$9+R120)-(Q117*$J$9+R117)))+(Q117*$J$9+R117)","v":58.875514403292179},10,500,65,{"$f":"INDEX(LINEST(V119:V120,U119:U120,TRUE,FALSE),1)","v":3.6666666666666674E-2},{"$f":"INDEX(LINEST(V119:V120,U119:U120,TRUE,FALSE),2)","v":46.666666666666664},{"$f":"((($I$9-4)/6)*((W120*$J$9+X120)-(W117*$J$9+X117)))+(W117*$J$9+X117)","v":46.796296296296291},10,500,59,{"$f":"INDEX(LINEST(AB119:AB120,AA119:AA120,TRUE,FALSE),1)","v":2.6666666666666672E-2},{"$f":"INDEX(LINEST(AB119:AB120,AA119:AA120,TRUE,FALSE),2)","v":45.666666666666664},{"$f":"((($I$9-4)/6)*((AC120*$J$9+AD120)-(AC117*$J$9+AD117)))+(AC117*$J$9+AD117)","v":44.296296296296291},10,500,56,{"$f":"INDEX(LINEST(AH119:AH120,AG119:AG120,TRUE,FALSE),1)","v":2.6666666666666672E-2},{"$f":"INDEX(LINEST(AH119:AH120,AG119:AG120,TRUE,FALSE),2)","v":42.666666666666664},{"$f":"((($I$9-4)/6)*((AI120*$J$9+AJ120)-(AI117*$J$9+AJ117)))+(AI117*$J$9+AJ117)","v":43.235596707818935},10,500,56,{"$f":"INDEX(LINEST(AN119:AN120,AM119:AM120,TRUE,FALSE),1)","v":3.3333333333333333E-2},{"$f":"INDEX(LINEST(AN119:AN120,AM119:AM120,TRUE,FALSE),2)","v":39.333333333333336},{"$f":"((($I$9-4)/6)*((AO120*$J$9+AP120)-(AO117*$J$9+AP117)))+(AO117*$J$9+AP117)","v":47.913580246913575},10,500,65,{"$f":"INDEX(LINEST(AT119:AT120,AS119:AS120,TRUE,FALSE),1)","v":0.06},{"$f":"INDEX(LINEST(AT119:AT120,AS119:AS120,TRUE,FALSE),2)","v":35},{"$f":"((($I$9-4)/6)*((AU120*$J$9+AV120)-(AU117*$J$9+AV117)))+(AU117*$J$9+AV117)","v":42.508230452674894},10,500,71,{"$f":"INDEX(LINEST(AZ119:AZ120,AY119:AY120,TRUE,FALSE),1)","v":0.03},{"$f":"INDEX(LINEST(AZ119:AZ120,AY119:AY120,TRUE,FALSE),2)","v":56},{"$f":"((($I$9-4)/6)*((BA120*$J$9+BB120)-(BA117*$J$9+BB117)))+(BA117*$J$9+BB117)","v":55.278806584362137}]
[]
["500x150",1,100,{"$f":"D112+1","v":48},null,null,null,1,100,{"$f":"J112+1","v":47},null,null,null,1,100,{"$f":"P112+1","v":43},null,null,null,1,100,{"$f":"V112+1","v":39},null,null,null,1,100,{"$f":"AB112+1","v":36},null,null,null,1,100,{"$f":"AH112+1","v":33},null,null,null,1,100,{"$f":"AN112+1","v":27},null,null,null,1,100,{"$f":"AT112+1","v":32},null,null,null,1,100,{"$f":"AZ112+1","v":42}]
[null,1,200,53,{"$f":"INDEX(LINEST(D122:D123,C122:C123,TRUE,FALSE),1)","v":0.05},{"$f":"INDEX(LINEST(D122:D123,C122:C123,TRUE,FALSE),2)","v":43},null,1,200,50,{"$f":"INDEX(LINEST(J122:J123,I122:I123,TRUE,FALSE),1)","v":2.9999999999999995E-2},{"$f":"INDEX(LINEST(J122:J123,I122:I123,TRUE,FALSE),2)","v":44},null,1,200,47,{"$f":"INDEX(LINEST(P122:P123,O122:O123,TRUE,FALSE),1)","v":4.0000000000000008E-2},{"$f":"INDEX(LINEST(P122:P123,O122:O123,TRUE,FALSE),2)","v":39},null,1,200,43,{"$f":"INDEX(LINEST(V122:V123,U122:U123,TRUE,FALSE),1)","v":4.0000000000000008E-2},{"$f":"INDEX(LINEST(V122:V123,U122:U123,TRUE,FALSE),2)","v":35},null,1,200,42,{"$f":"INDEX(LINEST(AB122:AB123,AA122:AA123,TRUE,FALSE),1)","v":5.9999999999999991E-2},{"$f":"INDEX(LINEST(AB122:AB123,AA122:AA123,TRUE,FALSE),2)","v":30},null,1,200,41,{"$f":"INDEX(LINEST(AH122:AH123,AG122:AG123,TRUE,FALSE),1)","v":8.0000000000000016E-2},{"$f":"INDEX(LINEST(AH122:AH123,AG122:AG123,TRUE,FALSE),2)","v":25},null,1,200,35,{"$f":"INDEX(LINEST(AN122:AN123,AM122:AM123,TRUE,FALSE),1)","v":8.0000000000000016E-2},{"$f":"INDEX(LINEST(AN122:AN123,AM122:AM123,TRUE,FALSE),2)","v":19},null,1,200,36,{"$f":"INDEX(LINEST(AT122:AT123,AS122:AS123,TRUE,FALSE),1)","v":4.0000000000000008E-2},{"$f":"INDEX(LINEST(AT122:AT123,AS122:AS123,TRUE,FALSE),2)","v":28},null,1,200,48,{"$f":"INDEX(LINEST(AZ122:AZ123,AY122:AY123,TRUE,FALSE),1)","v":5.9999999999999991E-2},{"$f":"INDEX(LINEST(AZ122:AZ123,AY122:AY123,TRUE,FALSE),2)","v":36}]
[null,1,500,54,{"$f":"INDEX(LINEST(D123:D124,C123:C124,TRUE,FALSE),1)","v":3.333333333333334E-3},{"$f":"INDEX(LINEST(D123:D124,C123:C124,TRUE,FALSE),2)","v":52.333333333333336},null,1,500,54,{"$f":"INDEX(LINEST(J123:J124,I123:I124,TRUE,FALSE),1)","v":1.3333333333333336E-2},{"$f":"INDEX(LINEST(J123:J124,I123:I124,TRUE,FALSE),2)","v":47.333333333333329},null,1,500,51,{"$f":"INDEX(LINEST(P123:P124,O123:O124,TRUE,FALSE),1)","v":1.3333333333333336E-2},{"$f":"INDEX(LINEST(P123:P124,O123:O124,TRUE,FALSE),2)","v":44.333333333333329},null,1,500,50,{"$f":"INDEX(LINEST(V123:V124,U123:U124,TRUE,FALSE),1)","v":2.3333333333333331E-2},{"$f":"INDEX(LINEST(V123:V124,U123:U124,TRUE,FALSE),2)","v":38.333333333333336},null,1,500,49,{"$f":"INDEX(LINEST(AB123:AB124,AA123:AA124,TRUE,FALSE),1)","v":2.3333333333333331E-2},{"$f":"INDEX(LINEST(AB123:AB124,AA123:AA124,TRUE,FALSE),2)","v":37.333333333333336},null,1,500,48,{"$f":"INDEX(LINEST(AH123:AH124,AG123:AG124,TRUE,FALSE),1)","v":2.3333333333333331E-2},{"$f":"INDEX(LINEST(AH123:AH124,AG123:AG124,TRUE,FALSE),2)","v":36.333333333333336},null,1,500,51,{"$f":"INDEX(LINEST(AN123:AN124,AM123:AM124,TRUE,FALSE),1)","v":5.3333333333333344E-2},{"$f":"INDEX(LINEST(AN123:AN124,AM123:AM124,TRUE,FALSE),2)","v":24.333333333333329},null,1,500,50,{"$f":"INDEX(LINEST(AT123:AT124,AS123:AS124,TRUE,FALSE),1)","v":4.6666666666666662E-2},{"$f":"INDEX(LINEST(AT123:AT124,AS123:AS124,TRUE,FALSE),2)","v":26.666666666666668},null,1,500,57,{"$f":"INDEX(LINEST(AZ123:AZ124,AY123:AY124,TRUE,FALSE),1)","v":0.03},{"$f":"INDEX(LINEST(AZ123:AZ124,AY123:AY124,TRUE,FALSE),2)","v":42}]
[null,4,100,60,null,null,null,4,100,61,null,null,null,4,100,51,null,null,null,4,100,42,null,null,null,4,100,40,null,null,null,4,100,38,null,null,null,4,100,34,null,null,null,4,100,34,null,null,null,4,100,49]
[null,4,200,63,{"$f":"INDEX(LINEST(D125:D126,C125:C126,TRUE,FALSE),1)","v":2.9999999999999995E-2},{"$f":"INDEX(LINEST(D125:D126,C125:C126,TRUE,FALSE),2)","v":57},{"$f":"((($I$10-1)/3)*((E126*$J$10+F126)-(E123*$J$10+F123)))+(E123*$J$10+F123)","v":60.413580246913583},4,200,66,{"$f":"INDEX(LINEST(J125:J126,I125:I126,TRUE,FALSE),1)","v":0.05},{"$f":"INDEX(LINEST(J125:J126,I125:I126,TRUE,FALSE),2)","v":56},{"$f":"((($I$10-1)/3)*((K126*$J$10+L126)-(K123*$J$10+L123)))+(K123*$J$10+L123)","v":62.018518518518519},4,200,60,{"$f":"INDEX(LINEST(P125:P126,O125:O126,TRUE,FALSE),1)","v":0.09},{"$f":"INDEX(LINEST(P125:P126,O125:O126,TRUE,FALSE),2)","v":42},{"$f":"((($I$10-1)/3)*((Q126*$J$10+R126)-(Q123*$J$10+R123)))+(Q123*$J$10+R123)","v":54.462962962962962},4,200,49,{"$f":"INDEX(LINEST(V125:V126,U125:U126,TRUE,FALSE),1)","v":7.0000000000000021E-2},{"$f":"INDEX(LINEST(V125:V126,U125:U126,TRUE,FALSE),2)","v":35},{"$f":"((($I$10-1)/3)*((W126*$J$10+X126)-(W123*$J$10+X123)))+(W123*$J$10+X123)","v":45.055555555555557},4,200,46,{"$f":"INDEX(LINEST(AB125:AB126,AA125:AA126,TRUE,FALSE),1)","v":5.9999999999999991E-2},{"$f":"INDEX(LINEST(AB125:AB126,AA125:AA126,TRUE,FALSE),2)","v":34},{"$f":"((($I$10-1)/3)*((AC126*$J$10+AD126)-(AC123*$J$10+AD123)))+(AC123*$J$10+AD123)","v":42.604938271604937},4,200,45,{"$f":"INDEX(LINEST(AH125:AH126,AG125:AG126,TRUE,FALSE),1)","v":7.0000000000000021E-2},{"$f":"INDEX(LINEST(AH125:AH126,AG125:AG126,TRUE,FALSE),2)","v":30.999999999999996},{"$f":"((($I$10-1)/3)*((AI126*$J$10+AJ126)-(AI123*$J$10+AJ123)))+(AI123*$J$10+AJ123)","v":41.055555555555557},4,200,50,{"$f":"INDEX(LINEST(AN125:AN126,AM125:AM126,TRUE,FALSE),1)","v":0.16000000000000003},{"$f":"INDEX(LINEST(AN125:AN126,AM125:AM126,TRUE,FALSE),2)","v":17.999999999999996},{"$f":"((($I$10-1)/3)*((AO126*$J$10+AP126)-(AO123*$J$10+AP123)))+(AO123*$J$10+AP123)","v":40.913580246913583},4,200,46,{"$f":"INDEX(LINEST(AT125:AT126,AS125:AS126,TRUE,FALSE),1)","v":0.11999999999999998},{"$f":"INDEX(LINEST(AT125:AT126,AS125:AS126,TRUE,FALSE),2)","v":22.000000000000004},{"$f":"((($I$10-1)/3)*((AU126*$J$10+AV126)-(AU123*$J$10+AV123)))+(AU123*$J$10+AV123)","v":39.407407407407405},4,200,57,{"$f":"INDEX(LINEST(AZ125:AZ126,AY125:AY126,TRUE,FALSE),1)","v":8.0000000000000016E-2},{"$f":"INDEX(LINEST(AZ125:AZ126,AY125:AY126,TRUE,FALSE),2)","v":41},{"$f":"((($I$10-1)/3)*((BA126*$J$10+BB126)-(BA123*$J$10+BB123)))+(BA123*$J$10+BB123)","v":52.209876543209873}]
[null,4,500,68,{"$f":"INDEX(LINEST(D126:D127,C126:C127,TRUE,FALSE),1)","v":1.6666666666666666E-2},{"$f":"INDEX(LINEST(D126:D127,C126:C127,TRUE,FALSE),2)","v":59.666666666666664},{"$f":"((($I$10-1)/3)*((E127*$J$10+F127)-(E124*$J$10+F124)))+(E124*$J$10+F124)","v":61.244855967078188},4,500,67,{"$f":"INDEX(LINEST(J126:J127,I126:I127,TRUE,FALSE),1)","v":3.333333333333334E-3},{"$f":"INDEX(LINEST(J126:J127,I126:I127,TRUE,FALSE),2)","v":65.333333333333329},{"$f":"((($I$10-1)/3)*((K127*$J$10+L127)-(K124*$J$10+L124)))+(K124*$J$10+L124)","v":64.203703703703695},4,500,64,{"$f":"INDEX(LINEST(P126:P127,O126:O127,TRUE,FALSE),1)","v":1.3333333333333336E-2},{"$f":"INDEX(LINEST(P126:P127,O126:O127,TRUE,FALSE),2)","v":57.333333333333329},{"$f":"((($I$10-1)/3)*((Q127*$J$10+R127)-(Q124*$J$10+R124)))+(Q124*$J$10+R124)","v":58.049382716049379},4,500,60,{"$f":"INDEX(LINEST(V126:V127,U126:U127,TRUE,FALSE),1)","v":3.6666666666666674E-2},{"$f":"INDEX(LINEST(V126:V127,U126:U127,TRUE,FALSE),2)","v":41.666666666666664},{"$f":"((($I$10-1)/3)*((W127*$J$10+X127)-(W124*$J$10+X124)))+(W124*$J$10+X124)","v":46.639917695473251},4,500,54,{"$f":"INDEX(LINEST(AB126:AB127,AA126:AA127,TRUE,FALSE),1)","v":2.6666666666666672E-2},{"$f":"INDEX(LINEST(AB126:AB127,AA126:AA127,TRUE,FALSE),2)","v":40.666666666666664},{"$f":"((($I$10-1)/3)*((AC127*$J$10+AD127)-(AC124*$J$10+AD124)))+(AC124*$J$10+AD124)","v":44.288065843621396},4,500,52,{"$f":"INDEX(LINEST(AH126:AH127,AG126:AG127,TRUE,FALSE),1)","v":2.3333333333333331E-2},{"$f":"INDEX(LINEST(AH126:AH127,AG126:AG127,TRUE,FALSE),2)","v":40.333333333333336},{"$f":"((($I$10-1)/3)*((AI127*$J$10+AJ127)-(AI124*$J$10+AJ124)))+(AI124*$J$10+AJ124)","v":43.438271604938272},4,500,54,{"$f":"INDEX(LINEST(AN126:AN127,AM126:AM127,TRUE,FALSE),1)","v":1.3333333333333336E-2},{"$f":"INDEX(LINEST(AN126:AN127,AM126:AM127,TRUE,FALSE),2)","v":47.333333333333329},{"$f":"((($I$10-1)/3)*((AO127*$J$10+AP127)-(AO124*$J$10+AP124)))+(AO124*$J$10+AP124)","v":47.654320987654316},4,500,62,{"$f":"INDEX(LINEST(AT126:AT127,AS126:AS127,TRUE,FALSE),1)","v":5.3333333333333344E-2},{"$f":"INDEX(LINEST(AT126:AT127,AS126:AS127,TRUE,FALSE),2)","v":35.333333333333329},{"$f":"((($I$10-1)/3)*((AU127*$J$10+AV127)-(AU124*$J$10+AV124)))+(AU124*$J$10+AV124)","v":42.378600823045261},4,500,65,{"$f":"INDEX(LINEST(AZ126:AZ127,AY126:AY127,TRUE,FALSE),1)","v":2.6666666666666672E-2},{"$f":"INDEX(LINEST(AZ126:AZ127,AY126:AY127,TRUE,FALSE),2)","v":51.666666666666664},{"$f":"((($I$10-1)/3)*((BA127*$J$10+BB127)-(BA124*$J$10+BB124)))+(BA124*$J$10+BB124)","v":54.761316872427983}]
[null,10,100,71,null,null,null,10,100,69,null,null,null,10,100,59,null,null,null,10,100,49,null,null,null,10,100,48,null,null,null,10,100,43,null,null,null,10,100,39,null,null,null,10,100,39,null,null,null,10,100,57]
[null,10,200,78,{"$f":"INDEX(LINEST(D128:D129,C128:C129,TRUE,FALSE),1)","v":7.0000000000000021E-2},{"$f":"INDEX(LINEST(D128:D129,C128:C129,TRUE,FALSE),2)","v":64},{"$f":"((($I$10-4)/6)*((E129*$J$10+F129)-(E126*$J$10+F126)))+(E126*$J$10+F126)","v":60.858024691358025},10,200,74,{"$f":"INDEX(LINEST(J128:J129,I128:I129,TRUE,FALSE),1)","v":0.05},{"$f":"INDEX(LINEST(J128:J129,I128:I129,TRUE,FALSE),2)","v":64},{"$f":"((($I$10-4)/6)*((K129*$J$10+L129)-(K126*$J$10+L126)))+(K126*$J$10+L126)","v":63.104938271604937},10,200,66,{"$f":"INDEX(LINEST(P128:P129,O128:O129,TRUE,FALSE),1)","v":7.0000000000000021E-2},{"$f":"INDEX(LINEST(P128:P129,O128:O129,TRUE,FALSE),2)","v":52},{"$f":"((($I$10-4)/6)*((Q129*$J$10+R129)-(Q126*$J$10+R126)))+(Q126*$J$10+R126)","v":55.154320987654323},10,200,55,{"$f":"INDEX(LINEST(V128:V129,U128:U129,TRUE,FALSE),1)","v":5.9999999999999991E-2},{"$f":"INDEX(LINEST(V128:V129,U128:U129,TRUE,FALSE),2)","v":43},{"$f":"((($I$10-4)/6)*((W129*$J$10+X129)-(W126*$J$10+X126)))+(W126*$J$10+X126)","v":45.179012345679013},10,200,52,{"$f":"INDEX(LINEST(AB128:AB129,AA128:AA129,TRUE,FALSE),1)","v":4.0000000000000008E-2},{"$f":"INDEX(LINEST(AB128:AB129,AA128:AA129,TRUE,FALSE),2)","v":44},{"$f":"((($I$10-4)/6)*((AC129*$J$10+AD129)-(AC126*$J$10+AD126)))+(AC126*$J$10+AD126)","v":42.654320987654323},10,200,49,{"$f":"INDEX(LINEST(AH128:AH129,AG128:AG129,TRUE,FALSE),1)","v":5.9999999999999991E-2},{"$f":"INDEX(LINEST(AH128:AH129,AG128:AG129,TRUE,FALSE),2)","v":37},{"$f":"((($I$10-4)/6)*((AI129*$J$10+AJ129)-(AI126*$J$10+AJ126)))+(AI126*$J$10+AJ126)","v":41.277777777777779},10,200,47,{"$f":"INDEX(LINEST(AN128:AN129,AM128:AM129,TRUE,FALSE),1)","v":8.0000000000000016E-2},{"$f":"INDEX(LINEST(AN128:AN129,AM128:AM129,TRUE,FALSE),2)","v":31},{"$f":"((($I$10-4)/6)*((AO129*$J$10+AP129)-(AO126*$J$10+AP126)))+(AO126*$J$10+AP126)","v":41.950617283950621},10,200,48,{"$f":"INDEX(LINEST(AT128:AT129,AS128:AS129,TRUE,FALSE),1)","v":0.09},{"$f":"INDEX(LINEST(AT128:AT129,AS128:AS129,TRUE,FALSE),2)","v":30},{"$f":"((($I$10-4)/6)*((AU129*$J$10+AV129)-(AU126*$J$10+AV126)))+(AU126*$J$10+AV126)","v":39.827160493827158},10,200,63,{"$f":"INDEX(LINEST(AZ128:AZ129,AY128:AY129,TRUE,FALSE),1)","v":5.9999999999999991E-2},{"$f":"INDEX(LINEST(AZ128:AZ129,AY128:AY129,TRUE,FALSE),2)","v":51},{"$f":"((($I$10-4)/6)*((BA129*$J$10+BB129)-(BA126*$J$10+BB126)))+(BA126*$J$10+BB126)","v":52.654320987654323}]
[null,10,500,80,{"$f":"INDEX(LINEST(D129:D130,C129:C130,TRUE,FALSE),1)","v":6.666666666666668E-3},{"$f":"INDEX(LINEST(D129:D130,C129:C130,TRUE,FALSE),2)","v":76.666666666666671},{"$f":"((($I$10-4)/6)*((E130*$J$10+F130)-(E127*$J$10+F127)))+(E127*$J$10+F127)","v":61.401234567901234},10,500,80,{"$f":"INDEX(LINEST(J129:J130,I129:I130,TRUE,FALSE),1)","v":2.0000000000000007E-2},{"$f":"INDEX(LINEST(J129:J130,I129:I130,TRUE,FALSE),2)","v":70},{"$f":"((($I$10-4)/6)*((K130*$J$10+L130)-(K127*$J$10+L127)))+(K127*$J$10+L127)","v":65.47942386831275},10,500,75,{"$f":"INDEX(LINEST(P129:P130,O129:O130,TRUE,FALSE),1)","v":0.03},{"$f":"INDEX(LINEST(P129:P130,O129:O130,TRUE,FALSE),2)","v":60},{"$f":"((($I$10-4)/6)*((Q130*$J$10+R130)-(Q127*$J$10+R127)))+(Q127*$J$10+R127)","v":59.078189300411516},10,500,66,{"$f":"INDEX(LINEST(V129:V130,U129:U130,TRUE,FALSE),1)","v":3.6666666666666674E-2},{"$f":"INDEX(LINEST(V129:V130,U129:U130,TRUE,FALSE),2)","v":47.666666666666664},{"$f":"((($I$10-4)/6)*((W130*$J$10+X130)-(W127*$J$10+X127)))+(W127*$J$10+X127)","v":46.870370370370367},10,500,60,{"$f":"INDEX(LINEST(AB129:AB130,AA129:AA130,TRUE,FALSE),1)","v":2.6666666666666672E-2},{"$f":"INDEX(LINEST(AB129:AB130,AA129:AA130,TRUE,FALSE),2)","v":46.666666666666664},{"$f":"((($I$10-4)/6)*((AC130*$J$10+AD130)-(AC127*$J$10+AD127)))+(AC127*$J$10+AD127)","v":44.370370370370367},10,500,57,{"$f":"INDEX(LINEST(AH129:AH130,AG129:AG130,TRUE,FALSE),1)","v":2.6666666666666672E-2},{"$f":"INDEX(LINEST(AH129:AH130,AG129:AG130,TRUE,FALSE),2)","v":43.666666666666664},{"$f":"((($I$10-4)/6)*((AI130*$J$10+AJ130)-(AI127*$J$10+AJ127)))+(AI127*$J$10+AJ127)","v":43.644032921810705},10,500,57,{"$f":"INDEX(LINEST(AN129:AN130,AM129:AM130,TRUE,FALSE),1)","v":3.3333333333333333E-2},{"$f":"INDEX(LINEST(AN129:AN130,AM129:AM130,TRUE,FALSE),2)","v":40.333333333333336},{"$f":"((($I$10-4)/6)*((AO130*$J$10+AP130)-(AO127*$J$10+AP127)))+(AO127*$J$10+AP127)","v":49.53086419753086},10,500,66,{"$f":"INDEX(LINEST(AT129:AT130,AS129:AS130,TRUE,FALSE),1)","v":0.06},{"$f":"INDEX(LINEST(AT129:AT130,AS129:AS130,TRUE,FALSE),2)","v":36},{"$f":"((($I$10-4)/6)*((AU130*$J$10+AV130)-(AU127*$J$10+AV127)))+(AU127*$J$10+AV127)","v":43.251028806584358},10,500,72,{"$f":"INDEX(LINEST(AZ129:AZ130,AY129:AY130,TRUE,FALSE),1)","v":0.03},{"$f":"INDEX(LINEST(AZ129:AZ130,AY129:AY130,TRUE,FALSE),2)","v":57},{"$f":"((($I$10-4)/6)*((BA130*$J$10+BB130)-(BA127*$J$10+BB127)))+(BA127*$J$10+BB127)","v":55.378600823045268}]
[]
["600x150",1,100,{"$f":"D122+1","v":49},null,null,null,1,100,{"$f":"J122+1","v":48},null,null,null,1,100,{"$f":"P122+1","v":44},null,null,null,1,100,{"$f":"V122+1","v":40},null,null,null,1,100,{"$f":"AB122+1","v":37},null,null,null,1,100,{"$f":"AH122+1","v":34},null,null,null,1,100,{"$f":"AN122+1","v":28},null,null,null,1,100,{"$f":"AT122+1","v":33},null,null,null,1,100,{"$f":"AZ122+1","v":43}]
[null,1,200,54,{"$f":"INDEX(LINEST(D132:D133,C132:C133,TRUE,FALSE),1)","v":0.05},{"$f":"INDEX(LINEST(D132:D133,C132:C133,TRUE,FALSE),2)","v":44},null,1,200,51,{"$f":"INDEX(LINEST(J132:J133,I132:I133,TRUE,FALSE),1)","v":2.9999999999999995E-2},{"$f":"INDEX(LINEST(J132:J133,I132:I133,TRUE,FALSE),2)","v":45},null,1,200,48,{"$f":"INDEX(LINEST(P132:P133,O132:O133,TRUE,FALSE),1)","v":4.0000000000000008E-2},{"$f":"INDEX(LINEST(P132:P133,O132:O133,TRUE,FALSE),2)","v":40},null,1,200,44,{"$f":"INDEX(LINEST(V132:V133,U132:U133,TRUE,FALSE),1)","v":4.0000000000000008E-2},{"$f":"INDEX(LINEST(V132:V133,U132:U133,TRUE,FALSE),2)","v":36},null,1,200,43,{"$f":"INDEX(LINEST(AB132:AB133,AA132:AA133,TRUE,FALSE),1)","v":5.9999999999999991E-2},{"$f":"INDEX(LINEST(AB132:AB133,AA132:AA133,TRUE,FALSE),2)","v":31},null,1,200,42,{"$f":"INDEX(LINEST(AH132:AH133,AG132:AG133,TRUE,FALSE),1)","v":8.0000000000000016E-2},{"$f":"INDEX(LINEST(AH132:AH133,AG132:AG133,TRUE,FALSE),2)","v":26},null,1,200,36,{"$f":"INDEX(LINEST(AN132:AN133,AM132:AM133,TRUE,FALSE),1)","v":8.0000000000000016E-2},{"$f":"INDEX(LINEST(AN132:AN133,AM132:AM133,TRUE,FALSE),2)","v":20},null,1,200,37,{"$f":"INDEX(LINEST(AT132:AT133,AS132:AS133,TRUE,FALSE),1)","v":4.0000000000000008E-2},{"$f":"INDEX(LINEST(AT132:AT133,AS132:AS133,TRUE,FALSE),2)","v":29},null,1,200,49,{"$f":"INDEX(LINEST(AZ132:AZ133,AY132:AY133,TRUE,FALSE),1)","v":5.9999999999999991E-2},{"$f":"INDEX(LINEST(AZ132:AZ133,AY132:AY133,TRUE,FALSE),2)","v":37}]
[null,1,500,55,{"$f":"INDEX(LINEST(D133:D134,C133:C134,TRUE,FALSE),1)","v":3.333333333333334E-3},{"$f":"INDEX(LINEST(D133:D134,C133:C134,TRUE,FALSE),2)","v":53.333333333333336},null,1,500,55,{"$f":"INDEX(LINEST(J133:J134,I133:I134,TRUE,FALSE),1)","v":1.3333333333333336E-2},{"$f":"INDEX(LINEST(J133:J134,I133:I134,TRUE,FALSE),2)","v":48.333333333333329},null,1,500,52,{"$f":"INDEX(LINEST(P133:P134,O133:O134,TRUE,FALSE),1)","v":1.3333333333333336E-2},{"$f":"INDEX(LINEST(P133:P134,O133:O134,TRUE,FALSE),2)","v":45.333333333333329},null,1,500,51,{"$f":"INDEX(LINEST(V133:V134,U133:U134,TRUE,FALSE),1)","v":2.3333333333333331E-2},{"$f":"INDEX(LINEST(V133:V134,U133:U134,TRUE,FALSE),2)","v":39.333333333333336},null,1,500,50,{"$f":"INDEX(LINEST(AB133:AB134,AA133:AA134,TRUE,FALSE),1)","v":2.3333333333333331E-2},{"$f":"INDEX(LINEST(AB133:AB134,AA133:AA134,TRUE,FALSE),2)","v":38.333333333333336},null,1,500,49,{"$f":"INDEX(LINEST(AH133:AH134,AG133:AG134,TRUE,FALSE),1)","v":2.3333333333333331E-2},{"$f":"INDEX(LINEST(AH133:AH134,AG133:AG134,TRUE,FALSE),2)","v":37.333333333333336},null,1,500,52,{"$f":"INDEX(LINEST(AN133:AN134,AM133:AM134,TRUE,FALSE),1)","v":5.3333333333333344E-2},{"$f":"INDEX(LINEST(AN133:AN134,AM133:AM134,TRUE,FALSE),2)","v":25.333333333333329},null,1,500,51,{"$f":"INDEX(LINEST(AT133:AT134,AS133:AS134,TRUE,FALSE),1)","v":4.6666666666666662E-2},{"$f":"INDEX(LINEST(AT133:AT134,AS133:AS134,TRUE,FALSE),2)","v":27.666666666666668},null,1,500,58,{"$f":"INDEX(LINEST(AZ133:AZ134,AY133:AY134,TRUE,FALSE),1)","v":0.03},{"$f":"INDEX(LINEST(AZ133:AZ134,AY133:AY134,TRUE,FALSE),2)","v":43}]
[null,4,100,61,null,null,null,4,100,62,null,null,null,4,100,52,null,null,null,4,100,43,null,null,null,4,100,41,null,null,null,4,100,39,null,null,null,4,100,35,null,null,null,4,100,35,null,null,null,4,100,50]
[null,4,200,64,{"$f":"INDEX(LINEST(D135:D136,C135:C136,TRUE,FALSE),1)","v":2.9999999999999995E-2},{"$f":"INDEX(LINEST(D135:D136,C135:C136,TRUE,FALSE),2)","v":58},{"$f":"((($I$11-1)/3)*((E136*$J$11+F136)-(E133*$J$11+F133)))+(E133*$J$11+F133)","v":59.150205761316869},4,200,67,{"$f":"INDEX(LINEST(J135:J136,I135:I136,TRUE,FALSE),1)","v":0.05},{"$f":"INDEX(LINEST(J135:J136,I135:I136,TRUE,FALSE),2)","v":57},{"$f":"((($I$11-1)/3)*((K136*$J$11+L136)-(K133*$J$11+L133)))+(K133*$J$11+L133)","v":59.932098765432102},4,200,61,{"$f":"INDEX(LINEST(P135:P136,O135:O136,TRUE,FALSE),1)","v":0.09},{"$f":"INDEX(LINEST(P135:P136,O135:O136,TRUE,FALSE),2)","v":43},{"$f":"((($I$11-1)/3)*((Q136*$J$11+R136)-(Q133*$J$11+R133)))+(Q133*$J$11+R133)","v":53.302469135802468},4,200,50,{"$f":"INDEX(LINEST(V135:V136,U135:U136,TRUE,FALSE),1)","v":7.0000000000000021E-2},{"$f":"INDEX(LINEST(V135:V136,U135:U136,TRUE,FALSE),2)","v":36},{"$f":"((($I$11-1)/3)*((W136*$J$11+X136)-(W133*$J$11+X133)))+(W133*$J$11+X133)","v":45.129629629629626},4,200,47,{"$f":"INDEX(LINEST(AB135:AB136,AA135:AA136,TRUE,FALSE),1)","v":5.9999999999999991E-2},{"$f":"INDEX(LINEST(AB135:AB136,AA135:AA136,TRUE,FALSE),2)","v":35},{"$f":"((($I$11-1)/3)*((AC136*$J$11+AD136)-(AC133*$J$11+AD133)))+(AC133*$J$11+AD133)","v":42.781893004115226},4,200,46,{"$f":"INDEX(LINEST(AH135:AH136,AG135:AG136,TRUE,FALSE),1)","v":7.0000000000000021E-2},{"$f":"INDEX(LINEST(AH135:AH136,AG135:AG136,TRUE,FALSE),2)","v":31.999999999999996},{"$f":"((($I$11-1)/3)*((AI136*$J$11+AJ136)-(AI133*$J$11+AJ133)))+(AI133*$J$11+AJ133)","v":41.129629629629626},4,200,51,{"$f":"INDEX(LINEST(AN135:AN136,AM135:AM136,TRUE,FALSE),1)","v":0.16000000000000003},{"$f":"INDEX(LINEST(AN135:AN136,AM135:AM136,TRUE,FALSE),2)","v":18.999999999999996},{"$f":"((($I$11-1)/3)*((AO136*$J$11+AP136)-(AO133*$J$11+AP133)))+(AO133*$J$11+AP133)","v":39.650205761316869},4,200,47,{"$f":"INDEX(LINEST(AT135:AT136,AS135:AS136,TRUE,FALSE),1)","v":0.11999999999999998},{"$f":"INDEX(LINEST(AT135:AT136,AS135:AS136,TRUE,FALSE),2)","v":23.000000000000004},{"$f":"((($I$11-1)/3)*((AU136*$J$11+AV136)-(AU133*$J$11+AV133)))+(AU133*$J$11+AV133)","v":39.172839506172842},4,200,58,{"$f":"INDEX(LINEST(AZ135:AZ136,AY135:AY136,TRUE,FALSE),1)","v":8.0000000000000016E-2},{"$f":"INDEX(LINEST(AZ135:AZ136,AY135:AY136,TRUE,FALSE),2)","v":42},{"$f":"((($I$11-1)/3)*((BA136*$J$11+BB136)-(BA133*$J$11+BB133)))+(BA133*$J$11+BB133)","v":51.563786008230451}]
[null,4,500,69,{"$f":"INDEX(LINEST(D136:D137,C136:C137,TRUE,FALSE),1)","v":1.6666666666666666E-2},{"$f":"INDEX(LINEST(D136:D137,C136:C137,TRUE,FALSE),2)","v":60.666666666666664},{"$f":"((($I$11-1)/3)*((E137*$J$11+F137)-(E134*$J$11+F134)))+(E134*$J$11+F134)","v":60.324417009602193},4,500,68,{"$f":"INDEX(LINEST(J136:J137,I136:I137,TRUE,FALSE),1)","v":3.333333333333334E-3},{"$f":"INDEX(LINEST(J136:J137,I136:I137,TRUE,FALSE),2)","v":66.333333333333329},{"$f":"((($I$11-1)/3)*((K137*$J$11+L137)-(K134*$J$11+L134)))+(K134*$J$11+L134)","v":61.808641975308639},4,500,65,{"$f":"INDEX(LINEST(P136:P137,O136:O137,TRUE,FALSE),1)","v":1.3333333333333336E-2},{"$f":"INDEX(LINEST(P136:P137,O136:O137,TRUE,FALSE),2)","v":58.333333333333329},{"$f":"((($I$11-1)/3)*((Q137*$J$11+R137)-(Q134*$J$11+R134)))+(Q134*$J$11+R134)","v":56.374485596707814},4,500,61,{"$f":"INDEX(LINEST(V136:V137,U136:U137,TRUE,FALSE),1)","v":3.6666666666666674E-2},{"$f":"INDEX(LINEST(V136:V137,U136:U137,TRUE,FALSE),2)","v":42.666666666666664},{"$f":"((($I$11-1)/3)*((W137*$J$11+X137)-(W134*$J$11+X134)))+(W134*$J$11+X134)","v":46.542524005486968},4,500,55,{"$f":"INDEX(LINEST(AB136:AB137,AA136:AA137,TRUE,FALSE),1)","v":2.6666666666666672E-2},{"$f":"INDEX(LINEST(AB136:AB137,AA136:AA137,TRUE,FALSE),2)","v":41.666666666666664},{"$f":"((($I$11-1)/3)*((AC137*$J$11+AD137)-(AC134*$J$11+AD134)))+(AC134*$J$11+AD134)","v":44.499314128943759},4,500,53,{"$f":"INDEX(LINEST(AH136:AH137,AG136:AG137,TRUE,FALSE),1)","v":2.3333333333333331E-2},{"$f":"INDEX(LINEST(AH136:AH137,AG136:AG137,TRUE,FALSE),2)","v":41.333333333333336},{"$f":"((($I$11-1)/3)*((AI137*$J$11+AJ137)-(AI134*$J$11+AJ134)))+(AI134*$J$11+AJ134)","v":43.615226337448561},4,500,55,{"$f":"INDEX(LINEST(AN136:AN137,AM136:AM137,TRUE,FALSE),1)","v":1.3333333333333336E-2},{"$f":"INDEX(LINEST(AN136:AN137,AM136:AM137,TRUE,FALSE),2)","v":48.333333333333329},{"$f":"((($I$11-1)/3)*((AO137*$J$11+AP137)-(AO134*$J$11+AP134)))+(AO134*$J$11+AP134)","v":45.156378600823039},4,500,63,{"$f":"INDEX(LINEST(AT136:AT137,AS136:AS137,TRUE,FALSE),1)","v":5.3333333333333344E-2},{"$f":"INDEX(LINEST(AT136:AT137,AS136:AS137,TRUE,FALSE),2)","v":36.333333333333329},{"$f":"((($I$11-1)/3)*((AU137*$J$11+AV137)-(AU134*$J$11+AV134)))+(AU134*$J$11+AV134)","v":41.389574759945127},4,500,66,{"$f":"INDEX(LINEST(AZ136:AZ137,AY136:AY137,TRUE,FALSE),1)","v":2.6666666666666672E-2},{"$f":"INDEX(LINEST(AZ136:AZ137,AY136:AY137,TRUE,FALSE),2)","v":52.666666666666664},{"$f":"((($I$11-1)/3)*((BA137*$J$11+BB137)-(BA134*$J$11+BB134)))+(BA134*$J$11+BB134)","v":53.875171467764062}]
[null,10,100,72,null,null,null,10,100,70,null,null,null,10,100,60,null,null,null,10,100,50,null,null,null,10,100,49,null,null,null,10,100,44,null,null,null,10,100,40,null,null,null,10,100,40,null,null,null,10,100,58]
[null,10,200,79,{"$f":"INDEX(LINEST(D138:D139,C138:C139,TRUE,FALSE),1)","v":7.0000000000000021E-2},{"$f":"INDEX(LINEST(D138:D139,C138:C139,TRUE,FALSE),2)","v":65},{"$f":"((($I$11-4)/6)*((E139*$J$11+F139)-(E136*$J$11+F136)))+(E136*$J$11+F136)","v":60.520576131687243},10,200,75,{"$f":"INDEX(LINEST(J138:J139,I138:I139,TRUE,FALSE),1)","v":0.05},{"$f":"INDEX(LINEST(J138:J139,I138:I139,TRUE,FALSE),2)","v":65},{"$f":"((($I$11-4)/6)*((K139*$J$11+L139)-(K136*$J$11+L136)))+(K136*$J$11+L136)","v":63.281893004115226},10,200,67,{"$f":"INDEX(LINEST(P138:P139,O138:O139,TRUE,FALSE),1)","v":7.0000000000000021E-2},{"$f":"INDEX(LINEST(P138:P139,O138:O139,TRUE,FALSE),2)","v":53},{"$f":"((($I$11-4)/6)*((Q139*$J$11+R139)-(Q136*$J$11+R136)))+(Q136*$J$11+R136)","v":55.434156378600825},10,200,56,{"$f":"INDEX(LINEST(V138:V139,U138:U139,TRUE,FALSE),1)","v":5.9999999999999991E-2},{"$f":"INDEX(LINEST(V138:V139,U138:U139,TRUE,FALSE),2)","v":44},{"$f":"((($I$11-4)/6)*((W139*$J$11+X139)-(W136*$J$11+X136)))+(W136*$J$11+X136)","v":45.510288065843625},10,200,53,{"$f":"INDEX(LINEST(AB138:AB139,AA138:AA139,TRUE,FALSE),1)","v":4.0000000000000008E-2},{"$f":"INDEX(LINEST(AB138:AB139,AA138:AA139,TRUE,FALSE),2)","v":45},{"$f":"((($I$11-4)/6)*((AC139*$J$11+AD139)-(AC136*$J$11+AD136)))+(AC136*$J$11+AD136)","v":42.934156378600825},10,200,50,{"$f":"INDEX(LINEST(AH138:AH139,AG138:AG139,TRUE,FALSE),1)","v":5.9999999999999991E-2},{"$f":"INDEX(LINEST(AH138:AH139,AG138:AG139,TRUE,FALSE),2)","v":38},{"$f":"((($I$11-4)/6)*((AI139*$J$11+AJ139)-(AI136*$J$11+AJ136)))+(AI136*$J$11+AJ136)","v":41.814814814814817},10,200,48,{"$f":"INDEX(LINEST(AN138:AN139,AM138:AM139,TRUE,FALSE),1)","v":8.0000000000000016E-2},{"$f":"INDEX(LINEST(AN138:AN139,AM138:AM139,TRUE,FALSE),2)","v":32},{"$f":"((($I$11-4)/6)*((AO139*$J$11+AP139)-(AO136*$J$11+AP136)))+(AO136*$J$11+AP136)","v":42.847736625514401},10,200,49,{"$f":"INDEX(LINEST(AT138:AT139,AS138:AS139,TRUE,FALSE),1)","v":0.09},{"$f":"INDEX(LINEST(AT138:AT139,AS138:AS139,TRUE,FALSE),2)","v":31},{"$f":"((($I$11-4)/6)*((AU139*$J$11+AV139)-(AU136*$J$11+AV136)))+(AU136*$J$11+AV136)","v":40.467078189300409},10,200,64,{"$f":"INDEX(LINEST(AZ138:AZ139,AY138:AY139,TRUE,FALSE),1)","v":5.9999999999999991E-2},{"$f":"INDEX(LINEST(AZ138:AZ139,AY138:AY139,TRUE,FALSE),2)","v":52},{"$f":"((($I$11-4)/6)*((BA139*$J$11+BB139)-(BA136*$J$11+BB136)))+(BA136*$J$11+BB136)","v":52.934156378600825}]
[null,10,500,81,{"$f":"INDEX(LINEST(D139:D140,C139:C140,TRUE,FALSE),1)","v":6.666666666666668E-3},{"$f":"INDEX(LINEST(D139:D140,C139:C140,TRUE,FALSE),2)","v":77.666666666666671},{"$f":"((($I$11-4)/6)*((E140*$J$11+F140)-(E137*$J$11+F137)))+(E137*$J$11+F137)","v":60.806584362139915},10,500,81,{"$f":"INDEX(LINEST(J139:J140,I139:I140,TRUE,FALSE),1)","v":2.0000000000000007E-2},{"$f":"INDEX(LINEST(J139:J140,I139:I140,TRUE,FALSE),2)","v":71},{"$f":"((($I$11-4)/6)*((K140*$J$11+L140)-(K137*$J$11+L137)))+(K137*$J$11+L137)","v":65.742112482853216},10,500,76,{"$f":"INDEX(LINEST(P139:P140,O139:O140,TRUE,FALSE),1)","v":0.03},{"$f":"INDEX(LINEST(P139:P140,O139:O140,TRUE,FALSE),2)","v":61},{"$f":"((($I$11-4)/6)*((Q140*$J$11+R140)-(Q137*$J$11+R137)))+(Q137*$J$11+R137)","v":59.546639231824415},10,500,67,{"$f":"INDEX(LINEST(V139:V140,U139:U140,TRUE,FALSE),1)","v":3.6666666666666674E-2},{"$f":"INDEX(LINEST(V139:V140,U139:U140,TRUE,FALSE),2)","v":48.666666666666664},{"$f":"((($I$11-4)/6)*((W140*$J$11+X140)-(W137*$J$11+X137)))+(W137*$J$11+X137)","v":47.253086419753082},10,500,61,{"$f":"INDEX(LINEST(AB139:AB140,AA139:AA140,TRUE,FALSE),1)","v":2.6666666666666672E-2},{"$f":"INDEX(LINEST(AB139:AB140,AA139:AA140,TRUE,FALSE),2)","v":47.666666666666664},{"$f":"((($I$11-4)/6)*((AC140*$J$11+AD140)-(AC137*$J$11+AD137)))+(AC137*$J$11+AD137)","v":44.753086419753082},10,500,58,{"$f":"INDEX(LINEST(AH139:AH140,AG139:AG140,TRUE,FALSE),1)","v":2.6666666666666672E-2},{"$f":"INDEX(LINEST(AH139:AH140,AG139:AG140,TRUE,FALSE),2)","v":44.666666666666664},{"$f":"((($I$11-4)/6)*((AI140*$J$11+AJ140)-(AI137*$J$11+AJ137)))+(AI137*$J$11+AJ137)","v":44.249657064471883},10,500,58,{"$f":"INDEX(LINEST(AN139:AN140,AM139:AM140,TRUE,FALSE),1)","v":3.3333333333333333E-2},{"$f":"INDEX(LINEST(AN139:AN140,AM139:AM140,TRUE,FALSE),2)","v":41.333333333333336},{"$f":"((($I$11-4)/6)*((AO140*$J$11+AP140)-(AO137*$J$11+AP137)))+(AO137*$J$11+AP137)","v":50.942386831275712},10,500,67,{"$f":"INDEX(LINEST(AT139:AT140,AS139:AS140,TRUE,FALSE),1)","v":0.06},{"$f":"INDEX(LINEST(AT139:AT140,AS139:AS140,TRUE,FALSE),2)","v":37},{"$f":"((($I$11-4)/6)*((AU140*$J$11+AV140)-(AU137*$J$11+AV137)))+(AU137*$J$11+AV137)","v":44.079561042523999},10,500,73,{"$f":"INDEX(LINEST(AZ139:AZ140,AY139:AY140,TRUE,FALSE),1)","v":0.03},{"$f":"INDEX(LINEST(AZ139:AZ140,AY139:AY140,TRUE,FALSE),2)","v":58},{"$f":"((($I$11-4)/6)*((BA140*$J$11+BB140)-(BA137*$J$11+BB137)))+(BA137*$J$11+BB137)","v":55.77846364883402}]
[]
["200x200",1,100,{"$f":"D152-1","v":47},null,null,null,1,100,{"$f":"J152-1","v":45},null,null,null,1,100,{"$f":"P152-1","v":42},null,null,null,1,100,{"$f":"V152-1","v":34},null,null,null,1,100,{"$f":"AB152-1","v":40},null,null,null,1,100,{"$f":"AH152-1","v":39},null,null,null,1,100,{"$f":"AN152-1","v":26},null,null,null,1,100,{"$f":"AT152-1","v":28},null,null,null,1,100,{"$f":"AZ152-1","v":44}]
[null,1,200,52,{"$f":"INDEX(LINEST(D142:D143,C142:C143,TRUE,FALSE),1)","v":0.05},{"$f":"INDEX(LINEST(D142:D143,C142:C143,TRUE,FALSE),2)","v":42},null,1,200,47,{"$f":"INDEX(LINEST(J142:J143,I142:I143,TRUE,FALSE),1)","v":2.0000000000000004E-2},{"$f":"INDEX(LINEST(J142:J143,I142:I143,TRUE,FALSE),2)","v":43},null,1,200,48,{"$f":"INDEX(LINEST(P142:P143,O142:O143,TRUE,FALSE),1)","v":5.9999999999999991E-2},{"$f":"INDEX(LINEST(P142:P143,O142:O143,TRUE,FALSE),2)","v":36},null,1,200,41,{"$f":"INDEX(LINEST(V142:V143,U142:U143,TRUE,FALSE),1)","v":7.0000000000000021E-2},{"$f":"INDEX(LINEST(V142:V143,U142:U143,TRUE,FALSE),2)","v":26.999999999999996},null,1,200,40,{"$f":"INDEX(LINEST(AB142:AB143,AA142:AA143,TRUE,FALSE),1)","v":0},{"$f":"INDEX(LINEST(AB142:AB143,AA142:AA143,TRUE,FALSE),2)","v":40},null,1,200,51,{"$f":"INDEX(LINEST(AH142:AH143,AG142:AG143,TRUE,FALSE),1)","v":0.11999999999999998},{"$f":"INDEX(LINEST(AH142:AH143,AG142:AG143,TRUE,FALSE),2)","v":27.000000000000004},null,1,200,34,{"$f":"INDEX(LINEST(AN142:AN143,AM142:AM143,TRUE,FALSE),1)","v":8.0000000000000016E-2},{"$f":"INDEX(LINEST(AN142:AN143,AM142:AM143,TRUE,FALSE),2)","v":18},null,1,200,33,{"$f":"INDEX(LINEST(AT142:AT143,AS142:AS143,TRUE,FALSE),1)","v":0.05},{"$f":"INDEX(LINEST(AT142:AT143,AS142:AS143,TRUE,FALSE),2)","v":23},null,1,200,53,{"$f":"INDEX(LINEST(AZ142:AZ143,AY142:AY143,TRUE,FALSE),1)","v":0.09},{"$f":"INDEX(LINEST(AZ142:AZ143,AY142:AY143,TRUE,FALSE),2)","v":35}]
[null,1,500,56,{"$f":"INDEX(LINEST(D143:D144,C143:C144,TRUE,FALSE),1)","v":1.3333333333333336E-2},{"$f":"INDEX(LINEST(D143:D144,C143:C144,TRUE,FALSE),2)","v":49.333333333333329},null,1,500,50,{"$f":"INDEX(LINEST(J143:J144,I143:I144,TRUE,FALSE),1)","v":1.0000000000000004E-2},{"$f":"INDEX(LINEST(J143:J144,I143:I144,TRUE,FALSE),2)","v":45},null,1,500,52,{"$f":"INDEX(LINEST(P143:P144,O143:O144,TRUE,FALSE),1)","v":1.3333333333333336E-2},{"$f":"INDEX(LINEST(P143:P144,O143:O144,TRUE,FALSE),2)","v":45.333333333333329},null,1,500,48,{"$f":"INDEX(LINEST(V143:V144,U143:U144,TRUE,FALSE),1)","v":2.3333333333333331E-2},{"$f":"INDEX(LINEST(V143:V144,U143:U144,TRUE,FALSE),2)","v":36.333333333333336},null,1,500,47,{"$f":"INDEX(LINEST(AB143:AB144,AA143:AA144,TRUE,FALSE),1)","v":2.3333333333333331E-2},{"$f":"INDEX(LINEST(AB143:AB144,AA143:AA144,TRUE,FALSE),2)","v":35.333333333333336},null,1,500,55,{"$f":"INDEX(LINEST(AH143:AH144,AG143:AG144,TRUE,FALSE),1)","v":1.3333333333333336E-2},{"$f":"INDEX(LINEST(AH143:AH144,AG143:AG144,TRUE,FALSE),2)","v":48.333333333333329},null,1,500,41,{"$f":"INDEX(LINEST(AN143:AN144,AM143:AM144,TRUE,FALSE),1)","v":2.3333333333333331E-2},{"$f":"INDEX(LINEST(AN143:AN144,AM143:AM144,TRUE,FALSE),2)","v":29.333333333333336},null,1,500,44,{"$f":"INDEX(LINEST(AT143:AT144,AS143:AS144,TRUE,FALSE),1)","v":3.6666666666666674E-2},{"$f":"INDEX(LINEST(AT143:AT144,AS143:AS144,TRUE,FALSE),2)","v":25.666666666666664},null,1,500,57,{"$f":"INDEX(LINEST(AZ143:AZ144,AY143:AY144,TRUE,FALSE),1)","v":1.3333333333333336E-2},{"$f":"INDEX(LINEST(AZ143:AZ144,AY143:AY144,TRUE,FALSE),2)","v":50.333333333333329}]
[null,4,100,60,null,null,null,4,100,49,null,null,null,4,100,44,null,null,null,4,100,39,null,null,null,4,100,40,null,null,null,4,100,41,null,null,null,4,100,33,null,null,null,4,100,29,null,null,null,4,100,46]
[null,4,200,63,{"$f":"INDEX(LINEST(D145:D146,C145:C146,TRUE,FALSE),1)","v":2.9999999999999995E-2},{"$f":"INDEX(LINEST(D145:D146,C145:C146,TRUE,FALSE),2)","v":57},{"$f":"((($I$12-1)/3)*((E146*$J$12+F146)-(E143*$J$12+F143)))+(E143*$J$12+F143)","v":73.277777777777771},4,200,56,{"$f":"INDEX(LINEST(J145:J146,I145:I146,TRUE,FALSE),1)","v":7.0000000000000021E-2},{"$f":"INDEX(LINEST(J145:J146,I145:I146,TRUE,FALSE),2)","v":42},{"$f":"((($I$12-1)/3)*((K146*$J$12+L146)-(K143*$J$12+L143)))+(K143*$J$12+L143)","v":58.879629629629626},4,200,51,{"$f":"INDEX(LINEST(P145:P146,O145:O146,TRUE,FALSE),1)","v":7.0000000000000021E-2},{"$f":"INDEX(LINEST(P145:P146,O145:O146,TRUE,FALSE),2)","v":37},{"$f":"((($I$12-1)/3)*((Q146*$J$12+R146)-(Q143*$J$12+R143)))+(Q143*$J$12+R143)","v":49.953703703703702},4,200,46,{"$f":"INDEX(LINEST(V145:V146,U145:U146,TRUE,FALSE),1)","v":7.0000000000000021E-2},{"$f":"INDEX(LINEST(V145:V146,U145:U146,TRUE,FALSE),2)","v":31.999999999999996},{"$f":"((($I$12-1)/3)*((W146*$J$12+X146)-(W143*$J$12+X143)))+(W143*$J$12+X143)","v":47.407407407407405},4,200,45,{"$f":"INDEX(LINEST(AB145:AB146,AA145:AA146,TRUE,FALSE),1)","v":0.05},{"$f":"INDEX(LINEST(AB145:AB146,AA145:AA146,TRUE,FALSE),2)","v":35},{"$f":"((($I$12-1)/3)*((AC146*$J$12+AD146)-(AC143*$J$12+AD143)))+(AC143*$J$12+AD143)","v":44.953703703703702},4,200,45,{"$f":"INDEX(LINEST(AH145:AH146,AG145:AG146,TRUE,FALSE),1)","v":4.0000000000000008E-2},{"$f":"INDEX(LINEST(AH145:AH146,AG145:AG146,TRUE,FALSE),2)","v":37},{"$f":"((($I$12-1)/3)*((AI146*$J$12+AJ146)-(AI143*$J$12+AJ143)))+(AI143*$J$12+AJ143)","v":41.037037037037038},4,200,43,{"$f":"INDEX(LINEST(AN145:AN146,AM145:AM146,TRUE,FALSE),1)","v":0.1},{"$f":"INDEX(LINEST(AN145:AN146,AM145:AM146,TRUE,FALSE),2)","v":23},{"$f":"((($I$12-1)/3)*((AO146*$J$12+AP146)-(AO143*$J$12+AP143)))+(AO143*$J$12+AP143)","v":45.851851851851848},4,200,41,{"$f":"INDEX(LINEST(AT145:AT146,AS145:AS146,TRUE,FALSE),1)","v":0.11999999999999998},{"$f":"INDEX(LINEST(AT145:AT146,AS145:AS146,TRUE,FALSE),2)","v":17.000000000000004},{"$f":"((($I$12-1)/3)*((AU146*$J$12+AV146)-(AU143*$J$12+AV143)))+(AU143*$J$12+AV143)","v":39.416666666666664},4,200,52,{"$f":"INDEX(LINEST(AZ145:AZ146,AY145:AY146,TRUE,FALSE),1)","v":5.9999999999999991E-2},{"$f":"INDEX(LINEST(AZ145:AZ146,AY145:AY146,TRUE,FALSE),2)","v":40},{"$f":"((($I$12-1)/3)*((BA146*$J$12+BB146)-(BA143*$J$12+BB143)))+(BA143*$J$12+BB143)","v":49.49074074074074}]
[null,4,500,70,{"$f":"INDEX(LINEST(D146:D147,C146:C147,TRUE,FALSE),1)","v":2.3333333333333331E-2},{"$f":"INDEX(LINEST(D146:D147,C146:C147,TRUE,FALSE),2)","v":58.333333333333336},{"$f":"((($I$12-1)/3)*((E147*$J$12+F147)-(E144*$J$12+F144)))+(E144*$J$12+F144)","v":72.138888888888886},4,500,60,{"$f":"INDEX(LINEST(J146:J147,I146:I147,TRUE,FALSE),1)","v":1.3333333333333336E-2},{"$f":"INDEX(LINEST(J146:J147,I146:I147,TRUE,FALSE),2)","v":53.333333333333329},{"$f":"((($I$12-1)/3)*((K147*$J$12+L147)-(K144*$J$12+L144)))+(K144*$J$12+L144)","v":64.003086419753075},4,500,55,{"$f":"INDEX(LINEST(P146:P147,O146:O147,TRUE,FALSE),1)","v":1.3333333333333336E-2},{"$f":"INDEX(LINEST(P146:P147,O146:O147,TRUE,FALSE),2)","v":48.333333333333329},{"$f":"((($I$12-1)/3)*((Q147*$J$12+R147)-(Q144*$J$12+R144)))+(Q144*$J$12+R144)","v":53.277777777777771},4,500,52,{"$f":"INDEX(LINEST(V146:V147,U146:U147,TRUE,FALSE),1)","v":2.0000000000000007E-2},{"$f":"INDEX(LINEST(V146:V147,U146:U147,TRUE,FALSE),2)","v":42},{"$f":"((($I$12-1)/3)*((W147*$J$12+X147)-(W144*$J$12+X144)))+(W144*$J$12+X144)","v":50.07098765432098},4,500,52,{"$f":"INDEX(LINEST(AB146:AB147,AA146:AA147,TRUE,FALSE),1)","v":2.3333333333333331E-2},{"$f":"INDEX(LINEST(AB146:AB147,AA146:AA147,TRUE,FALSE),2)","v":40.333333333333336},{"$f":"((($I$12-1)/3)*((AC147*$J$12+AD147)-(AC144*$J$12+AD144)))+(AC144*$J$12+AD144)","v":48.74074074074074},4,500,52,{"$f":"INDEX(LINEST(AH146:AH147,AG146:AG147,TRUE,FALSE),1)","v":2.3333333333333331E-2},{"$f":"INDEX(LINEST(AH146:AH147,AG146:AG147,TRUE,FALSE),2)","v":40.333333333333336},{"$f":"((($I$12-1)/3)*((AI147*$J$12+AJ147)-(AI144*$J$12+AJ144)))+(AI144*$J$12+AJ144)","v":37.453703703703717},4,500,53,{"$f":"INDEX(LINEST(AN146:AN147,AM146:AM147,TRUE,FALSE),1)","v":3.3333333333333333E-2},{"$f":"INDEX(LINEST(AN146:AN147,AM146:AM147,TRUE,FALSE),2)","v":36.333333333333336},{"$f":"((($I$12-1)/3)*((AO147*$J$12+AP147)-(AO144*$J$12+AP144)))+(AO144*$J$12+AP144)","v":49.675925925925924},4,500,52,{"$f":"INDEX(LINEST(AT146:AT147,AS146:AS147,TRUE,FALSE),1)","v":3.6666666666666674E-2},{"$f":"INDEX(LINEST(AT146:AT147,AS146:AS147,TRUE,FALSE),2)","v":33.666666666666664},{"$f":"((($I$12-1)/3)*((AU147*$J$12+AV147)-(AU144*$J$12+AV144)))+(AU144*$J$12+AV144)","v":47.018518518518512},4,500,60,{"$f":"INDEX(LINEST(AZ146:AZ147,AY146:AY147,TRUE,FALSE),1)","v":2.6666666666666672E-2},{"$f":"INDEX(LINEST(AZ146:AZ147,AY146:AY147,TRUE,FALSE),2)","v":46.666666666666664},{"$f":"((($I$12-1)/3)*((BA147*$J$12+BB147)-(BA144*$J$12+BB144)))+(BA144*$J$12+BB144)","v":49.030864197530867}]
[null,10,100,63,null,null,null,10,100,58,null,null,null,10,100,48,null,null,null,10,100,43,null,null,null,10,100,41,null,null,null,10,100,37,null,null,null,10,100,34,null,null,null,10,100,34,null,null,null,10,100,48]
[null,10,200,77,{"$f":"INDEX(LINEST(D148:D149,C148:C149,TRUE,FALSE),1)","v":0.14000000000000004},{"$f":"INDEX(LINEST(D148:D149,C148:C149,TRUE,FALSE),2)","v":48.999999999999993},{"$f":"((($I$12-4)/6)*((E149*$J$12+F149)-(E146*$J$12+F146)))+(E146*$J$12+F146)","v":65.671296296296291},10,200,65,{"$f":"INDEX(LINEST(J148:J149,I148:I149,TRUE,FALSE),1)","v":7.0000000000000021E-2},{"$f":"INDEX(LINEST(J148:J149,I148:I149,TRUE,FALSE),2)","v":51},{"$f":"((($I$12-4)/6)*((K149*$J$12+L149)-(K146*$J$12+L146)))+(K146*$J$12+L146)","v":56.916666666666664},10,200,56,{"$f":"INDEX(LINEST(P148:P149,O148:O149,TRUE,FALSE),1)","v":8.0000000000000016E-2},{"$f":"INDEX(LINEST(P148:P149,O148:O149,TRUE,FALSE),2)","v":40},{"$f":"((($I$12-4)/6)*((Q149*$J$12+R149)-(Q146*$J$12+R146)))+(Q146*$J$12+R146)","v":49.708333333333329},10,200,50,{"$f":"INDEX(LINEST(V148:V149,U148:U149,TRUE,FALSE),1)","v":7.0000000000000021E-2},{"$f":"INDEX(LINEST(V148:V149,U148:U149,TRUE,FALSE),2)","v":36},{"$f":"((($I$12-4)/6)*((W149*$J$12+X149)-(W146*$J$12+X146)))+(W146*$J$12+X146)","v":44.462962962962962},10,200,47,{"$f":"INDEX(LINEST(AB148:AB149,AA148:AA149,TRUE,FALSE),1)","v":5.9999999999999991E-2},{"$f":"INDEX(LINEST(AB148:AB149,AA148:AA149,TRUE,FALSE),2)","v":35},{"$f":"((($I$12-4)/6)*((AC149*$J$12+AD149)-(AC146*$J$12+AD146)))+(AC146*$J$12+AD146)","v":43.236111111111114},10,200,47,{"$f":"INDEX(LINEST(AH148:AH149,AG148:AG149,TRUE,FALSE),1)","v":0.1},{"$f":"INDEX(LINEST(AH148:AH149,AG148:AG149,TRUE,FALSE),2)","v":27},{"$f":"((($I$12-4)/6)*((AI149*$J$12+AJ149)-(AI146*$J$12+AJ146)))+(AI146*$J$12+AJ146)","v":42.50925925925926},10,200,43,{"$f":"INDEX(LINEST(AN148:AN149,AM148:AM149,TRUE,FALSE),1)","v":0.09},{"$f":"INDEX(LINEST(AN148:AN149,AM148:AM149,TRUE,FALSE),2)","v":25},{"$f":"((($I$12-4)/6)*((AO149*$J$12+AP149)-(AO146*$J$12+AP146)))+(AO146*$J$12+AP146)","v":38.245370370370367},10,200,44,{"$f":"INDEX(LINEST(AT148:AT149,AS148:AS149,TRUE,FALSE),1)","v":0.1},{"$f":"INDEX(LINEST(AT148:AT149,AS148:AS149,TRUE,FALSE),2)","v":24},{"$f":"((($I$12-4)/6)*((AU149*$J$12+AV149)-(AU146*$J$12+AV146)))+(AU146*$J$12+AV146)","v":36.962962962962962},10,200,57,{"$f":"INDEX(LINEST(AZ148:AZ149,AY148:AY149,TRUE,FALSE),1)","v":0.09},{"$f":"INDEX(LINEST(AZ148:AZ149,AY148:AY149,TRUE,FALSE),2)","v":39},{"$f":"((($I$12-4)/6)*((BA149*$J$12+BB149)-(BA146*$J$12+BB146)))+(BA146*$J$12+BB146)","v":50.717592592592595}]
[null,10,500,80,{"$f":"INDEX(LINEST(D149:D150,C149:C150,TRUE,FALSE),1)","v":1.0000000000000004E-2},{"$f":"INDEX(LINEST(D149:D150,C149:C150,TRUE,FALSE),2)","v":75},{"$f":"((($I$12-4)/6)*((E150*$J$12+F150)-(E147*$J$12+F147)))+(E147*$J$12+F147)","v":69.03086419753086},10,500,74,{"$f":"INDEX(LINEST(J149:J150,I149:I150,TRUE,FALSE),1)","v":0.03},{"$f":"INDEX(LINEST(J149:J150,I149:I150,TRUE,FALSE),2)","v":59},{"$f":"((($I$12-4)/6)*((K150*$J$12+L150)-(K147*$J$12+L147)))+(K147*$J$12+L147)","v":59.341049382716044},10,500,65,{"$f":"INDEX(LINEST(P149:P150,O149:O150,TRUE,FALSE),1)","v":0.03},{"$f":"INDEX(LINEST(P149:P150,O149:O150,TRUE,FALSE),2)","v":50},{"$f":"((($I$12-4)/6)*((Q150*$J$12+R150)-(Q147*$J$12+R147)))+(Q147*$J$12+R147)","v":52.378086419753082},10,500,59,{"$f":"INDEX(LINEST(V149:V150,U149:U150,TRUE,FALSE),1)","v":0.03},{"$f":"INDEX(LINEST(V149:V150,U149:U150,TRUE,FALSE),2)","v":44},{"$f":"((($I$12-4)/6)*((W150*$J$12+X150)-(W147*$J$12+X147)))+(W147*$J$12+X147)","v":46.717592592592595},10,500,58,{"$f":"INDEX(LINEST(AB149:AB150,AA149:AA150,TRUE,FALSE),1)","v":3.6666666666666674E-2},{"$f":"INDEX(LINEST(AB149:AB150,AA149:AA150,TRUE,FALSE),2)","v":39.666666666666664},{"$f":"((($I$12-4)/6)*((AC150*$J$12+AD150)-(AC147*$J$12+AD147)))+(AC147*$J$12+AD147)","v":44.487654320987652},10,500,55,{"$f":"INDEX(LINEST(AH149:AH150,AG149:AG150,TRUE,FALSE),1)","v":2.6666666666666672E-2},{"$f":"INDEX(LINEST(AH149:AH150,AG149:AG150,TRUE,FALSE),2)","v":41.666666666666664},{"$f":"((($I$12-4)/6)*((AI150*$J$12+AJ150)-(AI147*$J$12+AJ147)))+(AI147*$J$12+AJ147)","v":44.733024691358025},10,500,54,{"$f":"INDEX(LINEST(AN149:AN150,AM149:AM150,TRUE,FALSE),1)","v":3.6666666666666674E-2},{"$f":"INDEX(LINEST(AN149:AN150,AM149:AM150,TRUE,FALSE),2)","v":35.666666666666664},{"$f":"((($I$12-4)/6)*((AO150*$J$12+AP150)-(AO147*$J$12+AP147)))+(AO147*$J$12+AP147)","v":41.251543209876544},10,500,58,{"$f":"INDEX(LINEST(AT149:AT150,AS149:AS150,TRUE,FALSE),1)","v":4.6666666666666662E-2},{"$f":"INDEX(LINEST(AT149:AT150,AS149:AS150,TRUE,FALSE),2)","v":34.666666666666671},{"$f":"((($I$12-4)/6)*((AU150*$J$12+AV150)-(AU147*$J$12+AV147)))+(AU147*$J$12+AV147)","v":40.393518518518519},10,500,65,{"$f":"INDEX(LINEST(AZ149:AZ150,AY149:AY150,TRUE,FALSE),1)","v":2.6666666666666672E-2},{"$f":"INDEX(LINEST(AZ149:AZ150,AY149:AY150,TRUE,FALSE),2)","v":51.666666666666664},{"$f":"((($I$12-4)/6)*((BA150*$J$12+BB150)-(BA147*$J$12+BB147)))+(BA147*$J$12+BB147)","v":53.120370370370367}]
[]
["300x200",1,100,{"$f":"D162-1","v":48},null,null,null,1,100,{"$f":"J162-1","v":46},null,null,null,1,100,{"$f":"P162-1","v":43},null,null,null,1,100,{"$f":"V162-1","v":35},null,null,null,1,100,{"$f":"AB162-1","v":41},null,null,null,1,100,{"$f":"AH162-1","v":40},null,null,null,1,100,{"$f":"AN162-1","v":27},null,null,null,1,100,{"$f":"AT162-1","v":29},null,null,null,1,100,{"$f":"AZ162-1","v":45}]
[null,1,200,53,{"$f":"INDEX(LINEST(D152:D153,C152:C153,TRUE,FALSE),1)","v":0.05},{"$f":"INDEX(LINEST(D152:D153,C152:C153,TRUE,FALSE),2)","v":43},null,1,200,48,{"$f":"INDEX(LINEST(J152:J153,I152:I153,TRUE,FALSE),1)","v":2.0000000000000004E-2},{"$f":"INDEX(LINEST(J152:J153,I152:I153,TRUE,FALSE),2)","v":44},null,1,200,49,{"$f":"INDEX(LINEST(P152:P153,O152:O153,TRUE,FALSE),1)","v":5.9999999999999991E-2},{"$f":"INDEX(LINEST(P152:P153,O152:O153,TRUE,FALSE),2)","v":37},null,1,200,42,{"$f":"INDEX(LINEST(V152:V153,U152:U153,TRUE,FALSE),1)","v":7.0000000000000021E-2},{"$f":"INDEX(LINEST(V152:V153,U152:U153,TRUE,FALSE),2)","v":27.999999999999996},null,1,200,41,{"$f":"INDEX(LINEST(AB152:AB153,AA152:AA153,TRUE,FALSE),1)","v":0},{"$f":"INDEX(LINEST(AB152:AB153,AA152:AA153,TRUE,FALSE),2)","v":41},null,1,200,52,{"$f":"INDEX(LINEST(AH152:AH153,AG152:AG153,TRUE,FALSE),1)","v":0.11999999999999998},{"$f":"INDEX(LINEST(AH152:AH153,AG152:AG153,TRUE,FALSE),2)","v":28.000000000000004},null,1,200,35,{"$f":"INDEX(LINEST(AN152:AN153,AM152:AM153,TRUE,FALSE),1)","v":8.0000000000000016E-2},{"$f":"INDEX(LINEST(AN152:AN153,AM152:AM153,TRUE,FALSE),2)","v":19},null,1,200,34,{"$f":"INDEX(LINEST(AT152:AT153,AS152:AS153,TRUE,FALSE),1)","v":0.05},{"$f":"INDEX(LINEST(AT152:AT153,AS152:AS153,TRUE,FALSE),2)","v":24},null,1,200,54,{"$f":"INDEX(LINEST(AZ152:AZ153,AY152:AY153,TRUE,FALSE),1)","v":0.09},{"$f":"INDEX(LINEST(AZ152:AZ153,AY152:AY153,TRUE,FALSE),2)","v":36}]
[null,1,500,57,{"$f":"INDEX(LINEST(D153:D154,C153:C154,TRUE,FALSE),1)","v":1.3333333333333336E-2},{"$f":"INDEX(LINEST(D153:D154,C153:C154,TRUE,FALSE),2)","v":50.333333333333329},null,1,500,51,{"$f":"INDEX(LINEST(J153:J154,I153:I154,TRUE,FALSE),1)","v":1.0000000000000004E-2},{"$f":"INDEX(LINEST(J153:J154,I153:I154,TRUE,FALSE),2)","v":46},null,1,500,53,{"$f":"INDEX(LINEST(P153:P154,O153:O154,TRUE,FALSE),1)","v":1.3333333333333336E-2},{"$f":"INDEX(LINEST(P153:P154,O153:O154,TRUE,FALSE),2)","v":46.333333333333329},null,1,500,49,{"$f":"INDEX(LINEST(V153:V154,U153:U154,TRUE,FALSE),1)","v":2.3333333333333331E-2},{"$f":"INDEX(LINEST(V153:V154,U153:U154,TRUE,FALSE),2)","v":37.333333333333336},null,1,500,48,{"$f":"INDEX(LINEST(AB153:AB154,AA153:AA154,TRUE,FALSE),1)","v":2.3333333333333331E-2},{"$f":"INDEX(LINEST(AB153:AB154,AA153:AA154,TRUE,FALSE),2)","v":36.333333333333336},null,1,500,56,{"$f":"INDEX(LINEST(AH153:AH154,AG153:AG154,TRUE,FALSE),1)","v":1.3333333333333336E-2},{"$f":"INDEX(LINEST(AH153:AH154,AG153:AG154,TRUE,FALSE),2)","v":49.333333333333329},null,1,500,42,{"$f":"INDEX(LINEST(AN153:AN154,AM153:AM154,TRUE,FALSE),1)","v":2.3333333333333331E-2},{"$f":"INDEX(LINEST(AN153:AN154,AM153:AM154,TRUE,FALSE),2)","v":30.333333333333336},null,1,500,45,{"$f":"INDEX(LINEST(AT153:AT154,AS153:AS154,TRUE,FALSE),1)","v":3.6666666666666674E-2},{"$f":"INDEX(LINEST(AT153:AT154,AS153:AS154,TRUE,FALSE),2)","v":26.666666666666664},null,1,500,58,{"$f":"INDEX(LINEST(AZ153:AZ154,AY153:AY154,TRUE,FALSE),1)","v":1.3333333333333336E-2},{"$f":"INDEX(LINEST(AZ153:AZ154,AY153:AY154,TRUE,FALSE),2)","v":51.333333333333329}]
[null,4,100,61,null,null,null,4,100,50,null,null,null,4,100,45,null,null,null,4,100,40,null,null,null,4,100,41,null,null,null,4,100,42,null,null,null,4,100,34,null,null,null,4,100,30,null,null,null,4,100,47]
[null,4,200,64,{"$f":"INDEX(LINEST(D155:D156,C155:C156,TRUE,FALSE),1)","v":2.9999999999999995E-2},{"$f":"INDEX(LINEST(D155:D156,C155:C156,TRUE,FALSE),2)","v":58},{"$f":"((($I$13-1)/3)*((E156*$J$13+F156)-(E153*$J$13+F153)))+(E153*$J$13+F153)","v":65.018518518518519},4,200,57,{"$f":"INDEX(LINEST(J155:J156,I155:I156,TRUE,FALSE),1)","v":7.0000000000000021E-2},{"$f":"INDEX(LINEST(J155:J156,I155:I156,TRUE,FALSE),2)","v":43},{"$f":"((($I$13-1)/3)*((K156*$J$13+L156)-(K153*$J$13+L153)))+(K153*$J$13+L153)","v":54.864197530864196},4,200,52,{"$f":"INDEX(LINEST(P155:P156,O155:O156,TRUE,FALSE),1)","v":7.0000000000000021E-2},{"$f":"INDEX(LINEST(P155:P156,O155:O156,TRUE,FALSE),2)","v":38},{"$f":"((($I$13-1)/3)*((Q156*$J$13+R156)-(Q153*$J$13+R153)))+(Q153*$J$13+R153)","v":49.02469135802469},4,200,47,{"$f":"INDEX(LINEST(V155:V156,U155:U156,TRUE,FALSE),1)","v":7.0000000000000021E-2},{"$f":"INDEX(LINEST(V155:V156,U155:U156,TRUE,FALSE),2)","v":33},{"$f":"((($I$13-1)/3)*((W156*$J$13+X156)-(W153*$J$13+X153)))+(W153*$J$13+X153)","v":44.549382716049379},4,200,46,{"$f":"INDEX(LINEST(AB155:AB156,AA155:AA156,TRUE,FALSE),1)","v":0.05},{"$f":"INDEX(LINEST(AB155:AB156,AA155:AA156,TRUE,FALSE),2)","v":36},{"$f":"((($I$13-1)/3)*((AC156*$J$13+AD156)-(AC153*$J$13+AD153)))+(AC153*$J$13+AD153)","v":44.02469135802469},4,200,46,{"$f":"INDEX(LINEST(AH155:AH156,AG155:AG156,TRUE,FALSE),1)","v":4.0000000000000008E-2},{"$f":"INDEX(LINEST(AH155:AH156,AG155:AG156,TRUE,FALSE),2)","v":38},{"$f":"((($I$13-1)/3)*((AI156*$J$13+AJ156)-(AI153*$J$13+AJ153)))+(AI153*$J$13+AJ153)","v":43.580246913580247},4,200,44,{"$f":"INDEX(LINEST(AN155:AN156,AM155:AM156,TRUE,FALSE),1)","v":0.1},{"$f":"INDEX(LINEST(AN155:AN156,AM155:AM156,TRUE,FALSE),2)","v":24},{"$f":"((($I$13-1)/3)*((AO156*$J$13+AP156)-(AO153*$J$13+AP153)))+(AO153*$J$13+AP153)","v":40.679012345679013},4,200,42,{"$f":"INDEX(LINEST(AT155:AT156,AS155:AS156,TRUE,FALSE),1)","v":0.11999999999999998},{"$f":"INDEX(LINEST(AT155:AT156,AS155:AS156,TRUE,FALSE),2)","v":18.000000000000004},{"$f":"((($I$13-1)/3)*((AU156*$J$13+AV156)-(AU153*$J$13+AV153)))+(AU153*$J$13+AV153)","v":36.944444444444443},4,200,53,{"$f":"INDEX(LINEST(AZ155:AZ156,AY155:AY156,TRUE,FALSE),1)","v":5.9999999999999991E-2},{"$f":"INDEX(LINEST(AZ155:AZ156,AY155:AY156,TRUE,FALSE),2)","v":41},{"$f":"((($I$13-1)/3)*((BA156*$J$13+BB156)-(BA153*$J$13+BB153)))+(BA153*$J$13+BB153)","v":50.104938271604937}]
[null,4,500,71,{"$f":"INDEX(LINEST(D156:D157,C156:C157,TRUE,FALSE),1)","v":2.3333333333333331E-2},{"$f":"INDEX(LINEST(D156:D157,C156:C157,TRUE,FALSE),2)","v":59.333333333333336},{"$f":"((($I$13-1)/3)*((E157*$J$13+F157)-(E154*$J$13+F154)))+(E154*$J$13+F154)","v":65.037037037037038},4,500,61,{"$f":"INDEX(LINEST(J156:J157,I156:I157,TRUE,FALSE),1)","v":1.3333333333333336E-2},{"$f":"INDEX(LINEST(J156:J157,I156:I157,TRUE,FALSE),2)","v":54.333333333333329},{"$f":"((($I$13-1)/3)*((K157*$J$13+L157)-(K154*$J$13+L154)))+(K154*$J$13+L154)","v":58.187242798353907},4,500,56,{"$f":"INDEX(LINEST(P156:P157,O156:O157,TRUE,FALSE),1)","v":1.3333333333333336E-2},{"$f":"INDEX(LINEST(P156:P157,O156:O157,TRUE,FALSE),2)","v":49.333333333333329},{"$f":"((($I$13-1)/3)*((Q157*$J$13+R157)-(Q154*$J$13+R154)))+(Q154*$J$13+R154)","v":51.962962962962962},4,500,53,{"$f":"INDEX(LINEST(V156:V157,U156:U157,TRUE,FALSE),1)","v":2.0000000000000007E-2},{"$f":"INDEX(LINEST(V156:V157,U156:U157,TRUE,FALSE),2)","v":43},{"$f":"((($I$13-1)/3)*((W157*$J$13+X157)-(W154*$J$13+X154)))+(W154*$J$13+X154)","v":47.084362139917694},4,500,53,{"$f":"INDEX(LINEST(AB156:AB157,AA156:AA157,TRUE,FALSE),1)","v":2.3333333333333331E-2},{"$f":"INDEX(LINEST(AB156:AB157,AA156:AA157,TRUE,FALSE),2)","v":41.333333333333336},{"$f":"((($I$13-1)/3)*((AC157*$J$13+AD157)-(AC154*$J$13+AD154)))+(AC154*$J$13+AD154)","v":45.882716049382722},4,500,53,{"$f":"INDEX(LINEST(AH156:AH157,AG156:AG157,TRUE,FALSE),1)","v":2.3333333333333331E-2},{"$f":"INDEX(LINEST(AH156:AH157,AG156:AG157,TRUE,FALSE),2)","v":41.333333333333336},{"$f":"((($I$13-1)/3)*((AI157*$J$13+AJ157)-(AI154*$J$13+AJ154)))+(AI154*$J$13+AJ154)","v":43.46913580246914},4,500,54,{"$f":"INDEX(LINEST(AN156:AN157,AM156:AM157,TRUE,FALSE),1)","v":3.3333333333333333E-2},{"$f":"INDEX(LINEST(AN156:AN157,AM156:AM157,TRUE,FALSE),2)","v":37.333333333333336},{"$f":"((($I$13-1)/3)*((AO157*$J$13+AP157)-(AO154*$J$13+AP154)))+(AO154*$J$13+AP154)","v":44.117283950617285},4,500,53,{"$f":"INDEX(LINEST(AT156:AT157,AS156:AS157,TRUE,FALSE),1)","v":3.6666666666666674E-2},{"$f":"INDEX(LINEST(AT156:AT157,AS156:AS157,TRUE,FALSE),2)","v":34.666666666666664},{"$f":"((($I$13-1)/3)*((AU157*$J$13+AV157)-(AU154*$J$13+AV154)))+(AU154*$J$13+AV154)","v":41.845679012345677},4,500,61,{"$f":"INDEX(LINEST(AZ156:AZ157,AY156:AY157,TRUE,FALSE),1)","v":2.6666666666666672E-2},{"$f":"INDEX(LINEST(AZ156:AZ157,AY156:AY157,TRUE,FALSE),2)","v":47.666666666666664},{"$f":"((($I$13-1)/3)*((BA157*$J$13+BB157)-(BA154*$J$13+BB154)))+(BA154*$J$13+BB154)","v":51.31687242798354}]
[null,10,100,64,null,null,null,10,100,59,null,null,null,10,100,49,null,null,null,10,100,44,null,null,null,10,100,42,null,null,null,10,100,38,null,null,null,10,100,35,null,null,null,10,100,35,null,null,null,10,100,49]
[null,10,200,78,{"$f":"INDEX(LINEST(D158:D159,C158:C159,TRUE,FALSE),1)","v":0.14000000000000004},{"$f":"INDEX(LINEST(D158:D159,C158:C159,TRUE,FALSE),2)","v":49.999999999999993},{"$f":"((($I$13-4)/6)*((E159*$J$13+F159)-(E156*$J$13+F156)))+(E156*$J$13+F156)","v":63.391975308641975},10,200,66,{"$f":"INDEX(LINEST(J158:J159,I158:I159,TRUE,FALSE),1)","v":7.0000000000000021E-2},{"$f":"INDEX(LINEST(J158:J159,I158:I159,TRUE,FALSE),2)","v":52},{"$f":"((($I$13-4)/6)*((K159*$J$13+L159)-(K156*$J$13+L156)))+(K156*$J$13+L156)","v":54.444444444444443},10,200,57,{"$f":"INDEX(LINEST(P158:P159,O158:O159,TRUE,FALSE),1)","v":8.0000000000000016E-2},{"$f":"INDEX(LINEST(P158:P159,O158:O159,TRUE,FALSE),2)","v":41},{"$f":"((($I$13-4)/6)*((Q159*$J$13+R159)-(Q156*$J$13+R156)))+(Q156*$J$13+R156)","v":48.972222222222221},10,200,51,{"$f":"INDEX(LINEST(V158:V159,U158:U159,TRUE,FALSE),1)","v":7.0000000000000021E-2},{"$f":"INDEX(LINEST(V158:V159,U158:U159,TRUE,FALSE),2)","v":37},{"$f":"((($I$13-4)/6)*((W159*$J$13+X159)-(W156*$J$13+X156)))+(W156*$J$13+X156)","v":43.919753086419753},10,200,48,{"$f":"INDEX(LINEST(AB158:AB159,AA158:AA159,TRUE,FALSE),1)","v":5.9999999999999991E-2},{"$f":"INDEX(LINEST(AB158:AB159,AA158:AA159,TRUE,FALSE),2)","v":36},{"$f":"((($I$13-4)/6)*((AC159*$J$13+AD159)-(AC156*$J$13+AD156)))+(AC156*$J$13+AD156)","v":43.657407407407405},10,200,48,{"$f":"INDEX(LINEST(AH158:AH159,AG158:AG159,TRUE,FALSE),1)","v":0.1},{"$f":"INDEX(LINEST(AH158:AH159,AG158:AG159,TRUE,FALSE),2)","v":28},{"$f":"((($I$13-4)/6)*((AI159*$J$13+AJ159)-(AI156*$J$13+AJ156)))+(AI156*$J$13+AJ156)","v":43.895061728395063},10,200,44,{"$f":"INDEX(LINEST(AN158:AN159,AM158:AM159,TRUE,FALSE),1)","v":0.09},{"$f":"INDEX(LINEST(AN158:AN159,AM158:AM159,TRUE,FALSE),2)","v":26},{"$f":"((($I$13-4)/6)*((AO159*$J$13+AP159)-(AO156*$J$13+AP156)))+(AO156*$J$13+AP156)","v":39.052469135802468},10,200,45,{"$f":"INDEX(LINEST(AT158:AT159,AS158:AS159,TRUE,FALSE),1)","v":0.1},{"$f":"INDEX(LINEST(AT158:AT159,AS158:AS159,TRUE,FALSE),2)","v":25},{"$f":"((($I$13-4)/6)*((AU159*$J$13+AV159)-(AU156*$J$13+AV156)))+(AU156*$J$13+AV156)","v":36.419753086419753},10,200,58,{"$f":"INDEX(LINEST(AZ158:AZ159,AY158:AY159,TRUE,FALSE),1)","v":0.09},{"$f":"INDEX(LINEST(AZ158:AZ159,AY158:AY159,TRUE,FALSE),2)","v":40},{"$f":"((($I$13-4)/6)*((BA159*$J$13+BB159)-(BA156*$J$13+BB156)))+(BA156*$J$13+BB156)","v":50.367283950617285}]
[null,10,500,81,{"$f":"INDEX(LINEST(D159:D160,C159:C160,TRUE,FALSE),1)","v":1.0000000000000004E-2},{"$f":"INDEX(LINEST(D159:D160,C159:C160,TRUE,FALSE),2)","v":76},{"$f":"((($I$13-4)/6)*((E160*$J$13+F160)-(E157*$J$13+F157)))+(E157*$J$13+F157)","v":64.372427983539097},10,500,75,{"$f":"INDEX(LINEST(J159:J160,I159:I160,TRUE,FALSE),1)","v":0.03},{"$f":"INDEX(LINEST(J159:J160,I159:I160,TRUE,FALSE),2)","v":60},{"$f":"((($I$13-4)/6)*((K160*$J$13+L160)-(K157*$J$13+L157)))+(K157*$J$13+L157)","v":57.190329218106989},10,500,66,{"$f":"INDEX(LINEST(P159:P160,O159:O160,TRUE,FALSE),1)","v":0.03},{"$f":"INDEX(LINEST(P159:P160,O159:O160,TRUE,FALSE),2)","v":51},{"$f":"((($I$13-4)/6)*((Q160*$J$13+R160)-(Q157*$J$13+R157)))+(Q157*$J$13+R157)","v":51.770576131687235},10,500,60,{"$f":"INDEX(LINEST(V159:V160,U159:U160,TRUE,FALSE),1)","v":0.03},{"$f":"INDEX(LINEST(V159:V160,U159:U160,TRUE,FALSE),2)","v":45},{"$f":"((($I$13-4)/6)*((W160*$J$13+X160)-(W157*$J$13+X157)))+(W157*$J$13+X157)","v":46.367283950617285},10,500,59,{"$f":"INDEX(LINEST(AB159:AB160,AA159:AA160,TRUE,FALSE),1)","v":3.6666666666666674E-2},{"$f":"INDEX(LINEST(AB159:AB160,AA159:AA160,TRUE,FALSE),2)","v":40.666666666666664},{"$f":"((($I$13-4)/6)*((AC160*$J$13+AD160)-(AC157*$J$13+AD157)))+(AC157*$J$13+AD157)","v":44.973251028806587},10,500,56,{"$f":"INDEX(LINEST(AH159:AH160,AG159:AG160,TRUE,FALSE),1)","v":2.6666666666666672E-2},{"$f":"INDEX(LINEST(AH159:AH160,AG159:AG160,TRUE,FALSE),2)","v":42.666666666666664},{"$f":"((($I$13-4)/6)*((AI160*$J$13+AJ160)-(AI157*$J$13+AJ157)))+(AI157*$J$13+AJ157)","v":45.025720164609055},10,500,55,{"$f":"INDEX(LINEST(AN159:AN160,AM159:AM160,TRUE,FALSE),1)","v":3.6666666666666674E-2},{"$f":"INDEX(LINEST(AN159:AN160,AM159:AM160,TRUE,FALSE),2)","v":36.666666666666664},{"$f":"((($I$13-4)/6)*((AO160*$J$13+AP160)-(AO157*$J$13+AP157)))+(AO157*$J$13+AP157)","v":42.315843621399182},10,500,59,{"$f":"INDEX(LINEST(AT159:AT160,AS159:AS160,TRUE,FALSE),1)","v":4.6666666666666662E-2},{"$f":"INDEX(LINEST(AT159:AT160,AS159:AS160,TRUE,FALSE),2)","v":35.666666666666671},{"$f":"((($I$13-4)/6)*((AU160*$J$13+AV160)-(AU157*$J$13+AV157)))+(AU157*$J$13+AV157)","v":40.429012345679013},10,500,66,{"$f":"INDEX(LINEST(AZ159:AZ160,AY159:AY160,TRUE,FALSE),1)","v":2.6666666666666672E-2},{"$f":"INDEX(LINEST(AZ159:AZ160,AY159:AY160,TRUE,FALSE),2)","v":52.666666666666664},{"$f":"((($I$13-4)/6)*((BA160*$J$13+BB160)-(BA157*$J$13+BB157)))+(BA157*$J$13+BB157)","v":52.191358024691354}]
[]
["400x200",1,100,{"$f":"D172-1","v":49},null,null,null,1,100,{"$f":"J172-1","v":47},null,null,null,1,100,{"$f":"P172-1","v":44},null,null,null,1,100,{"$f":"V172-1","v":36},null,null,null,1,100,{"$f":"AB172-1","v":42},null,null,null,1,100,{"$f":"AH172-1","v":41},null,null,null,1,100,{"$f":"AN172-1","v":28},null,null,null,1,100,{"$f":"AT172-1","v":30},null,null,null,1,100,{"$f":"AZ172-1","v":46}]
[null,1,200,54,{"$f":"INDEX(LINEST(D162:D163,C162:C163,TRUE,FALSE),1)","v":0.05},{"$f":"INDEX(LINEST(D162:D163,C162:C163,TRUE,FALSE),2)","v":44},null,1,200,49,{"$f":"INDEX(LINEST(J162:J163,I162:I163,TRUE,FALSE),1)","v":2.0000000000000004E-2},{"$f":"INDEX(LINEST(J162:J163,I162:I163,TRUE,FALSE),2)","v":45},null,1,200,50,{"$f":"INDEX(LINEST(P162:P163,O162:O163,TRUE,FALSE),1)","v":5.9999999999999991E-2},{"$f":"INDEX(LINEST(P162:P163,O162:O163,TRUE,FALSE),2)","v":38},null,1,200,43,{"$f":"INDEX(LINEST(V162:V163,U162:U163,TRUE,FALSE),1)","v":7.0000000000000021E-2},{"$f":"INDEX(LINEST(V162:V163,U162:U163,TRUE,FALSE),2)","v":28.999999999999996},null,1,200,42,{"$f":"INDEX(LINEST(AB162:AB163,AA162:AA163,TRUE,FALSE),1)","v":0},{"$f":"INDEX(LINEST(AB162:AB163,AA162:AA163,TRUE,FALSE),2)","v":42},null,1,200,53,{"$f":"INDEX(LINEST(AH162:AH163,AG162:AG163,TRUE,FALSE),1)","v":0.11999999999999998},{"$f":"INDEX(LINEST(AH162:AH163,AG162:AG163,TRUE,FALSE),2)","v":29.000000000000004},null,1,200,36,{"$f":"INDEX(LINEST(AN162:AN163,AM162:AM163,TRUE,FALSE),1)","v":8.0000000000000016E-2},{"$f":"INDEX(LINEST(AN162:AN163,AM162:AM163,TRUE,FALSE),2)","v":20},null,1,200,35,{"$f":"INDEX(LINEST(AT162:AT163,AS162:AS163,TRUE,FALSE),1)","v":0.05},{"$f":"INDEX(LINEST(AT162:AT163,AS162:AS163,TRUE,FALSE),2)","v":25},null,1,200,55,{"$f":"INDEX(LINEST(AZ162:AZ163,AY162:AY163,TRUE,FALSE),1)","v":0.09},{"$f":"INDEX(LINEST(AZ162:AZ163,AY162:AY163,TRUE,FALSE),2)","v":37}]
[null,1,500,58,{"$f":"INDEX(LINEST(D163:D164,C163:C164,TRUE,FALSE),1)","v":1.3333333333333336E-2},{"$f":"INDEX(LINEST(D163:D164,C163:C164,TRUE,FALSE),2)","v":51.333333333333329},null,1,500,52,{"$f":"INDEX(LINEST(J163:J164,I163:I164,TRUE,FALSE),1)","v":1.0000000000000004E-2},{"$f":"INDEX(LINEST(J163:J164,I163:I164,TRUE,FALSE),2)","v":47},null,1,500,54,{"$f":"INDEX(LINEST(P163:P164,O163:O164,TRUE,FALSE),1)","v":1.3333333333333336E-2},{"$f":"INDEX(LINEST(P163:P164,O163:O164,TRUE,FALSE),2)","v":47.333333333333329},null,1,500,50,{"$f":"INDEX(LINEST(V163:V164,U163:U164,TRUE,FALSE),1)","v":2.3333333333333331E-2},{"$f":"INDEX(LINEST(V163:V164,U163:U164,TRUE,FALSE),2)","v":38.333333333333336},null,1,500,49,{"$f":"INDEX(LINEST(AB163:AB164,AA163:AA164,TRUE,FALSE),1)","v":2.3333333333333331E-2},{"$f":"INDEX(LINEST(AB163:AB164,AA163:AA164,TRUE,FALSE),2)","v":37.333333333333336},null,1,500,57,{"$f":"INDEX(LINEST(AH163:AH164,AG163:AG164,TRUE,FALSE),1)","v":1.3333333333333336E-2},{"$f":"INDEX(LINEST(AH163:AH164,AG163:AG164,TRUE,FALSE),2)","v":50.333333333333329},null,1,500,43,{"$f":"INDEX(LINEST(AN163:AN164,AM163:AM164,TRUE,FALSE),1)","v":2.3333333333333331E-2},{"$f":"INDEX(LINEST(AN163:AN164,AM163:AM164,TRUE,FALSE),2)","v":31.333333333333336},null,1,500,46,{"$f":"INDEX(LINEST(AT163:AT164,AS163:AS164,TRUE,FALSE),1)","v":3.6666666666666674E-2},{"$f":"INDEX(LINEST(AT163:AT164,AS163:AS164,TRUE,FALSE),2)","v":27.666666666666664},null,1,500,59,{"$f":"INDEX(LINEST(AZ163:AZ164,AY163:AY164,TRUE,FALSE),1)","v":1.3333333333333336E-2},{"$f":"INDEX(LINEST(AZ163:AZ164,AY163:AY164,TRUE,FALSE),2)","v":52.333333333333329}]
[null,4,100,62,null,null,null,4,100,51,null,null,null,4,100,46,null,null,null,4,100,41,null,null,null,4,100,42,null,null,null,4,100,43,null,null,null,4,100,35,null,null,null,4,100,31,null,null,null,4,100,48]
[null,4,200,65,{"$f":"INDEX(LINEST(D165:D166,C165:C166,TRUE,FALSE),1)","v":2.9999999999999995E-2},{"$f":"INDEX(LINEST(D165:D166,C165:C166,TRUE,FALSE),2)","v":59},{"$f":"((($I$14-1)/3)*((E166*$J$14+F166)-(E163*$J$14+F163)))+(E163*$J$14+F163)","v":61.388888888888886},4,200,58,{"$f":"INDEX(LINEST(J165:J166,I165:I166,TRUE,FALSE),1)","v":7.0000000000000021E-2},{"$f":"INDEX(LINEST(J165:J166,I165:I166,TRUE,FALSE),2)","v":44},{"$f":"((($I$14-1)/3)*((K166*$J$14+L166)-(K163*$J$14+L163)))+(K163*$J$14+L163)","v":53.356481481481481},4,200,53,{"$f":"INDEX(LINEST(P165:P166,O165:O166,TRUE,FALSE),1)","v":7.0000000000000021E-2},{"$f":"INDEX(LINEST(P165:P166,O165:O166,TRUE,FALSE),2)","v":39},{"$f":"((($I$14-1)/3)*((Q166*$J$14+R166)-(Q163*$J$14+R163)))+(Q163*$J$14+R163)","v":49.060185185185183},4,200,48,{"$f":"INDEX(LINEST(V165:V166,U165:U166,TRUE,FALSE),1)","v":7.0000000000000021E-2},{"$f":"INDEX(LINEST(V165:V166,U165:U166,TRUE,FALSE),2)","v":34},{"$f":"((($I$14-1)/3)*((W166*$J$14+X166)-(W163*$J$14+X163)))+(W163*$J$14+X163)","v":43.620370370370367},4,200,47,{"$f":"INDEX(LINEST(AB165:AB166,AA165:AA166,TRUE,FALSE),1)","v":0.05},{"$f":"INDEX(LINEST(AB165:AB166,AA165:AA166,TRUE,FALSE),2)","v":37},{"$f":"((($I$14-1)/3)*((AC166*$J$14+AD166)-(AC163*$J$14+AD163)))+(AC163*$J$14+AD163)","v":44.060185185185183},4,200,47,{"$f":"INDEX(LINEST(AH165:AH166,AG165:AG166,TRUE,FALSE),1)","v":4.0000000000000008E-2},{"$f":"INDEX(LINEST(AH165:AH166,AG165:AG166,TRUE,FALSE),2)","v":39},{"$f":"((($I$14-1)/3)*((AI166*$J$14+AJ166)-(AI163*$J$14+AJ163)))+(AI163*$J$14+AJ163)","v":45.351851851851855},4,200,45,{"$f":"INDEX(LINEST(AN165:AN166,AM165:AM166,TRUE,FALSE),1)","v":0.1},{"$f":"INDEX(LINEST(AN165:AN166,AM165:AM166,TRUE,FALSE),2)","v":25},{"$f":"((($I$14-1)/3)*((AO166*$J$14+AP166)-(AO163*$J$14+AP163)))+(AO163*$J$14+AP163)","v":38.592592592592588},4,200,43,{"$f":"INDEX(LINEST(AT165:AT166,AS165:AS166,TRUE,FALSE),1)","v":0.11999999999999998},{"$f":"INDEX(LINEST(AT165:AT166,AS165:AS166,TRUE,FALSE),2)","v":19.000000000000004},{"$f":"((($I$14-1)/3)*((AU166*$J$14+AV166)-(AU163*$J$14+AV163)))+(AU163*$J$14+AV163)","v":36.208333333333329},4,200,54,{"$f":"INDEX(LINEST(AZ165:AZ166,AY165:AY166,TRUE,FALSE),1)","v":5.9999999999999991E-2},{"$f":"INDEX(LINEST(AZ165:AZ166,AY165:AY166,TRUE,FALSE),2)","v":42},{"$f":"((($I$14-1)/3)*((BA166*$J$14+BB166)-(BA163*$J$14+BB163)))+(BA163*$J$14+BB163)","v":50.912037037037038}]
[null,4,500,72,{"$f":"INDEX(LINEST(D166:D167,C166:C167,TRUE,FALSE),1)","v":2.3333333333333331E-2},{"$f":"INDEX(LINEST(D166:D167,C166:C167,TRUE,FALSE),2)","v":60.333333333333336},{"$f":"((($I$14-1)/3)*((E167*$J$14+F167)-(E164*$J$14+F164)))+(E164*$J$14+F164)","v":61.986111111111114},4,500,62,{"$f":"INDEX(LINEST(J166:J167,I166:I167,TRUE,FALSE),1)","v":1.3333333333333336E-2},{"$f":"INDEX(LINEST(J166:J167,I166:I167,TRUE,FALSE),2)","v":55.333333333333329},{"$f":"((($I$14-1)/3)*((K167*$J$14+L167)-(K164*$J$14+L164)))+(K164*$J$14+L164)","v":55.779320987654316},4,500,57,{"$f":"INDEX(LINEST(P166:P167,O166:O167,TRUE,FALSE),1)","v":1.3333333333333336E-2},{"$f":"INDEX(LINEST(P166:P167,O166:O167,TRUE,FALSE),2)","v":50.333333333333329},{"$f":"((($I$14-1)/3)*((Q167*$J$14+R167)-(Q164*$J$14+R164)))+(Q164*$J$14+R164)","v":51.80555555555555},4,500,54,{"$f":"INDEX(LINEST(V166:V167,U166:U167,TRUE,FALSE),1)","v":2.0000000000000007E-2},{"$f":"INDEX(LINEST(V166:V167,U166:U167,TRUE,FALSE),2)","v":44},{"$f":"((($I$14-1)/3)*((W167*$J$14+X167)-(W164*$J$14+X164)))+(W164*$J$14+X164)","v":46.091049382716051},4,500,54,{"$f":"INDEX(LINEST(AB166:AB167,AA166:AA167,TRUE,FALSE),1)","v":2.3333333333333331E-2},{"$f":"INDEX(LINEST(AB166:AB167,AA166:AA167,TRUE,FALSE),2)","v":42.333333333333336},{"$f":"((($I$14-1)/3)*((AC167*$J$14+AD167)-(AC164*$J$14+AD164)))+(AC164*$J$14+AD164)","v":44.953703703703702},4,500,54,{"$f":"INDEX(LINEST(AH166:AH167,AG166:AG167,TRUE,FALSE),1)","v":2.3333333333333331E-2},{"$f":"INDEX(LINEST(AH166:AH167,AG166:AG167,TRUE,FALSE),2)","v":42.333333333333336},{"$f":"((($I$14-1)/3)*((AI167*$J$14+AJ167)-(AI164*$J$14+AJ164)))+(AI164*$J$14+AJ164)","v":46.976851851851855},4,500,55,{"$f":"INDEX(LINEST(AN166:AN167,AM166:AM167,TRUE,FALSE),1)","v":3.3333333333333333E-2},{"$f":"INDEX(LINEST(AN166:AN167,AM166:AM167,TRUE,FALSE),2)","v":38.333333333333336},{"$f":"((($I$14-1)/3)*((AO167*$J$14+AP167)-(AO164*$J$14+AP164)))+(AO164*$J$14+AP164)","v":41.837962962962962},4,500,54,{"$f":"INDEX(LINEST(AT166:AT167,AS166:AS167,TRUE,FALSE),1)","v":3.6666666666666674E-2},{"$f":"INDEX(LINEST(AT166:AT167,AS166:AS167,TRUE,FALSE),2)","v":35.666666666666664},{"$f":"((($I$14-1)/3)*((AU167*$J$14+AV167)-(AU164*$J$14+AV164)))+(AU164*$J$14+AV164)","v":39.759259259259252},4,500,62,{"$f":"INDEX(LINEST(AZ166:AZ167,AY166:AY167,TRUE,FALSE),1)","v":2.6666666666666672E-2},{"$f":"INDEX(LINEST(AZ166:AZ167,AY166:AY167,TRUE,FALSE),2)","v":48.666666666666664},{"$f":"((($I$14-1)/3)*((BA167*$J$14+BB167)-(BA164*$J$14+BB164)))+(BA164*$J$14+BB164)","v":52.959876543209873}]
[null,10,100,65,null,null,null,10,100,60,null,null,null,10,100,50,null,null,null,10,100,45,null,null,null,10,100,43,null,null,null,10,100,39,null,null,null,10,100,36,null,null,null,10,100,36,null,null,null,10,100,50]
[null,10,200,79,{"$f":"INDEX(LINEST(D168:D169,C168:C169,TRUE,FALSE),1)","v":0.14000000000000004},{"$f":"INDEX(LINEST(D168:D169,C168:C169,TRUE,FALSE),2)","v":50.999999999999993},{"$f":"((($I$14-4)/6)*((E169*$J$14+F169)-(E166*$J$14+F166)))+(E166*$J$14+F166)","v":62.752314814814817},10,200,67,{"$f":"INDEX(LINEST(J168:J169,I168:I169,TRUE,FALSE),1)","v":7.0000000000000021E-2},{"$f":"INDEX(LINEST(J168:J169,I168:I169,TRUE,FALSE),2)","v":53},{"$f":"((($I$14-4)/6)*((K169*$J$14+L169)-(K166*$J$14+L166)))+(K166*$J$14+L166)","v":53.708333333333329},10,200,58,{"$f":"INDEX(LINEST(P168:P169,O168:O169,TRUE,FALSE),1)","v":8.0000000000000016E-2},{"$f":"INDEX(LINEST(P168:P169,O168:O169,TRUE,FALSE),2)","v":42},{"$f":"((($I$14-4)/6)*((Q169*$J$14+R169)-(Q166*$J$14+R166)))+(Q166*$J$14+R166)","v":49.104166666666664},10,200,52,{"$f":"INDEX(LINEST(V168:V169,U168:U169,TRUE,FALSE),1)","v":7.0000000000000021E-2},{"$f":"INDEX(LINEST(V168:V169,U168:U169,TRUE,FALSE),2)","v":38},{"$f":"((($I$14-4)/6)*((W169*$J$14+X169)-(W166*$J$14+X166)))+(W166*$J$14+X166)","v":44.148148148148145},10,200,49,{"$f":"INDEX(LINEST(AB168:AB169,AA168:AA169,TRUE,FALSE),1)","v":5.9999999999999991E-2},{"$f":"INDEX(LINEST(AB168:AB169,AA168:AA169,TRUE,FALSE),2)","v":37},{"$f":"((($I$14-4)/6)*((AC169*$J$14+AD169)-(AC166*$J$14+AD166)))+(AC166*$J$14+AD166)","v":44.368055555555557},10,200,49,{"$f":"INDEX(LINEST(AH168:AH169,AG168:AG169,TRUE,FALSE),1)","v":0.1},{"$f":"INDEX(LINEST(AH168:AH169,AG168:AG169,TRUE,FALSE),2)","v":29},{"$f":"((($I$14-4)/6)*((AI169*$J$14+AJ169)-(AI166*$J$14+AJ166)))+(AI166*$J$14+AJ166)","v":45.087962962962962},10,200,45,{"$f":"INDEX(LINEST(AN168:AN169,AM168:AM169,TRUE,FALSE),1)","v":0.09},{"$f":"INDEX(LINEST(AN168:AN169,AM168:AM169,TRUE,FALSE),2)","v":27},{"$f":"((($I$14-4)/6)*((AO169*$J$14+AP169)-(AO166*$J$14+AP166)))+(AO166*$J$14+AP166)","v":39.956018518518519},10,200,46,{"$f":"INDEX(LINEST(AT168:AT169,AS168:AS169,TRUE,FALSE),1)","v":0.1},{"$f":"INDEX(LINEST(AT168:AT169,AS168:AS169,TRUE,FALSE),2)","v":26},{"$f":"((($I$14-4)/6)*((AU169*$J$14+AV169)-(AU166*$J$14+AV166)))+(AU166*$J$14+AV166)","v":36.648148148148145},10,200,59,{"$f":"INDEX(LINEST(AZ168:AZ169,AY168:AY169,TRUE,FALSE),1)","v":0.09},{"$f":"INDEX(LINEST(AZ168:AZ169,AY168:AY169,TRUE,FALSE),2)","v":41},{"$f":"((($I$14-4)/6)*((BA169*$J$14+BB169)-(BA166*$J$14+BB166)))+(BA166*$J$14+BB166)","v":50.692129629629626}]
[null,10,500,82,{"$f":"INDEX(LINEST(D169:D170,C169:C170,TRUE,FALSE),1)","v":1.0000000000000004E-2},{"$f":"INDEX(LINEST(D169:D170,C169:C170,TRUE,FALSE),2)","v":77},{"$f":"((($I$14-4)/6)*((E170*$J$14+F170)-(E167*$J$14+F167)))+(E167*$J$14+F167)","v":62.543209876543209},10,500,76,{"$f":"INDEX(LINEST(J169:J170,I169:I170,TRUE,FALSE),1)","v":0.03},{"$f":"INDEX(LINEST(J169:J170,I169:I170,TRUE,FALSE),2)","v":61},{"$f":"((($I$14-4)/6)*((K170*$J$14+L170)-(K167*$J$14+L167)))+(K167*$J$14+L167)","v":56.614969135802461},10,500,67,{"$f":"INDEX(LINEST(P169:P170,O169:O170,TRUE,FALSE),1)","v":0.03},{"$f":"INDEX(LINEST(P169:P170,O169:O170,TRUE,FALSE),2)","v":52},{"$f":"((($I$14-4)/6)*((Q170*$J$14+R170)-(Q167*$J$14+R167)))+(Q167*$J$14+R167)","v":51.966820987654316},10,500,61,{"$f":"INDEX(LINEST(V169:V170,U169:U170,TRUE,FALSE),1)","v":0.03},{"$f":"INDEX(LINEST(V169:V170,U169:U170,TRUE,FALSE),2)","v":46},{"$f":"((($I$14-4)/6)*((W170*$J$14+X170)-(W167*$J$14+X167)))+(W167*$J$14+X167)","v":46.692129629629626},10,500,60,{"$f":"INDEX(LINEST(AB169:AB170,AA169:AA170,TRUE,FALSE),1)","v":3.6666666666666674E-2},{"$f":"INDEX(LINEST(AB169:AB170,AA169:AA170,TRUE,FALSE),2)","v":41.666666666666664},{"$f":"((($I$14-4)/6)*((AC170*$J$14+AD170)-(AC167*$J$14+AD167)))+(AC167*$J$14+AD167)","v":45.716049382716051},10,500,57,{"$f":"INDEX(LINEST(AH169:AH170,AG169:AG170,TRUE,FALSE),1)","v":2.6666666666666672E-2},{"$f":"INDEX(LINEST(AH169:AH170,AG169:AG170,TRUE,FALSE),2)","v":43.666666666666664},{"$f":"((($I$14-4)/6)*((AI170*$J$14+AJ170)-(AI167*$J$14+AJ167)))+(AI167*$J$14+AJ167)","v":45.67206790123457},10,500,56,{"$f":"INDEX(LINEST(AN169:AN170,AM169:AM170,TRUE,FALSE),1)","v":3.6666666666666674E-2},{"$f":"INDEX(LINEST(AN169:AN170,AM169:AM170,TRUE,FALSE),2)","v":37.666666666666664},{"$f":"((($I$14-4)/6)*((AO170*$J$14+AP170)-(AO167*$J$14+AP167)))+(AO167*$J$14+AP167)","v":43.347993827160494},10,500,60,{"$f":"INDEX(LINEST(AT169:AT170,AS169:AS170,TRUE,FALSE),1)","v":4.6666666666666662E-2},{"$f":"INDEX(LINEST(AT169:AT170,AS169:AS170,TRUE,FALSE),2)","v":36.666666666666671},{"$f":"((($I$14-4)/6)*((AU170*$J$14+AV170)-(AU167*$J$14+AV167)))+(AU167*$J$14+AV167)","v":40.946759259259252},10,500,67,{"$f":"INDEX(LINEST(AZ169:AZ170,AY169:AY170,TRUE,FALSE),1)","v":2.6666666666666672E-2},{"$f":"INDEX(LINEST(AZ169:AZ170,AY169:AY170,TRUE,FALSE),2)","v":53.666666666666664},{"$f":"((($I$14-4)/6)*((BA170*$J$14+BB170)-(BA167*$J$14+BB167)))+(BA167*$J$14+BB167)","v":52.226851851851848}]
[]
["500x200",1,100,{"$f":"D182-1","v":50},null,null,null,1,100,{"$f":"J182-1","v":48},null,null,null,1,100,{"$f":"P182-1","v":45},null,null,null,1,100,{"$f":"V182-1","v":37},null,null,null,1,100,{"$f":"AB182-1","v":43},null,null,null,1,100,{"$f":"AH182-1","v":42},null,null,null,1,100,{"$f":"AN182-1","v":29},null,null,null,1,100,{"$f":"AT182-1","v":31},null,null,null,1,100,{"$f":"AZ182-1","v":47}]
[null,1,200,55,{"$f":"INDEX(LINEST(D172:D173,C172:C173,TRUE,FALSE),1)","v":0.05},{"$f":"INDEX(LINEST(D172:D173,C172:C173,TRUE,FALSE),2)","v":45},null,1,200,50,{"$f":"INDEX(LINEST(J172:J173,I172:I173,TRUE,FALSE),1)","v":2.0000000000000004E-2},{"$f":"INDEX(LINEST(J172:J173,I172:I173,TRUE,FALSE),2)","v":46},null,1,200,51,{"$f":"INDEX(LINEST(P172:P173,O172:O173,TRUE,FALSE),1)","v":5.9999999999999991E-2},{"$f":"INDEX(LINEST(P172:P173,O172:O173,TRUE,FALSE),2)","v":39},null,1,200,44,{"$f":"INDEX(LINEST(V172:V173,U172:U173,TRUE,FALSE),1)","v":7.0000000000000021E-2},{"$f":"INDEX(LINEST(V172:V173,U172:U173,TRUE,FALSE),2)","v":29.999999999999996},null,1,200,43,{"$f":"INDEX(LINEST(AB172:AB173,AA172:AA173,TRUE,FALSE),1)","v":0},{"$f":"INDEX(LINEST(AB172:AB173,AA172:AA173,TRUE,FALSE),2)","v":43},null,1,200,54,{"$f":"INDEX(LINEST(AH172:AH173,AG172:AG173,TRUE,FALSE),1)","v":0.11999999999999998},{"$f":"INDEX(LINEST(AH172:AH173,AG172:AG173,TRUE,FALSE),2)","v":30.000000000000004},null,1,200,37,{"$f":"INDEX(LINEST(AN172:AN173,AM172:AM173,TRUE,FALSE),1)","v":8.0000000000000016E-2},{"$f":"INDEX(LINEST(AN172:AN173,AM172:AM173,TRUE,FALSE),2)","v":21},null,1,200,36,{"$f":"INDEX(LINEST(AT172:AT173,AS172:AS173,TRUE,FALSE),1)","v":0.05},{"$f":"INDEX(LINEST(AT172:AT173,AS172:AS173,TRUE,FALSE),2)","v":26},null,1,200,56,{"$f":"INDEX(LINEST(AZ172:AZ173,AY172:AY173,TRUE,FALSE),1)","v":0.09},{"$f":"INDEX(LINEST(AZ172:AZ173,AY172:AY173,TRUE,FALSE),2)","v":38}]
[null,1,500,59,{"$f":"INDEX(LINEST(D173:D174,C173:C174,TRUE,FALSE),1)","v":1.3333333333333336E-2},{"$f":"INDEX(LINEST(D173:D174,C173:C174,TRUE,FALSE),2)","v":52.333333333333329},null,1,500,53,{"$f":"INDEX(LINEST(J173:J174,I173:I174,TRUE,FALSE),1)","v":1.0000000000000004E-2},{"$f":"INDEX(LINEST(J173:J174,I173:I174,TRUE,FALSE),2)","v":48},null,1,500,55,{"$f":"INDEX(LINEST(P173:P174,O173:O174,TRUE,FALSE),1)","v":1.3333333333333336E-2},{"$f":"INDEX(LINEST(P173:P174,O173:O174,TRUE,FALSE),2)","v":48.333333333333329},null,1,500,51,{"$f":"INDEX(LINEST(V173:V174,U173:U174,TRUE,FALSE),1)","v":2.3333333333333331E-2},{"$f":"INDEX(LINEST(V173:V174,U173:U174,TRUE,FALSE),2)","v":39.333333333333336},null,1,500,50,{"$f":"INDEX(LINEST(AB173:AB174,AA173:AA174,TRUE,FALSE),1)","v":2.3333333333333331E-2},{"$f":"INDEX(LINEST(AB173:AB174,AA173:AA174,TRUE,FALSE),2)","v":38.333333333333336},null,1,500,58,{"$f":"INDEX(LINEST(AH173:AH174,AG173:AG174,TRUE,FALSE),1)","v":1.3333333333333336E-2},{"$f":"INDEX(LINEST(AH173:AH174,AG173:AG174,TRUE,FALSE),2)","v":51.333333333333329},null,1,500,44,{"$f":"INDEX(LINEST(AN173:AN174,AM173:AM174,TRUE,FALSE),1)","v":2.3333333333333331E-2},{"$f":"INDEX(LINEST(AN173:AN174,AM173:AM174,TRUE,FALSE),2)","v":32.333333333333336},null,1,500,47,{"$f":"INDEX(LINEST(AT173:AT174,AS173:AS174,TRUE,FALSE),1)","v":3.6666666666666674E-2},{"$f":"INDEX(LINEST(AT173:AT174,AS173:AS174,TRUE,FALSE),2)","v":28.666666666666664},null,1,500,60,{"$f":"INDEX(LINEST(AZ173:AZ174,AY173:AY174,TRUE,FALSE),1)","v":1.3333333333333336E-2},{"$f":"INDEX(LINEST(AZ173:AZ174,AY173:AY174,TRUE,FALSE),2)","v":53.333333333333329}]
[null,4,100,63,null,null,null,4,100,52,null,null,null,4,100,47,null,null,null,4,100,42,null,null,null,4,100,43,null,null,null,4,100,44,null,null,null,4,100,36,null,null,null,4,100,32,null,null,null,4,100,49]
[null,4,200,66,{"$f":"INDEX(LINEST(D175:D176,C175:C176,TRUE,FALSE),1)","v":2.9999999999999995E-2},{"$f":"INDEX(LINEST(D175:D176,C175:C176,TRUE,FALSE),2)","v":60},{"$f":"((($I$15-1)/3)*((E176*$J$15+F176)-(E173*$J$15+F173)))+(E173*$J$15+F173)","v":59.611111111111114},4,200,59,{"$f":"INDEX(LINEST(J175:J176,I175:I176,TRUE,FALSE),1)","v":7.0000000000000021E-2},{"$f":"INDEX(LINEST(J175:J176,I175:I176,TRUE,FALSE),2)","v":45},{"$f":"((($I$15-1)/3)*((K176*$J$15+L176)-(K173*$J$15+L173)))+(K173*$J$15+L173)","v":52.851851851851855},4,200,54,{"$f":"INDEX(LINEST(P175:P176,O175:O176,TRUE,FALSE),1)","v":7.0000000000000021E-2},{"$f":"INDEX(LINEST(P175:P176,O175:O176,TRUE,FALSE),2)","v":40},{"$f":"((($I$15-1)/3)*((Q176*$J$15+R176)-(Q173*$J$15+R173)))+(Q173*$J$15+R173)","v":49.481481481481481},4,200,49,{"$f":"INDEX(LINEST(V175:V176,U175:U176,TRUE,FALSE),1)","v":7.0000000000000021E-2},{"$f":"INDEX(LINEST(V175:V176,U175:U176,TRUE,FALSE),2)","v":35},{"$f":"((($I$15-1)/3)*((W176*$J$15+X176)-(W173*$J$15+X173)))+(W173*$J$15+X173)","v":43.462962962962962},4,200,48,{"$f":"INDEX(LINEST(AB175:AB176,AA175:AA176,TRUE,FALSE),1)","v":0.05},{"$f":"INDEX(LINEST(AB175:AB176,AA175:AA176,TRUE,FALSE),2)","v":38},{"$f":"((($I$15-1)/3)*((AC176*$J$15+AD176)-(AC173*$J$15+AD173)))+(AC173*$J$15+AD173)","v":44.481481481481481},4,200,48,{"$f":"INDEX(LINEST(AH175:AH176,AG175:AG176,TRUE,FALSE),1)","v":4.0000000000000008E-2},{"$f":"INDEX(LINEST(AH175:AH176,AG175:AG176,TRUE,FALSE),2)","v":40},{"$f":"((($I$15-1)/3)*((AI176*$J$15+AJ176)-(AI173*$J$15+AJ173)))+(AI173*$J$15+AJ173)","v":46.814814814814817},4,200,46,{"$f":"INDEX(LINEST(AN175:AN176,AM175:AM176,TRUE,FALSE),1)","v":0.1},{"$f":"INDEX(LINEST(AN175:AN176,AM175:AM176,TRUE,FALSE),2)","v":26},{"$f":"((($I$15-1)/3)*((AO176*$J$15+AP176)-(AO173*$J$15+AP173)))+(AO173*$J$15+AP173)","v":37.74074074074074},4,200,44,{"$f":"INDEX(LINEST(AT175:AT176,AS175:AS176,TRUE,FALSE),1)","v":0.11999999999999998},{"$f":"INDEX(LINEST(AT175:AT176,AS175:AS176,TRUE,FALSE),2)","v":20.000000000000004},{"$f":"((($I$15-1)/3)*((AU176*$J$15+AV176)-(AU173*$J$15+AV173)))+(AU173*$J$15+AV173)","v":36.166666666666664},4,200,55,{"$f":"INDEX(LINEST(AZ175:AZ176,AY175:AY176,TRUE,FALSE),1)","v":5.9999999999999991E-2},{"$f":"INDEX(LINEST(AZ175:AZ176,AY175:AY176,TRUE,FALSE),2)","v":43},{"$f":"((($I$15-1)/3)*((BA176*$J$15+BB176)-(BA173*$J$15+BB173)))+(BA173*$J$15+BB173)","v":51.796296296296298}]
[null,4,500,73,{"$f":"INDEX(LINEST(D176:D177,C176:C177,TRUE,FALSE),1)","v":2.3333333333333331E-2},{"$f":"INDEX(LINEST(D176:D177,C176:C177,TRUE,FALSE),2)","v":61.333333333333336},{"$f":"((($I$15-1)/3)*((E177*$J$15+F177)-(E174*$J$15+F174)))+(E174*$J$15+F174)","v":60.55555555555555},4,500,63,{"$f":"INDEX(LINEST(J176:J177,I176:I177,TRUE,FALSE),1)","v":1.3333333333333336E-2},{"$f":"INDEX(LINEST(J176:J177,I176:I177,TRUE,FALSE),2)","v":56.333333333333329},{"$f":"((($I$15-1)/3)*((K177*$J$15+L177)-(K174*$J$15+L174)))+(K174*$J$15+L174)","v":54.734567901234563},4,500,58,{"$f":"INDEX(LINEST(P176:P177,O176:O177,TRUE,FALSE),1)","v":1.3333333333333336E-2},{"$f":"INDEX(LINEST(P176:P177,O176:O177,TRUE,FALSE),2)","v":51.333333333333329},{"$f":"((($I$15-1)/3)*((Q177*$J$15+R177)-(Q174*$J$15+R174)))+(Q174*$J$15+R174)","v":52.111111111111107},4,500,55,{"$f":"INDEX(LINEST(V176:V177,U176:U177,TRUE,FALSE),1)","v":2.0000000000000007E-2},{"$f":"INDEX(LINEST(V176:V177,U176:U177,TRUE,FALSE),2)","v":45},{"$f":"((($I$15-1)/3)*((W177*$J$15+X177)-(W174*$J$15+X174)))+(W174*$J$15+X174)","v":45.895061728395063},4,500,55,{"$f":"INDEX(LINEST(AB176:AB177,AA176:AA177,TRUE,FALSE),1)","v":2.3333333333333331E-2},{"$f":"INDEX(LINEST(AB176:AB177,AA176:AA177,TRUE,FALSE),2)","v":43.333333333333336},{"$f":"((($I$15-1)/3)*((AC177*$J$15+AD177)-(AC174*$J$15+AD174)))+(AC174*$J$15+AD174)","v":44.796296296296298},4,500,55,{"$f":"INDEX(LINEST(AH176:AH177,AG176:AG177,TRUE,FALSE),1)","v":2.3333333333333331E-2},{"$f":"INDEX(LINEST(AH176:AH177,AG176:AG177,TRUE,FALSE),2)","v":43.333333333333336},{"$f":"((($I$15-1)/3)*((AI177*$J$15+AJ177)-(AI174*$J$15+AJ174)))+(AI174*$J$15+AJ174)","v":49.481481481481481},4,500,56,{"$f":"INDEX(LINEST(AN176:AN177,AM176:AM177,TRUE,FALSE),1)","v":3.3333333333333333E-2},{"$f":"INDEX(LINEST(AN176:AN177,AM176:AM177,TRUE,FALSE),2)","v":39.333333333333336},{"$f":"((($I$15-1)/3)*((AO177*$J$15+AP177)-(AO174*$J$15+AP174)))+(AO174*$J$15+AP174)","v":40.870370370370374},4,500,55,{"$f":"INDEX(LINEST(AT176:AT177,AS176:AS177,TRUE,FALSE),1)","v":3.6666666666666674E-2},{"$f":"INDEX(LINEST(AT176:AT177,AS176:AS177,TRUE,FALSE),2)","v":36.666666666666664},{"$f":"((($I$15-1)/3)*((AU177*$J$15+AV177)-(AU174*$J$15+AV174)))+(AU174*$J$15+AV174)","v":38.907407407407405},4,500,63,{"$f":"INDEX(LINEST(AZ176:AZ177,AY176:AY177,TRUE,FALSE),1)","v":2.6666666666666672E-2},{"$f":"INDEX(LINEST(AZ176:AZ177,AY176:AY177,TRUE,FALSE),2)","v":49.666666666666664},{"$f":"((($I$15-1)/3)*((BA177*$J$15+BB177)-(BA174*$J$15+BB174)))+(BA174*$J$15+BB174)","v":54.345679012345677}]
[null,10,100,66,null,null,null,10,100,61,null,null,null,10,100,51,null,null,null,10,100,46,null,null,null,10,100,44,null,null,null,10,100,40,null,null,null,10,100,37,null,null,null,10,100,37,null,null,null,10,100,51]
[null,10,200,80,{"$f":"INDEX(LINEST(D178:D179,C178:C179,TRUE,FALSE),1)","v":0.14000000000000004},{"$f":"INDEX(LINEST(D178:D179,C178:C179,TRUE,FALSE),2)","v":51.999999999999993},{"$f":"((($I$15-4)/6)*((E179*$J$15+F179)-(E176*$J$15+F176)))+(E176*$J$15+F176)","v":62.768518518518519},10,200,68,{"$f":"INDEX(LINEST(J178:J179,I178:I179,TRUE,FALSE),1)","v":7.0000000000000021E-2},{"$f":"INDEX(LINEST(J178:J179,I178:I179,TRUE,FALSE),2)","v":54},{"$f":"((($I$15-4)/6)*((K179*$J$15+L179)-(K176*$J$15+L176)))+(K176*$J$15+L176)","v":53.666666666666664},10,200,59,{"$f":"INDEX(LINEST(P178:P179,O178:O179,TRUE,FALSE),1)","v":8.0000000000000016E-2},{"$f":"INDEX(LINEST(P178:P179,O178:O179,TRUE,FALSE),2)","v":43},{"$f":"((($I$15-4)/6)*((Q179*$J$15+R179)-(Q176*$J$15+R176)))+(Q176*$J$15+R176)","v":49.583333333333336},10,200,53,{"$f":"INDEX(LINEST(V178:V179,U178:U179,TRUE,FALSE),1)","v":7.0000000000000021E-2},{"$f":"INDEX(LINEST(V178:V179,U178:U179,TRUE,FALSE),2)","v":39},{"$f":"((($I$15-4)/6)*((W179*$J$15+X179)-(W176*$J$15+X176)))+(W176*$J$15+X176)","v":44.685185185185183},10,200,50,{"$f":"INDEX(LINEST(AB178:AB179,AA178:AA179,TRUE,FALSE),1)","v":5.9999999999999991E-2},{"$f":"INDEX(LINEST(AB178:AB179,AA178:AA179,TRUE,FALSE),2)","v":38},{"$f":"((($I$15-4)/6)*((AC179*$J$15+AD179)-(AC176*$J$15+AD176)))+(AC176*$J$15+AD176)","v":45.194444444444443},10,200,50,{"$f":"INDEX(LINEST(AH178:AH179,AG178:AG179,TRUE,FALSE),1)","v":0.1},{"$f":"INDEX(LINEST(AH178:AH179,AG178:AG179,TRUE,FALSE),2)","v":30},{"$f":"((($I$15-4)/6)*((AI179*$J$15+AJ179)-(AI176*$J$15+AJ176)))+(AI176*$J$15+AJ176)","v":46.203703703703702},10,200,46,{"$f":"INDEX(LINEST(AN178:AN179,AM178:AM179,TRUE,FALSE),1)","v":0.09},{"$f":"INDEX(LINEST(AN178:AN179,AM178:AM179,TRUE,FALSE),2)","v":28},{"$f":"((($I$15-4)/6)*((AO179*$J$15+AP179)-(AO176*$J$15+AP176)))+(AO176*$J$15+AP176)","v":40.898148148148145},10,200,47,{"$f":"INDEX(LINEST(AT178:AT179,AS178:AS179,TRUE,FALSE),1)","v":0.1},{"$f":"INDEX(LINEST(AT178:AT179,AS178:AS179,TRUE,FALSE),2)","v":27},{"$f":"((($I$15-4)/6)*((AU179*$J$15+AV179)-(AU176*$J$15+AV176)))+(AU176*$J$15+AV176)","v":37.185185185185183},10,200,60,{"$f":"INDEX(LINEST(AZ178:AZ179,AY178:AY179,TRUE,FALSE),1)","v":0.09},{"$f":"INDEX(LINEST(AZ178:AZ179,AY178:AY179,TRUE,FALSE),2)","v":42},{"$f":"((($I$15-4)/6)*((BA179*$J$15+BB179)-(BA176*$J$15+BB176)))+(BA176*$J$15+BB176)","v":51.287037037037038}]
[null,10,500,83,{"$f":"INDEX(LINEST(D179:D180,C179:C180,TRUE,FALSE),1)","v":1.0000000000000004E-2},{"$f":"INDEX(LINEST(D179:D180,C179:C180,TRUE,FALSE),2)","v":78},{"$f":"((($I$15-4)/6)*((E180*$J$15+F180)-(E177*$J$15+F177)))+(E177*$J$15+F177)","v":61.84567901234567},10,500,77,{"$f":"INDEX(LINEST(J179:J180,I179:I180,TRUE,FALSE),1)","v":0.03},{"$f":"INDEX(LINEST(J179:J180,I179:I180,TRUE,FALSE),2)","v":62},{"$f":"((($I$15-4)/6)*((K180*$J$15+L180)-(K177*$J$15+L177)))+(K177*$J$15+L177)","v":56.669753086419746},10,500,68,{"$f":"INDEX(LINEST(P179:P180,O179:O180,TRUE,FALSE),1)","v":0.03},{"$f":"INDEX(LINEST(P179:P180,O179:O180,TRUE,FALSE),2)","v":53},{"$f":"((($I$15-4)/6)*((Q180*$J$15+R180)-(Q177*$J$15+R177)))+(Q177*$J$15+R177)","v":52.484567901234563},10,500,62,{"$f":"INDEX(LINEST(V179:V180,U179:U180,TRUE,FALSE),1)","v":0.03},{"$f":"INDEX(LINEST(V179:V180,U179:U180,TRUE,FALSE),2)","v":47},{"$f":"((($I$15-4)/6)*((W180*$J$15+X180)-(W177*$J$15+X177)))+(W177*$J$15+X177)","v":47.287037037037038},10,500,61,{"$f":"INDEX(LINEST(AB179:AB180,AA179:AA180,TRUE,FALSE),1)","v":3.6666666666666674E-2},{"$f":"INDEX(LINEST(AB179:AB180,AA179:AA180,TRUE,FALSE),2)","v":42.666666666666664},{"$f":"((($I$15-4)/6)*((AC180*$J$15+AD180)-(AC177*$J$15+AD177)))+(AC177*$J$15+AD177)","v":46.561728395061735},10,500,58,{"$f":"INDEX(LINEST(AH179:AH180,AG179:AG180,TRUE,FALSE),1)","v":2.6666666666666672E-2},{"$f":"INDEX(LINEST(AH179:AH180,AG179:AG180,TRUE,FALSE),2)","v":44.666666666666664},{"$f":"((($I$15-4)/6)*((AI180*$J$15+AJ180)-(AI177*$J$15+AJ177)))+(AI177*$J$15+AJ177)","v":46.45987654320988},10,500,57,{"$f":"INDEX(LINEST(AN179:AN180,AM179:AM180,TRUE,FALSE),1)","v":3.6666666666666674E-2},{"$f":"INDEX(LINEST(AN179:AN180,AM179:AM180,TRUE,FALSE),2)","v":38.666666666666664},{"$f":"((($I$15-4)/6)*((AO180*$J$15+AP180)-(AO177*$J$15+AP177)))+(AO177*$J$15+AP177)","v":44.367283950617285},10,500,61,{"$f":"INDEX(LINEST(AT179:AT180,AS179:AS180,TRUE,FALSE),1)","v":4.6666666666666662E-2},{"$f":"INDEX(LINEST(AT179:AT180,AS179:AS180,TRUE,FALSE),2)","v":37.666666666666671},{"$f":"((($I$15-4)/6)*((AU180*$J$15+AV180)-(AU177*$J$15+AV177)))+(AU177*$J$15+AV177)","v":41.657407407407405},10,500,68,{"$f":"INDEX(LINEST(AZ179:AZ180,AY179:AY180,TRUE,FALSE),1)","v":2.6666666666666672E-2},{"$f":"INDEX(LINEST(AZ179:AZ180,AY179:AY180,TRUE,FALSE),2)","v":54.666666666666664},{"$f":"((($I$15-4)/6)*((BA180*$J$15+BB180)-(BA177*$J$15+BB177)))+(BA177*$J$15+BB177)","v":52.648148148148145}]
[]
["600x200",1,100,51,null,null,null,1,100,49,null,null,null,1,100,46,null,null,null,1,100,38,null,null,null,1,100,44,null,null,null,1,100,43,null,null,null,1,100,30,null,null,null,1,100,32,null,null,null,1,100,48]
[null,1,200,56,{"$f":"INDEX(LINEST(D182:D183,C182:C183,TRUE,FALSE),1)","v":0.05},{"$f":"INDEX(LINEST(D182:D183,C182:C183,TRUE,FALSE),2)","v":46},null,1,200,51,{"$f":"INDEX(LINEST(J182:J183,I182:I183,TRUE,FALSE),1)","v":2.0000000000000004E-2},{"$f":"INDEX(LINEST(J182:J183,I182:I183,TRUE,FALSE),2)","v":47},null,1,200,52,{"$f":"INDEX(LINEST(P182:P183,O182:O183,TRUE,FALSE),1)","v":5.9999999999999991E-2},{"$f":"INDEX(LINEST(P182:P183,O182:O183,TRUE,FALSE),2)","v":40},null,1,200,45,{"$f":"INDEX(LINEST(V182:V183,U182:U183,TRUE,FALSE),1)","v":7.0000000000000021E-2},{"$f":"INDEX(LINEST(V182:V183,U182:U183,TRUE,FALSE),2)","v":30.999999999999996},null,1,200,44,{"$f":"INDEX(LINEST(AB182:AB183,AA182:AA183,TRUE,FALSE),1)","v":0},{"$f":"INDEX(LINEST(AB182:AB183,AA182:AA183,TRUE,FALSE),2)","v":44},null,1,200,55,{"$f":"INDEX(LINEST(AH182:AH183,AG182:AG183,TRUE,FALSE),1)","v":0.11999999999999998},{"$f":"INDEX(LINEST(AH182:AH183,AG182:AG183,TRUE,FALSE),2)","v":31.000000000000004},null,1,200,38,{"$f":"INDEX(LINEST(AN182:AN183,AM182:AM183,TRUE,FALSE),1)","v":8.0000000000000016E-2},{"$f":"INDEX(LINEST(AN182:AN183,AM182:AM183,TRUE,FALSE),2)","v":22},null,1,200,37,{"$f":"INDEX(LINEST(AT182:AT183,AS182:AS183,TRUE,FALSE),1)","v":0.05},{"$f":"INDEX(LINEST(AT182:AT183,AS182:AS183,TRUE,FALSE),2)","v":27},null,1,200,57,{"$f":"INDEX(LINEST(AZ182:AZ183,AY182:AY183,TRUE,FALSE),1)","v":0.09},{"$f":"INDEX(LINEST(AZ182:AZ183,AY182:AY183,TRUE,FALSE),2)","v":39}]
[null,1,500,60,{"$f":"INDEX(LINEST(D183:D184,C183:C184,TRUE,FALSE),1)","v":1.3333333333333336E-2},{"$f":"INDEX(LINEST(D183:D184,C183:C184,TRUE,FALSE),2)","v":53.333333333333329},null,1,500,54,{"$f":"INDEX(LINEST(J183:J184,I183:I184,TRUE,FALSE),1)","v":1.0000000000000004E-2},{"$f":"INDEX(LINEST(J183:J184,I183:I184,TRUE,FALSE),2)","v":49},null,1,500,56,{"$f":"INDEX(LINEST(P183:P184,O183:O184,TRUE,FALSE),1)","v":1.3333333333333336E-2},{"$f":"INDEX(LINEST(P183:P184,O183:O184,TRUE,FALSE),2)","v":49.333333333333329},null,1,500,52,{"$f":"INDEX(LINEST(V183:V184,U183:U184,TRUE,FALSE),1)","v":2.3333333333333331E-2},{"$f":"INDEX(LINEST(V183:V184,U183:U184,TRUE,FALSE),2)","v":40.333333333333336},null,1,500,51,{"$f":"INDEX(LINEST(AB183:AB184,AA183:AA184,TRUE,FALSE),1)","v":2.3333333333333331E-2},{"$f":"INDEX(LINEST(AB183:AB184,AA183:AA184,TRUE,FALSE),2)","v":39.333333333333336},null,1,500,59,{"$f":"INDEX(LINEST(AH183:AH184,AG183:AG184,TRUE,FALSE),1)","v":1.3333333333333336E-2},{"$f":"INDEX(LINEST(AH183:AH184,AG183:AG184,TRUE,FALSE),2)","v":52.333333333333329},null,1,500,45,{"$f":"INDEX(LINEST(AN183:AN184,AM183:AM184,TRUE,FALSE),1)","v":2.3333333333333331E-2},{"$f":"INDEX(LINEST(AN183:AN184,AM183:AM184,TRUE,FALSE),2)","v":33.333333333333336},null,1,500,48,{"$f":"INDEX(LINEST(AT183:AT184,AS183:AS184,TRUE,FALSE),1)","v":3.6666666666666674E-2},{"$f":"INDEX(LINEST(AT183:AT184,AS183:AS184,TRUE,FALSE),2)","v":29.666666666666664},null,1,500,61,{"$f":"INDEX(LINEST(AZ183:AZ184,AY183:AY184,TRUE,FALSE),1)","v":1.3333333333333336E-2},{"$f":"INDEX(LINEST(AZ183:AZ184,AY183:AY184,TRUE,FALSE),2)","v":54.333333333333329}]
[null,4,100,64,null,null,null,4,100,53,null,null,null,4,100,48,null,null,null,4,100,43,null,null,null,4,100,44,null,null,null,4,100,45,null,null,null,4,100,37,null,null,null,4,100,33,null,null,null,4,100,50]
[null,4,200,67,{"$f":"INDEX(LINEST(D185:D186,C185:C186,TRUE,FALSE),1)","v":2.9999999999999995E-2},{"$f":"INDEX(LINEST(D185:D186,C185:C186,TRUE,FALSE),2)","v":61},{"$f":"((($I$16-1)/3)*((E186*$J$16+F186)-(E183*$J$16+F183)))+(E183*$J$16+F183)","v":58.75925925925926},4,200,60,{"$f":"INDEX(LINEST(J185:J186,I185:I186,TRUE,FALSE),1)","v":7.0000000000000021E-2},{"$f":"INDEX(LINEST(J185:J186,I185:I186,TRUE,FALSE),2)","v":46},{"$f":"((($I$16-1)/3)*((K186*$J$16+L186)-(K183*$J$16+L183)))+(K183*$J$16+L183)","v":52.848765432098766},4,200,55,{"$f":"INDEX(LINEST(P185:P186,O185:O186,TRUE,FALSE),1)","v":7.0000000000000021E-2},{"$f":"INDEX(LINEST(P185:P186,O185:O186,TRUE,FALSE),2)","v":41},{"$f":"((($I$16-1)/3)*((Q186*$J$16+R186)-(Q183*$J$16+R183)))+(Q183*$J$16+R183)","v":50.095679012345677},4,200,50,{"$f":"INDEX(LINEST(V185:V186,U185:U186,TRUE,FALSE),1)","v":7.0000000000000021E-2},{"$f":"INDEX(LINEST(V185:V186,U185:U186,TRUE,FALSE),2)","v":36},{"$f":"((($I$16-1)/3)*((W186*$J$16+X186)-(W183*$J$16+X183)))+(W183*$J$16+X183)","v":43.691358024691361},4,200,49,{"$f":"INDEX(LINEST(AB185:AB186,AA185:AA186,TRUE,FALSE),1)","v":0.05},{"$f":"INDEX(LINEST(AB185:AB186,AA185:AA186,TRUE,FALSE),2)","v":39},{"$f":"((($I$16-1)/3)*((AC186*$J$16+AD186)-(AC183*$J$16+AD183)))+(AC183*$J$16+AD183)","v":45.095679012345677},4,200,49,{"$f":"INDEX(LINEST(AH185:AH186,AG185:AG186,TRUE,FALSE),1)","v":4.0000000000000008E-2},{"$f":"INDEX(LINEST(AH185:AH186,AG185:AG186,TRUE,FALSE),2)","v":41},{"$f":"((($I$16-1)/3)*((AI186*$J$16+AJ186)-(AI183*$J$16+AJ183)))+(AI183*$J$16+AJ183)","v":48.123456790123456},4,200,47,{"$f":"INDEX(LINEST(AN185:AN186,AM185:AM186,TRUE,FALSE),1)","v":0.1},{"$f":"INDEX(LINEST(AN185:AN186,AM185:AM186,TRUE,FALSE),2)","v":27},{"$f":"((($I$16-1)/3)*((AO186*$J$16+AP186)-(AO183*$J$16+AP183)))+(AO183*$J$16+AP183)","v":37.506172839506171},4,200,45,{"$f":"INDEX(LINEST(AT185:AT186,AS185:AS186,TRUE,FALSE),1)","v":0.11999999999999998},{"$f":"INDEX(LINEST(AT185:AT186,AS185:AS186,TRUE,FALSE),2)","v":21.000000000000004},{"$f":"((($I$16-1)/3)*((AU186*$J$16+AV186)-(AU183*$J$16+AV183)))+(AU183*$J$16+AV183)","v":36.472222222222221},4,200,56,{"$f":"INDEX(LINEST(AZ185:AZ186,AY185:AY186,TRUE,FALSE),1)","v":5.9999999999999991E-2},{"$f":"INDEX(LINEST(AZ185:AZ186,AY185:AY186,TRUE,FALSE),2)","v":44},{"$f":"((($I$16-1)/3)*((BA186*$J$16+BB186)-(BA183*$J$16+BB183)))+(BA183*$J$16+BB183)","v":52.719135802469133}]
[null,4,500,74,{"$f":"INDEX(LINEST(D186:D187,C186:C187,TRUE,FALSE),1)","v":2.3333333333333331E-2},{"$f":"INDEX(LINEST(D186:D187,C186:C187,TRUE,FALSE),2)","v":62.333333333333336},{"$f":"((($I$16-1)/3)*((E187*$J$16+F187)-(E184*$J$16+F184)))+(E184*$J$16+F184)","v":59.935185185185183},4,500,64,{"$f":"INDEX(LINEST(J186:J187,I186:I187,TRUE,FALSE),1)","v":1.3333333333333336E-2},{"$f":"INDEX(LINEST(J186:J187,I186:I187,TRUE,FALSE),2)","v":57.333333333333329},{"$f":"((($I$16-1)/3)*((K187*$J$16+L187)-(K184*$J$16+L184)))+(K184*$J$16+L184)","v":54.371399176954732},4,500,59,{"$f":"INDEX(LINEST(P186:P187,O186:O187,TRUE,FALSE),1)","v":1.3333333333333336E-2},{"$f":"INDEX(LINEST(P186:P187,O186:O187,TRUE,FALSE),2)","v":52.333333333333329},{"$f":"((($I$16-1)/3)*((Q187*$J$16+R187)-(Q184*$J$16+R184)))+(Q184*$J$16+R184)","v":52.648148148148145},4,500,56,{"$f":"INDEX(LINEST(V186:V187,U186:U187,TRUE,FALSE),1)","v":2.0000000000000007E-2},{"$f":"INDEX(LINEST(V186:V187,U186:U187,TRUE,FALSE),2)","v":46},{"$f":"((($I$16-1)/3)*((W187*$J$16+X187)-(W184*$J$16+X184)))+(W184*$J$16+X184)","v":46.097736625514408},4,500,56,{"$f":"INDEX(LINEST(AB186:AB187,AA186:AA187,TRUE,FALSE),1)","v":2.3333333333333331E-2},{"$f":"INDEX(LINEST(AB186:AB187,AA186:AA187,TRUE,FALSE),2)","v":44.333333333333336},{"$f":"((($I$16-1)/3)*((AC187*$J$16+AD187)-(AC184*$J$16+AD184)))+(AC184*$J$16+AD184)","v":45.024691358024697},4,500,56,{"$f":"INDEX(LINEST(AH186:AH187,AG186:AG187,TRUE,FALSE),1)","v":2.3333333333333331E-2},{"$f":"INDEX(LINEST(AH186:AH187,AG186:AG187,TRUE,FALSE),2)","v":44.333333333333336},{"$f":"((($I$16-1)/3)*((AI187*$J$16+AJ187)-(AI184*$J$16+AJ184)))+(AI184*$J$16+AJ184)","v":51.48456790123457},4,500,57,{"$f":"INDEX(LINEST(AN186:AN187,AM186:AM187,TRUE,FALSE),1)","v":3.3333333333333333E-2},{"$f":"INDEX(LINEST(AN186:AN187,AM186:AM187,TRUE,FALSE),2)","v":40.333333333333336},{"$f":"((($I$16-1)/3)*((AO187*$J$16+AP187)-(AO184*$J$16+AP184)))+(AO184*$J$16+AP184)","v":40.558641975308646},4,500,56,{"$f":"INDEX(LINEST(AT186:AT187,AS186:AS187,TRUE,FALSE),1)","v":3.6666666666666674E-2},{"$f":"INDEX(LINEST(AT186:AT187,AS186:AS187,TRUE,FALSE),2)","v":37.666666666666664},{"$f":"((($I$16-1)/3)*((AU187*$J$16+AV187)-(AU184*$J$16+AV184)))+(AU184*$J$16+AV184)","v":38.672839506172835},4,500,64,{"$f":"INDEX(LINEST(AZ186:AZ187,AY186:AY187,TRUE,FALSE),1)","v":2.6666666666666672E-2},{"$f":"INDEX(LINEST(AZ186:AZ187,AY186:AY187,TRUE,FALSE),2)","v":50.666666666666664},{"$f":"((($I$16-1)/3)*((BA187*$J$16+BB187)-(BA184*$J$16+BB184)))+(BA184*$J$16+BB184)","v":55.602880658436213}]
[null,10,100,67,null,null,null,10,100,62,null,null,null,10,100,52,null,null,null,10,100,47,null,null,null,10,100,45,null,null,null,10,100,41,null,null,null,10,100,38,null,null,null,10,100,38,null,null,null,10,100,52]
[null,10,200,81,{"$f":"INDEX(LINEST(D188:D189,C188:C189,TRUE,FALSE),1)","v":0.14000000000000004},{"$f":"INDEX(LINEST(D188:D189,C188:C189,TRUE,FALSE),2)","v":52.999999999999993},{"$f":"((($I$16-4)/6)*((E189*$J$16+F189)-(E186*$J$16+F186)))+(E186*$J$16+F186)","v":63.112654320987652},10,200,69,{"$f":"INDEX(LINEST(J188:J189,I188:I189,TRUE,FALSE),1)","v":7.0000000000000021E-2},{"$f":"INDEX(LINEST(J188:J189,I188:I189,TRUE,FALSE),2)","v":55},{"$f":"((($I$16-4)/6)*((K189*$J$16+L189)-(K186*$J$16+L186)))+(K186*$J$16+L186)","v":53.972222222222221},10,200,60,{"$f":"INDEX(LINEST(P188:P189,O188:O189,TRUE,FALSE),1)","v":8.0000000000000016E-2},{"$f":"INDEX(LINEST(P188:P189,O188:O189,TRUE,FALSE),2)","v":44},{"$f":"((($I$16-4)/6)*((Q189*$J$16+R189)-(Q186*$J$16+R186)))+(Q186*$J$16+R186)","v":50.236111111111114},10,200,54,{"$f":"INDEX(LINEST(V188:V189,U188:U189,TRUE,FALSE),1)","v":7.0000000000000021E-2},{"$f":"INDEX(LINEST(V188:V189,U188:U189,TRUE,FALSE),2)","v":40},{"$f":"((($I$16-4)/6)*((W189*$J$16+X189)-(W186*$J$16+X186)))+(W186*$J$16+X186)","v":45.376543209876544},10,200,51,{"$f":"INDEX(LINEST(AB188:AB189,AA188:AA189,TRUE,FALSE),1)","v":5.9999999999999991E-2},{"$f":"INDEX(LINEST(AB188:AB189,AA188:AA189,TRUE,FALSE),2)","v":39},{"$f":"((($I$16-4)/6)*((AC189*$J$16+AD189)-(AC186*$J$16+AD186)))+(AC186*$J$16+AD186)","v":46.078703703703702},10,200,51,{"$f":"INDEX(LINEST(AH188:AH189,AG188:AG189,TRUE,FALSE),1)","v":0.1},{"$f":"INDEX(LINEST(AH188:AH189,AG188:AG189,TRUE,FALSE),2)","v":31},{"$f":"((($I$16-4)/6)*((AI189*$J$16+AJ189)-(AI186*$J$16+AJ186)))+(AI186*$J$16+AJ186)","v":47.280864197530867},10,200,47,{"$f":"INDEX(LINEST(AN188:AN189,AM188:AM189,TRUE,FALSE),1)","v":0.09},{"$f":"INDEX(LINEST(AN188:AN189,AM188:AM189,TRUE,FALSE),2)","v":29},{"$f":"((($I$16-4)/6)*((AO189*$J$16+AP189)-(AO186*$J$16+AP186)))+(AO186*$J$16+AP186)","v":41.85956790123457},10,200,48,{"$f":"INDEX(LINEST(AT188:AT189,AS188:AS189,TRUE,FALSE),1)","v":0.1},{"$f":"INDEX(LINEST(AT188:AT189,AS188:AS189,TRUE,FALSE),2)","v":28},{"$f":"((($I$16-4)/6)*((AU189*$J$16+AV189)-(AU186*$J$16+AV186)))+(AU186*$J$16+AV186)","v":37.876543209876544},10,200,61,{"$f":"INDEX(LINEST(AZ188:AZ189,AY188:AY189,TRUE,FALSE),1)","v":0.09},{"$f":"INDEX(LINEST(AZ188:AZ189,AY188:AY189,TRUE,FALSE),2)","v":43},{"$f":"((($I$16-4)/6)*((BA189*$J$16+BB189)-(BA186*$J$16+BB186)))+(BA186*$J$16+BB186)","v":52.016975308641975}]
[null,10,500,84,{"$f":"INDEX(LINEST(D189:D190,C189:C190,TRUE,FALSE),1)","v":1.0000000000000004E-2},{"$f":"INDEX(LINEST(D189:D190,C189:C190,TRUE,FALSE),2)","v":79},{"$f":"((($I$16-4)/6)*((E190*$J$16+F190)-(E187*$J$16+F187)))+(E187*$J$16+F187)","v":61.71399176954732},10,500,78,{"$f":"INDEX(LINEST(J189:J190,I189:I190,TRUE,FALSE),1)","v":0.03},{"$f":"INDEX(LINEST(J189:J190,I189:I190,TRUE,FALSE),2)","v":63},{"$f":"((($I$16-4)/6)*((K190*$J$16+L190)-(K187*$J$16+L187)))+(K187*$J$16+L187)","v":57.039609053497934},10,500,69,{"$f":"INDEX(LINEST(P189:P190,O189:O190,TRUE,FALSE),1)","v":0.03},{"$f":"INDEX(LINEST(P189:P190,O189:O190,TRUE,FALSE),2)","v":54},{"$f":"((($I$16-4)/6)*((Q190*$J$16+R190)-(Q187*$J$16+R187)))+(Q187*$J$16+R187)","v":53.163065843621396},10,500,63,{"$f":"INDEX(LINEST(V189:V190,U189:U190,TRUE,FALSE),1)","v":0.03},{"$f":"INDEX(LINEST(V189:V190,U189:U190,TRUE,FALSE),2)","v":48},{"$f":"((($I$16-4)/6)*((W190*$J$16+X190)-(W187*$J$16+X187)))+(W187*$J$16+X187)","v":48.016975308641975},10,500,62,{"$f":"INDEX(LINEST(AB189:AB190,AA189:AA190,TRUE,FALSE),1)","v":3.6666666666666674E-2},{"$f":"INDEX(LINEST(AB189:AB190,AA189:AA190,TRUE,FALSE),2)","v":43.666666666666664},{"$f":"((($I$16-4)/6)*((AC190*$J$16+AD190)-(AC187*$J$16+AD187)))+(AC187*$J$16+AD187)","v":47.458847736625515},10,500,59,{"$f":"INDEX(LINEST(AH189:AH190,AG189:AG190,TRUE,FALSE),1)","v":2.6666666666666672E-2},{"$f":"INDEX(LINEST(AH189:AH190,AG189:AG190,TRUE,FALSE),2)","v":45.666666666666664},{"$f":"((($I$16-4)/6)*((AI190*$J$16+AJ190)-(AI187*$J$16+AJ187)))+(AI187*$J$16+AJ187)","v":47.318415637860085},10,500,58,{"$f":"INDEX(LINEST(AN189:AN190,AM189:AM190,TRUE,FALSE),1)","v":3.6666666666666674E-2},{"$f":"INDEX(LINEST(AN189:AN190,AM189:AM190,TRUE,FALSE),2)","v":39.666666666666664},{"$f":"((($I$16-4)/6)*((AO190*$J$16+AP190)-(AO187*$J$16+AP187)))+(AO187*$J$16+AP187)","v":45.380144032921812},10,500,62,{"$f":"INDEX(LINEST(AT189:AT190,AS189:AS190,TRUE,FALSE),1)","v":4.6666666666666662E-2},{"$f":"INDEX(LINEST(AT189:AT190,AS189:AS190,TRUE,FALSE),2)","v":38.666666666666671},{"$f":"((($I$16-4)/6)*((AU190*$J$16+AV190)-(AU187*$J$16+AV187)))+(AU187*$J$16+AV187)","v":42.464506172839499},10,500,69,{"$f":"INDEX(LINEST(AZ189:AZ190,AY189:AY190,TRUE,FALSE),1)","v":2.6666666666666672E-2},{"$f":"INDEX(LINEST(AZ189:AZ190,AY189:AY190,TRUE,FALSE),2)","v":55.666666666666664},{"$f":"((($I$16-4)/6)*((BA190*$J$16+BB190)-(BA187*$J$16+BB187)))+(BA187*$J$16+BB187)","v":53.262345679012341}]
[]
["800x200",1,100,{"$f":"D182+1","v":52},null,null,null,1,100,{"$f":"J182+1","v":50},null,null,null,1,100,{"$f":"P182+1","v":47},null,null,null,1,100,{"$f":"V182+1","v":39},null,null,null,1,100,{"$f":"AB182+1","v":45},null,null,null,1,100,{"$f":"AH182+1","v":44},null,null,null,1,100,{"$f":"AN182+1","v":31},null,null,null,1,100,{"$f":"AT182+1","v":33},null,null,null,1,100,{"$f":"AZ182+1","v":49}]
[null,1,200,57,{"$f":"INDEX(LINEST(D192:D193,C192:C193,TRUE,FALSE),1)","v":0.05},{"$f":"INDEX(LINEST(D192:D193,C192:C193,TRUE,FALSE),2)","v":47},null,1,200,52,{"$f":"INDEX(LINEST(J192:J193,I192:I193,TRUE,FALSE),1)","v":2.0000000000000004E-2},{"$f":"INDEX(LINEST(J192:J193,I192:I193,TRUE,FALSE),2)","v":48},null,1,200,53,{"$f":"INDEX(LINEST(P192:P193,O192:O193,TRUE,FALSE),1)","v":5.9999999999999991E-2},{"$f":"INDEX(LINEST(P192:P193,O192:O193,TRUE,FALSE),2)","v":41},null,1,200,46,{"$f":"INDEX(LINEST(V192:V193,U192:U193,TRUE,FALSE),1)","v":7.0000000000000021E-2},{"$f":"INDEX(LINEST(V192:V193,U192:U193,TRUE,FALSE),2)","v":31.999999999999996},null,1,200,45,{"$f":"INDEX(LINEST(AB192:AB193,AA192:AA193,TRUE,FALSE),1)","v":0},{"$f":"INDEX(LINEST(AB192:AB193,AA192:AA193,TRUE,FALSE),2)","v":45},null,1,200,56,{"$f":"INDEX(LINEST(AH192:AH193,AG192:AG193,TRUE,FALSE),1)","v":0.11999999999999998},{"$f":"INDEX(LINEST(AH192:AH193,AG192:AG193,TRUE,FALSE),2)","v":32},null,1,200,39,{"$f":"INDEX(LINEST(AN192:AN193,AM192:AM193,TRUE,FALSE),1)","v":8.0000000000000016E-2},{"$f":"INDEX(LINEST(AN192:AN193,AM192:AM193,TRUE,FALSE),2)","v":23},null,1,200,38,{"$f":"INDEX(LINEST(AT192:AT193,AS192:AS193,TRUE,FALSE),1)","v":0.05},{"$f":"INDEX(LINEST(AT192:AT193,AS192:AS193,TRUE,FALSE),2)","v":28},null,1,200,58,{"$f":"INDEX(LINEST(AZ192:AZ193,AY192:AY193,TRUE,FALSE),1)","v":0.09},{"$f":"INDEX(LINEST(AZ192:AZ193,AY192:AY193,TRUE,FALSE),2)","v":40}]
[null,1,500,61,{"$f":"INDEX(LINEST(D193:D194,C193:C194,TRUE,FALSE),1)","v":1.3333333333333336E-2},{"$f":"INDEX(LINEST(D193:D194,C193:C194,TRUE,FALSE),2)","v":54.333333333333329},null,1,500,55,{"$f":"INDEX(LINEST(J193:J194,I193:I194,TRUE,FALSE),1)","v":1.0000000000000004E-2},{"$f":"INDEX(LINEST(J193:J194,I193:I194,TRUE,FALSE),2)","v":50},null,1,500,57,{"$f":"INDEX(LINEST(P193:P194,O193:O194,TRUE,FALSE),1)","v":1.3333333333333336E-2},{"$f":"INDEX(LINEST(P193:P194,O193:O194,TRUE,FALSE),2)","v":50.333333333333329},null,1,500,53,{"$f":"INDEX(LINEST(V193:V194,U193:U194,TRUE,FALSE),1)","v":2.3333333333333331E-2},{"$f":"INDEX(LINEST(V193:V194,U193:U194,TRUE,FALSE),2)","v":41.333333333333336},null,1,500,52,{"$f":"INDEX(LINEST(AB193:AB194,AA193:AA194,TRUE,FALSE),1)","v":2.3333333333333331E-2},{"$f":"INDEX(LINEST(AB193:AB194,AA193:AA194,TRUE,FALSE),2)","v":40.333333333333336},null,1,500,60,{"$f":"INDEX(LINEST(AH193:AH194,AG193:AG194,TRUE,FALSE),1)","v":1.3333333333333336E-2},{"$f":"INDEX(LINEST(AH193:AH194,AG193:AG194,TRUE,FALSE),2)","v":53.333333333333329},null,1,500,46,{"$f":"INDEX(LINEST(AN193:AN194,AM193:AM194,TRUE,FALSE),1)","v":2.3333333333333331E-2},{"$f":"INDEX(LINEST(AN193:AN194,AM193:AM194,TRUE,FALSE),2)","v":34.333333333333336},null,1,500,49,{"$f":"INDEX(LINEST(AT193:AT194,AS193:AS194,TRUE,FALSE),1)","v":3.6666666666666674E-2},{"$f":"INDEX(LINEST(AT193:AT194,AS193:AS194,TRUE,FALSE),2)","v":30.666666666666664},null,1,500,62,{"$f":"INDEX(LINEST(AZ193:AZ194,AY193:AY194,TRUE,FALSE),1)","v":1.3333333333333336E-2},{"$f":"INDEX(LINEST(AZ193:AZ194,AY193:AY194,TRUE,FALSE),2)","v":55.333333333333329}]
[null,4,100,65,null,null,null,4,100,54,null,null,null,4,100,49,null,null,null,4,100,44,null,null,null,4,100,45,null,null,null,4,100,46,null,null,null,4,100,38,null,null,null,4,100,34,null,null,null,4,100,51]
[null,4,200,68,{"$f":"INDEX(LINEST(D195:D196,C195:C196,TRUE,FALSE),1)","v":2.9999999999999995E-2},{"$f":"INDEX(LINEST(D195:D196,C195:C196,TRUE,FALSE),2)","v":62},{"$f":"((($I$17-1)/3)*((E196*$J$17+F196)-(E193*$J$17+F193)))+(E193*$J$17+F193)","v":57.444444444444443},4,200,61,{"$f":"INDEX(LINEST(J195:J196,I195:I196,TRUE,FALSE),1)","v":7.0000000000000021E-2},{"$f":"INDEX(LINEST(J195:J196,I195:I196,TRUE,FALSE),2)","v":47},{"$f":"((($I$17-1)/3)*((K196*$J$17+L196)-(K193*$J$17+L193)))+(K193*$J$17+L193)","v":52.594907407407405},4,200,56,{"$f":"INDEX(LINEST(P195:P196,O195:O196,TRUE,FALSE),1)","v":7.0000000000000021E-2},{"$f":"INDEX(LINEST(P195:P196,O195:O196,TRUE,FALSE),2)","v":42},{"$f":"((($I$17-1)/3)*((Q196*$J$17+R196)-(Q193*$J$17+R193)))+(Q193*$J$17+R193)","v":50.613425925925924},4,200,51,{"$f":"INDEX(LINEST(V195:V196,U195:U196,TRUE,FALSE),1)","v":7.0000000000000021E-2},{"$f":"INDEX(LINEST(V195:V196,U195:U196,TRUE,FALSE),2)","v":37},{"$f":"((($I$17-1)/3)*((W196*$J$17+X196)-(W193*$J$17+X193)))+(W193*$J$17+X193)","v":43.726851851851848},4,200,50,{"$f":"INDEX(LINEST(AB195:AB196,AA195:AA196,TRUE,FALSE),1)","v":0.05},{"$f":"INDEX(LINEST(AB195:AB196,AA195:AA196,TRUE,FALSE),2)","v":40},{"$f":"((($I$17-1)/3)*((AC196*$J$17+AD196)-(AC193*$J$17+AD193)))+(AC193*$J$17+AD193)","v":45.613425925925924},4,200,50,{"$f":"INDEX(LINEST(AH195:AH196,AG195:AG196,TRUE,FALSE),1)","v":4.0000000000000008E-2},{"$f":"INDEX(LINEST(AH195:AH196,AG195:AG196,TRUE,FALSE),2)","v":42},{"$f":"((($I$17-1)/3)*((AI196*$J$17+AJ196)-(AI193*$J$17+AJ193)))+(AI193*$J$17+AJ193)","v":49.50925925925926},4,200,48,{"$f":"INDEX(LINEST(AN195:AN196,AM195:AM196,TRUE,FALSE),1)","v":0.1},{"$f":"INDEX(LINEST(AN195:AN196,AM195:AM196,TRUE,FALSE),2)","v":28},{"$f":"((($I$17-1)/3)*((AO196*$J$17+AP196)-(AO193*$J$17+AP193)))+(AO193*$J$17+AP193)","v":36.962962962962962},4,200,46,{"$f":"INDEX(LINEST(AT195:AT196,AS195:AS196,TRUE,FALSE),1)","v":0.11999999999999998},{"$f":"INDEX(LINEST(AT195:AT196,AS195:AS196,TRUE,FALSE),2)","v":22.000000000000004},{"$f":"((($I$17-1)/3)*((AU196*$J$17+AV196)-(AU193*$J$17+AV193)))+(AU193*$J$17+AV193)","v":36.604166666666664},4,200,57,{"$f":"INDEX(LINEST(AZ195:AZ196,AY195:AY196,TRUE,FALSE),1)","v":5.9999999999999991E-2},{"$f":"INDEX(LINEST(AZ195:AZ196,AY195:AY196,TRUE,FALSE),2)","v":45},{"$f":"((($I$17-1)/3)*((BA196*$J$17+BB196)-(BA193*$J$17+BB193)))+(BA193*$J$17+BB193)","v":53.622685185185183}]
[null,4,500,75,{"$f":"INDEX(LINEST(D196:D197,C196:C197,TRUE,FALSE),1)","v":2.3333333333333331E-2},{"$f":"INDEX(LINEST(D196:D197,C196:C197,TRUE,FALSE),2)","v":63.333333333333336},{"$f":"((($I$17-1)/3)*((E197*$J$17+F197)-(E194*$J$17+F194)))+(E194*$J$17+F194)","v":58.909722222222214},4,500,65,{"$f":"INDEX(LINEST(J196:J197,I196:I197,TRUE,FALSE),1)","v":1.3333333333333336E-2},{"$f":"INDEX(LINEST(J196:J197,I196:I197,TRUE,FALSE),2)","v":58.333333333333329},{"$f":"((($I$17-1)/3)*((K197*$J$17+L197)-(K194*$J$17+L194)))+(K194*$J$17+L194)","v":53.667438271604937},4,500,60,{"$f":"INDEX(LINEST(P196:P197,O196:O197,TRUE,FALSE),1)","v":1.3333333333333336E-2},{"$f":"INDEX(LINEST(P196:P197,O196:O197,TRUE,FALSE),2)","v":53.333333333333329},{"$f":"((($I$17-1)/3)*((Q197*$J$17+R197)-(Q194*$J$17+R194)))+(Q194*$J$17+R194)","v":53.069444444444443},4,500,57,{"$f":"INDEX(LINEST(V196:V197,U196:U197,TRUE,FALSE),1)","v":2.0000000000000007E-2},{"$f":"INDEX(LINEST(V196:V197,U196:U197,TRUE,FALSE),2)","v":47},{"$f":"((($I$17-1)/3)*((W197*$J$17+X197)-(W194*$J$17+X194)))+(W194*$J$17+X194)","v":46.101080246913583},4,500,57,{"$f":"INDEX(LINEST(AB196:AB197,AA196:AA197,TRUE,FALSE),1)","v":2.3333333333333331E-2},{"$f":"INDEX(LINEST(AB196:AB197,AA196:AA197,TRUE,FALSE),2)","v":45.333333333333336},{"$f":"((($I$17-1)/3)*((AC197*$J$17+AD197)-(AC194*$J$17+AD194)))+(AC194*$J$17+AD194)","v":45.06018518518519},4,500,57,{"$f":"INDEX(LINEST(AH196:AH197,AG196:AG197,TRUE,FALSE),1)","v":2.3333333333333331E-2},{"$f":"INDEX(LINEST(AH196:AH197,AG196:AG197,TRUE,FALSE),2)","v":45.333333333333336},{"$f":"((($I$17-1)/3)*((AI197*$J$17+AJ197)-(AI194*$J$17+AJ194)))+(AI194*$J$17+AJ194)","v":53.738425925925924},4,500,58,{"$f":"INDEX(LINEST(AN196:AN197,AM196:AM197,TRUE,FALSE),1)","v":3.3333333333333333E-2},{"$f":"INDEX(LINEST(AN196:AN197,AM196:AM197,TRUE,FALSE),2)","v":41.333333333333336},{"$f":"((($I$17-1)/3)*((AO197*$J$17+AP197)-(AO194*$J$17+AP194)))+(AO194*$J$17+AP194)","v":39.918981481481481},4,500,57,{"$f":"INDEX(LINEST(AT196:AT197,AS196:AS197,TRUE,FALSE),1)","v":3.6666666666666674E-2},{"$f":"INDEX(LINEST(AT196:AT197,AS196:AS197,TRUE,FALSE),2)","v":38.666666666666664},{"$f":"((($I$17-1)/3)*((AU197*$J$17+AV197)-(AU194*$J$17+AV194)))+(AU194*$J$17+AV194)","v":38.129629629629626},4,500,65,{"$f":"INDEX(LINEST(AZ196:AZ197,AY196:AY197,TRUE,FALSE),1)","v":2.6666666666666672E-2},{"$f":"INDEX(LINEST(AZ196:AZ197,AY196:AY197,TRUE,FALSE),2)","v":51.666666666666664},{"$f":"((($I$17-1)/3)*((BA197*$J$17+BB197)-(BA194*$J$17+BB194)))+(BA194*$J$17+BB194)","v":56.924382716049379}]
[null,10,100,68,null,null,null,10,100,63,null,null,null,10,100,53,null,null,null,10,100,48,null,null,null,10,100,46,null,null,null,10,100,42,null,null,null,10,100,39,null,null,null,10,100,39,null,null,null,10,100,53]
[null,10,200,82,{"$f":"INDEX(LINEST(D198:D199,C198:C199,TRUE,FALSE),1)","v":0.14000000000000004},{"$f":"INDEX(LINEST(D198:D199,C198:C199,TRUE,FALSE),2)","v":53.999999999999993},{"$f":"((($I$17-4)/6)*((E199*$J$17+F199)-(E196*$J$17+F196)))+(E196*$J$17+F196)","v":63.292824074074076},10,200,70,{"$f":"INDEX(LINEST(J198:J199,I198:I199,TRUE,FALSE),1)","v":7.0000000000000021E-2},{"$f":"INDEX(LINEST(J198:J199,I198:I199,TRUE,FALSE),2)","v":56},{"$f":"((($I$17-4)/6)*((K199*$J$17+L199)-(K196*$J$17+L196)))+(K196*$J$17+L196)","v":54.104166666666664},10,200,61,{"$f":"INDEX(LINEST(P198:P199,O198:O199,TRUE,FALSE),1)","v":8.0000000000000016E-2},{"$f":"INDEX(LINEST(P198:P199,O198:O199,TRUE,FALSE),2)","v":45},{"$f":"((($I$17-4)/6)*((Q199*$J$17+R199)-(Q196*$J$17+R196)))+(Q196*$J$17+R196)","v":50.802083333333336},10,200,55,{"$f":"INDEX(LINEST(V198:V199,U198:U199,TRUE,FALSE),1)","v":7.0000000000000021E-2},{"$f":"INDEX(LINEST(V198:V199,U198:U199,TRUE,FALSE),2)","v":41},{"$f":"((($I$17-4)/6)*((W199*$J$17+X199)-(W196*$J$17+X196)))+(W196*$J$17+X196)","v":45.99074074074074},10,200,52,{"$f":"INDEX(LINEST(AB198:AB199,AA198:AA199,TRUE,FALSE),1)","v":5.9999999999999991E-2},{"$f":"INDEX(LINEST(AB198:AB199,AA198:AA199,TRUE,FALSE),2)","v":40},{"$f":"((($I$17-4)/6)*((AC199*$J$17+AD199)-(AC196*$J$17+AD196)))+(AC196*$J$17+AD196)","v":46.934027777777779},10,200,52,{"$f":"INDEX(LINEST(AH198:AH199,AG198:AG199,TRUE,FALSE),1)","v":0.1},{"$f":"INDEX(LINEST(AH198:AH199,AG198:AG199,TRUE,FALSE),2)","v":32},{"$f":"((($I$17-4)/6)*((AI199*$J$17+AJ199)-(AI196*$J$17+AJ196)))+(AI196*$J$17+AJ196)","v":48.377314814814817},10,200,48,{"$f":"INDEX(LINEST(AN198:AN199,AM198:AM199,TRUE,FALSE),1)","v":0.09},{"$f":"INDEX(LINEST(AN198:AN199,AM198:AM199,TRUE,FALSE),2)","v":30},{"$f":"((($I$17-4)/6)*((AO199*$J$17+AP199)-(AO196*$J$17+AP196)))+(AO196*$J$17+AP196)","v":42.811342592592595},10,200,49,{"$f":"INDEX(LINEST(AT198:AT199,AS198:AS199,TRUE,FALSE),1)","v":0.1},{"$f":"INDEX(LINEST(AT198:AT199,AS198:AS199,TRUE,FALSE),2)","v":29},{"$f":"((($I$17-4)/6)*((AU199*$J$17+AV199)-(AU196*$J$17+AV196)))+(AU196*$J$17+AV196)","v":38.49074074074074},10,200,62,{"$f":"INDEX(LINEST(AZ198:AZ199,AY198:AY199,TRUE,FALSE),1)","v":0.09},{"$f":"INDEX(LINEST(AZ198:AZ199,AY198:AY199,TRUE,FALSE),2)","v":44},{"$f":"((($I$17-4)/6)*((BA199*$J$17+BB199)-(BA196*$J$17+BB196)))+(BA196*$J$17+BB196)","v":52.679398148148145}]
[null,10,500,85,{"$f":"INDEX(LINEST(D199:D200,C199:C200,TRUE,FALSE),1)","v":1.0000000000000004E-2},{"$f":"INDEX(LINEST(D199:D200,C199:C200,TRUE,FALSE),2)","v":80},{"$f":"((($I$17-4)/6)*((E200*$J$17+F200)-(E197*$J$17+F197)))+(E197*$J$17+F197)","v":61.299382716049372},10,500,79,{"$f":"INDEX(LINEST(J199:J200,I199:I200,TRUE,FALSE),1)","v":0.03},{"$f":"INDEX(LINEST(J199:J200,I199:I200,TRUE,FALSE),2)","v":64},{"$f":"((($I$17-4)/6)*((K200*$J$17+L200)-(K197*$J$17+L197)))+(K197*$J$17+L197)","v":57.25192901234567},10,500,70,{"$f":"INDEX(LINEST(P199:P200,O199:O200,TRUE,FALSE),1)","v":0.03},{"$f":"INDEX(LINEST(P199:P200,O199:O200,TRUE,FALSE),2)","v":55},{"$f":"((($I$17-4)/6)*((Q200*$J$17+R200)-(Q197*$J$17+R197)))+(Q197*$J$17+R197)","v":53.761188271604929},10,500,64,{"$f":"INDEX(LINEST(V199:V200,U199:U200,TRUE,FALSE),1)","v":0.03},{"$f":"INDEX(LINEST(V199:V200,U199:U200,TRUE,FALSE),2)","v":49},{"$f":"((($I$17-4)/6)*((W200*$J$17+X200)-(W197*$J$17+X197)))+(W197*$J$17+X197)","v":48.679398148148145},10,500,63,{"$f":"INDEX(LINEST(AB199:AB200,AA199:AA200,TRUE,FALSE),1)","v":3.6666666666666674E-2},{"$f":"INDEX(LINEST(AB199:AB200,AA199:AA200,TRUE,FALSE),2)","v":44.666666666666664},{"$f":"((($I$17-4)/6)*((AC200*$J$17+AD200)-(AC197*$J$17+AD197)))+(AC197*$J$17+AD197)","v":48.330246913580254},10,500,60,{"$f":"INDEX(LINEST(AH199:AH200,AG199:AG200,TRUE,FALSE),1)","v":2.6666666666666672E-2},{"$f":"INDEX(LINEST(AH199:AH200,AG199:AG200,TRUE,FALSE),2)","v":46.666666666666664},{"$f":"((($I$17-4)/6)*((AI200*$J$17+AJ200)-(AI197*$J$17+AJ197)))+(AI197*$J$17+AJ197)","v":48.141589506172842},10,500,59,{"$f":"INDEX(LINEST(AN199:AN200,AM199:AM200,TRUE,FALSE),1)","v":3.6666666666666674E-2},{"$f":"INDEX(LINEST(AN199:AN200,AM199:AM200,TRUE,FALSE),2)","v":40.666666666666664},{"$f":"((($I$17-4)/6)*((AO200*$J$17+AP200)-(AO197*$J$17+AP197)))+(AO197*$J$17+AP197)","v":46.396219135802475},10,500,63,{"$f":"INDEX(LINEST(AT199:AT200,AS199:AS200,TRUE,FALSE),1)","v":4.6666666666666662E-2},{"$f":"INDEX(LINEST(AT199:AT200,AS199:AS200,TRUE,FALSE),2)","v":39.666666666666671},{"$f":"((($I$17-4)/6)*((AU200*$J$17+AV200)-(AU197*$J$17+AV197)))+(AU197*$J$17+AV197)","v":43.223379629629626},10,500,70,{"$f":"INDEX(LINEST(AZ199:AZ200,AY199:AY200,TRUE,FALSE),1)","v":2.6666666666666672E-2},{"$f":"INDEX(LINEST(AZ199:AZ200,AY199:AY200,TRUE,FALSE),2)","v":56.666666666666664},{"$f":"((($I$17-4)/6)*((BA200*$J$17+BB200)-(BA197*$J$17+BB197)))+(BA197*$J$17+BB197)","v":53.780092592592588}]
[]
["300x250",1,100,{"$f":"D212-1","v":49},null,null,null,1,100,{"$f":"J212-1","v":46},null,null,null,1,100,{"$f":"P212-1","v":43},null,null,null,1,100,{"$f":"V212-1","v":37},null,null,null,1,100,{"$f":"AB212-1","v":43},null,null,null,1,100,{"$f":"AH212-1","v":40},null,null,null,1,100,{"$f":"AN212-1","v":27},null,null,null,1,100,{"$f":"AT212-1","v":29},null,null,null,1,100,{"$f":"AZ212-1","v":46}]
[null,1,200,52,{"$f":"INDEX(LINEST(D202:D203,C202:C203,TRUE,FALSE),1)","v":2.9999999999999995E-2},{"$f":"INDEX(LINEST(D202:D203,C202:C203,TRUE,FALSE),2)","v":46},null,1,200,48,{"$f":"INDEX(LINEST(J202:J203,I202:I203,TRUE,FALSE),1)","v":2.0000000000000004E-2},{"$f":"INDEX(LINEST(J202:J203,I202:I203,TRUE,FALSE),2)","v":44},null,1,200,49,{"$f":"INDEX(LINEST(P202:P203,O202:O203,TRUE,FALSE),1)","v":5.9999999999999991E-2},{"$f":"INDEX(LINEST(P202:P203,O202:O203,TRUE,FALSE),2)","v":37},null,1,200,42,{"$f":"INDEX(LINEST(V202:V203,U202:U203,TRUE,FALSE),1)","v":0.05},{"$f":"INDEX(LINEST(V202:V203,U202:U203,TRUE,FALSE),2)","v":32},null,1,200,44,{"$f":"INDEX(LINEST(AB202:AB203,AA202:AA203,TRUE,FALSE),1)","v":1.0000000000000002E-2},{"$f":"INDEX(LINEST(AB202:AB203,AA202:AA203,TRUE,FALSE),2)","v":42},null,1,200,52,{"$f":"INDEX(LINEST(AH202:AH203,AG202:AG203,TRUE,FALSE),1)","v":0.11999999999999998},{"$f":"INDEX(LINEST(AH202:AH203,AG202:AG203,TRUE,FALSE),2)","v":28.000000000000004},null,1,200,36,{"$f":"INDEX(LINEST(AN202:AN203,AM202:AM203,TRUE,FALSE),1)","v":0.09},{"$f":"INDEX(LINEST(AN202:AN203,AM202:AM203,TRUE,FALSE),2)","v":18},null,1,200,35,{"$f":"INDEX(LINEST(AT202:AT203,AS202:AS203,TRUE,FALSE),1)","v":5.9999999999999991E-2},{"$f":"INDEX(LINEST(AT202:AT203,AS202:AS203,TRUE,FALSE),2)","v":23},null,1,200,54,{"$f":"INDEX(LINEST(AZ202:AZ203,AY202:AY203,TRUE,FALSE),1)","v":8.0000000000000016E-2},{"$f":"INDEX(LINEST(AZ202:AZ203,AY202:AY203,TRUE,FALSE),2)","v":38}]
[null,1,500,57,{"$f":"INDEX(LINEST(D203:D204,C203:C204,TRUE,FALSE),1)","v":1.6666666666666666E-2},{"$f":"INDEX(LINEST(D203:D204,C203:C204,TRUE,FALSE),2)","v":48.666666666666664},null,1,500,52,{"$f":"INDEX(LINEST(J203:J204,I203:I204,TRUE,FALSE),1)","v":1.3333333333333336E-2},{"$f":"INDEX(LINEST(J203:J204,I203:I204,TRUE,FALSE),2)","v":45.333333333333329},null,1,500,54,{"$f":"INDEX(LINEST(P203:P204,O203:O204,TRUE,FALSE),1)","v":1.6666666666666666E-2},{"$f":"INDEX(LINEST(P203:P204,O203:O204,TRUE,FALSE),2)","v":45.666666666666664},null,1,500,51,{"$f":"INDEX(LINEST(V203:V204,U203:U204,TRUE,FALSE),1)","v":0.03},{"$f":"INDEX(LINEST(V203:V204,U203:U204,TRUE,FALSE),2)","v":36},null,1,500,50,{"$f":"INDEX(LINEST(AB203:AB204,AA203:AA204,TRUE,FALSE),1)","v":2.0000000000000007E-2},{"$f":"INDEX(LINEST(AB203:AB204,AA203:AA204,TRUE,FALSE),2)","v":40},null,1,500,56,{"$f":"INDEX(LINEST(AH203:AH204,AG203:AG204,TRUE,FALSE),1)","v":1.3333333333333336E-2},{"$f":"INDEX(LINEST(AH203:AH204,AG203:AG204,TRUE,FALSE),2)","v":49.333333333333329},null,1,500,45,{"$f":"INDEX(LINEST(AN203:AN204,AM203:AM204,TRUE,FALSE),1)","v":0.03},{"$f":"INDEX(LINEST(AN203:AN204,AM203:AM204,TRUE,FALSE),2)","v":30},null,1,500,47,{"$f":"INDEX(LINEST(AT203:AT204,AS203:AS204,TRUE,FALSE),1)","v":4.0000000000000015E-2},{"$f":"INDEX(LINEST(AT203:AT204,AS203:AS204,TRUE,FALSE),2)","v":26.999999999999993},null,1,500,59,{"$f":"INDEX(LINEST(AZ203:AZ204,AY203:AY204,TRUE,FALSE),1)","v":1.6666666666666666E-2},{"$f":"INDEX(LINEST(AZ203:AZ204,AY203:AY204,TRUE,FALSE),2)","v":50.666666666666664}]
[null,4,100,59,null,null,null,4,100,51,null,null,null,4,100,47,null,null,null,4,100,42,null,null,null,4,100,42,null,null,null,4,100,42,null,null,null,4,100,34,null,null,null,4,100,34,null,null,null,4,100,48]
[null,4,200,64,{"$f":"INDEX(LINEST(D205:D206,C205:C206,TRUE,FALSE),1)","v":0.05},{"$f":"INDEX(LINEST(D205:D206,C205:C206,TRUE,FALSE),2)","v":54},{"$f":"((($I$18-1)/3)*((E206*$J$18+F206)-(E203*$J$18+F203)))+(E203*$J$18+F203)","v":60.413580246913583},4,200,58,{"$f":"INDEX(LINEST(J205:J206,I205:I206,TRUE,FALSE),1)","v":7.0000000000000021E-2},{"$f":"INDEX(LINEST(J205:J206,I205:I206,TRUE,FALSE),2)","v":44},{"$f":"((($I$18-1)/3)*((K206*$J$18+L206)-(K203*$J$18+L203)))+(K203*$J$18+L203)","v":53.75925925925926},4,200,53,{"$f":"INDEX(LINEST(P205:P206,O205:O206,TRUE,FALSE),1)","v":5.9999999999999991E-2},{"$f":"INDEX(LINEST(P205:P206,O205:O206,TRUE,FALSE),2)","v":41},{"$f":"((($I$18-1)/3)*((Q206*$J$18+R206)-(Q203*$J$18+R203)))+(Q203*$J$18+R203)","v":49.604938271604937},4,200,49,{"$f":"INDEX(LINEST(V205:V206,U205:U206,TRUE,FALSE),1)","v":7.0000000000000021E-2},{"$f":"INDEX(LINEST(V205:V206,U205:U206,TRUE,FALSE),2)","v":35},{"$f":"((($I$18-1)/3)*((W206*$J$18+X206)-(W203*$J$18+X203)))+(W203*$J$18+X203)","v":44.907407407407405},4,200,48,{"$f":"INDEX(LINEST(AB205:AB206,AA205:AA206,TRUE,FALSE),1)","v":5.9999999999999991E-2},{"$f":"INDEX(LINEST(AB205:AB206,AA205:AA206,TRUE,FALSE),2)","v":36},{"$f":"((($I$18-1)/3)*((AC206*$J$18+AD206)-(AC203*$J$18+AD203)))+(AC203*$J$18+AD203)","v":44.851851851851855},4,200,47,{"$f":"INDEX(LINEST(AH205:AH206,AG205:AG206,TRUE,FALSE),1)","v":0.05},{"$f":"INDEX(LINEST(AH205:AH206,AG205:AG206,TRUE,FALSE),2)","v":37},{"$f":"((($I$18-1)/3)*((AI206*$J$18+AJ206)-(AI203*$J$18+AJ203)))+(AI203*$J$18+AJ203)","v":44.648148148148145},4,200,44,{"$f":"INDEX(LINEST(AN205:AN206,AM205:AM206,TRUE,FALSE),1)","v":0.1},{"$f":"INDEX(LINEST(AN205:AN206,AM205:AM206,TRUE,FALSE),2)","v":24},{"$f":"((($I$18-1)/3)*((AO206*$J$18+AP206)-(AO203*$J$18+AP203)))+(AO203*$J$18+AP203)","v":38.25925925925926},4,200,42,{"$f":"INDEX(LINEST(AT205:AT206,AS205:AS206,TRUE,FALSE),1)","v":8.0000000000000016E-2},{"$f":"INDEX(LINEST(AT205:AT206,AS205:AS206,TRUE,FALSE),2)","v":26},{"$f":"((($I$18-1)/3)*((AU206*$J$18+AV206)-(AU203*$J$18+AV203)))+(AU203*$J$18+AV203)","v":37.407407407407405},4,200,54,{"$f":"INDEX(LINEST(AZ205:AZ206,AY205:AY206,TRUE,FALSE),1)","v":5.9999999999999991E-2},{"$f":"INDEX(LINEST(AZ205:AZ206,AY205:AY206,TRUE,FALSE),2)","v":42},{"$f":"((($I$18-1)/3)*((BA206*$J$18+BB206)-(BA203*$J$18+BB203)))+(BA203*$J$18+BB203)","v":50.901234567901234}]
[null,4,500,70,{"$f":"INDEX(LINEST(D206:D207,C206:C207,TRUE,FALSE),1)","v":2.0000000000000007E-2},{"$f":"INDEX(LINEST(D206:D207,C206:C207,TRUE,FALSE),2)","v":60},{"$f":"((($I$18-1)/3)*((E207*$J$18+F207)-(E204*$J$18+F204)))+(E204*$J$18+F204)","v":61.831275720164612},4,500,62,{"$f":"INDEX(LINEST(J206:J207,I206:I207,TRUE,FALSE),1)","v":1.3333333333333336E-2},{"$f":"INDEX(LINEST(J206:J207,I206:I207,TRUE,FALSE),2)","v":55.333333333333329},{"$f":"((($I$18-1)/3)*((K207*$J$18+L207)-(K204*$J$18+L204)))+(K204*$J$18+L204)","v":56.34567901234567},4,500,57,{"$f":"INDEX(LINEST(P206:P207,O206:O207,TRUE,FALSE),1)","v":1.3333333333333336E-2},{"$f":"INDEX(LINEST(P206:P207,O206:O207,TRUE,FALSE),2)","v":50.333333333333329},{"$f":"((($I$18-1)/3)*((Q207*$J$18+R207)-(Q204*$J$18+R204)))+(Q204*$J$18+R204)","v":51.92181069958847},4,500,54,{"$f":"INDEX(LINEST(V206:V207,U206:U207,TRUE,FALSE),1)","v":1.6666666666666666E-2},{"$f":"INDEX(LINEST(V206:V207,U206:U207,TRUE,FALSE),2)","v":45.666666666666664},{"$f":"((($I$18-1)/3)*((W207*$J$18+X207)-(W204*$J$18+X204)))+(W204*$J$18+X204)","v":47.409465020576128},4,500,56,{"$f":"INDEX(LINEST(AB206:AB207,AA206:AA207,TRUE,FALSE),1)","v":2.6666666666666672E-2},{"$f":"INDEX(LINEST(AB206:AB207,AA206:AA207,TRUE,FALSE),2)","v":42.666666666666664},{"$f":"((($I$18-1)/3)*((AC207*$J$18+AD207)-(AC204*$J$18+AD204)))+(AC204*$J$18+AD204)","v":46.304526748971192},4,500,56,{"$f":"INDEX(LINEST(AH206:AH207,AG206:AG207,TRUE,FALSE),1)","v":0.03},{"$f":"INDEX(LINEST(AH206:AH207,AG206:AG207,TRUE,FALSE),2)","v":41},{"$f":"((($I$18-1)/3)*((AI207*$J$18+AJ207)-(AI204*$J$18+AJ204)))+(AI204*$J$18+AJ204)","v":46.0761316872428},4,500,55,{"$f":"INDEX(LINEST(AN206:AN207,AM206:AM207,TRUE,FALSE),1)","v":3.6666666666666674E-2},{"$f":"INDEX(LINEST(AN206:AN207,AM206:AM207,TRUE,FALSE),2)","v":36.666666666666664},{"$f":"((($I$18-1)/3)*((AO207*$J$18+AP207)-(AO204*$J$18+AP204)))+(AO204*$J$18+AP204)","v":41.409465020576128},4,500,52,{"$f":"INDEX(LINEST(AT206:AT207,AS206:AS207,TRUE,FALSE),1)","v":3.3333333333333333E-2},{"$f":"INDEX(LINEST(AT206:AT207,AS206:AS207,TRUE,FALSE),2)","v":35.333333333333336},{"$f":"((($I$18-1)/3)*((AU207*$J$18+AV207)-(AU204*$J$18+AV204)))+(AU204*$J$18+AV204)","v":39.609053497942391},4,500,62,{"$f":"INDEX(LINEST(AZ206:AZ207,AY206:AY207,TRUE,FALSE),1)","v":2.6666666666666672E-2},{"$f":"INDEX(LINEST(AZ206:AZ207,AY206:AY207,TRUE,FALSE),2)","v":48.666666666666664},{"$f":"((($I$18-1)/3)*((BA207*$J$18+BB207)-(BA204*$J$18+BB204)))+(BA204*$J$18+BB204)","v":52.716049382716044}]
[null,10,100,65,null,null,null,10,100,61,null,null,null,10,100,51,null,null,null,10,100,45,null,null,null,10,100,43,null,null,null,10,100,40,null,null,null,10,100,38,null,null,null,10,100,39,null,null,null,10,100,51]
[null,10,200,77,{"$f":"INDEX(LINEST(D208:D209,C208:C209,TRUE,FALSE),1)","v":0.11999999999999998},{"$f":"INDEX(LINEST(D208:D209,C208:C209,TRUE,FALSE),2)","v":53},{"$f":"((($I$18-4)/6)*((E209*$J$18+F209)-(E206*$J$18+F206)))+(E206*$J$18+F206)","v":61.030864197530867},10,200,67,{"$f":"INDEX(LINEST(J208:J209,I208:I209,TRUE,FALSE),1)","v":5.9999999999999991E-2},{"$f":"INDEX(LINEST(J208:J209,I208:I209,TRUE,FALSE),2)","v":55},{"$f":"((($I$18-4)/6)*((K209*$J$18+L209)-(K206*$J$18+L206)))+(K206*$J$18+L206)","v":54.030864197530867},10,200,58,{"$f":"INDEX(LINEST(P208:P209,O208:O209,TRUE,FALSE),1)","v":7.0000000000000021E-2},{"$f":"INDEX(LINEST(P208:P209,O208:O209,TRUE,FALSE),2)","v":44},{"$f":"((($I$18-4)/6)*((Q209*$J$18+R209)-(Q206*$J$18+R206)))+(Q206*$J$18+R206)","v":49.777777777777779},10,200,52,{"$f":"INDEX(LINEST(V208:V209,U208:U209,TRUE,FALSE),1)","v":7.0000000000000021E-2},{"$f":"INDEX(LINEST(V208:V209,U208:U209,TRUE,FALSE),2)","v":38},{"$f":"((($I$18-4)/6)*((W209*$J$18+X209)-(W206*$J$18+X206)))+(W206*$J$18+X206)","v":45.351851851851855},10,200,50,{"$f":"INDEX(LINEST(AB208:AB209,AA208:AA209,TRUE,FALSE),1)","v":7.0000000000000021E-2},{"$f":"INDEX(LINEST(AB208:AB209,AA208:AA209,TRUE,FALSE),2)","v":36},{"$f":"((($I$18-4)/6)*((AC209*$J$18+AD209)-(AC206*$J$18+AD206)))+(AC206*$J$18+AD206)","v":44.925925925925924},10,200,49,{"$f":"INDEX(LINEST(AH208:AH209,AG208:AG209,TRUE,FALSE),1)","v":0.09},{"$f":"INDEX(LINEST(AH208:AH209,AG208:AG209,TRUE,FALSE),2)","v":31},{"$f":"((($I$18-4)/6)*((AI209*$J$18+AJ209)-(AI206*$J$18+AJ206)))+(AI206*$J$18+AJ206)","v":44.5},10,200,45,{"$f":"INDEX(LINEST(AN208:AN209,AM208:AM209,TRUE,FALSE),1)","v":7.0000000000000021E-2},{"$f":"INDEX(LINEST(AN208:AN209,AM208:AM209,TRUE,FALSE),2)","v":30.999999999999996},{"$f":"((($I$18-4)/6)*((AO209*$J$18+AP209)-(AO206*$J$18+AP206)))+(AO206*$J$18+AP206)","v":38.876543209876544},10,200,47,{"$f":"INDEX(LINEST(AT208:AT209,AS208:AS209,TRUE,FALSE),1)","v":8.0000000000000016E-2},{"$f":"INDEX(LINEST(AT208:AT209,AS208:AS209,TRUE,FALSE),2)","v":31},{"$f":"((($I$18-4)/6)*((AU209*$J$18+AV209)-(AU206*$J$18+AV206)))+(AU206*$J$18+AV206)","v":37.753086419753089},10,200,58,{"$f":"INDEX(LINEST(AZ208:AZ209,AY208:AY209,TRUE,FALSE),1)","v":7.0000000000000021E-2},{"$f":"INDEX(LINEST(AZ208:AZ209,AY208:AY209,TRUE,FALSE),2)","v":44},{"$f":"((($I$18-4)/6)*((BA209*$J$18+BB209)-(BA206*$J$18+BB206)))+(BA206*$J$18+BB206)","v":50.827160493827158}]
[null,10,500,82,{"$f":"INDEX(LINEST(D209:D210,C209:C210,TRUE,FALSE),1)","v":1.6666666666666666E-2},{"$f":"INDEX(LINEST(D209:D210,C209:C210,TRUE,FALSE),2)","v":73.666666666666671},{"$f":"((($I$18-4)/6)*((E210*$J$18+F210)-(E207*$J$18+F207)))+(E207*$J$18+F207)","v":62.349794238683124},10,500,75,{"$f":"INDEX(LINEST(J209:J210,I209:I210,TRUE,FALSE),1)","v":2.6666666666666672E-2},{"$f":"INDEX(LINEST(J209:J210,I209:I210,TRUE,FALSE),2)","v":61.666666666666664},{"$f":"((($I$18-4)/6)*((K210*$J$18+L210)-(K207*$J$18+L207)))+(K207*$J$18+L207)","v":56.92181069958847},10,500,67,{"$f":"INDEX(LINEST(P209:P210,O209:O210,TRUE,FALSE),1)","v":0.03},{"$f":"INDEX(LINEST(P209:P210,O209:O210,TRUE,FALSE),2)","v":52},{"$f":"((($I$18-4)/6)*((Q210*$J$18+R210)-(Q207*$J$18+R207)))+(Q207*$J$18+R207)","v":52.127572016460903},10,500,60,{"$f":"INDEX(LINEST(V209:V210,U209:U210,TRUE,FALSE),1)","v":2.6666666666666672E-2},{"$f":"INDEX(LINEST(V209:V210,U209:U210,TRUE,FALSE),2)","v":46.666666666666664},{"$f":"((($I$18-4)/6)*((W210*$J$18+X210)-(W207*$J$18+X207)))+(W207*$J$18+X207)","v":48.043209876543209},10,500,60,{"$f":"INDEX(LINEST(AB209:AB210,AA209:AA210,TRUE,FALSE),1)","v":3.3333333333333333E-2},{"$f":"INDEX(LINEST(AB209:AB210,AA209:AA210,TRUE,FALSE),2)","v":43.333333333333336},{"$f":"((($I$18-4)/6)*((AC210*$J$18+AD210)-(AC207*$J$18+AD207)))+(AC207*$J$18+AD207)","v":46.584362139917694},10,500,57,{"$f":"INDEX(LINEST(AH209:AH210,AG209:AG210,TRUE,FALSE),1)","v":2.6666666666666672E-2},{"$f":"INDEX(LINEST(AH209:AH210,AG209:AG210,TRUE,FALSE),2)","v":43.666666666666664},{"$f":"((($I$18-4)/6)*((AI210*$J$18+AJ210)-(AI207*$J$18+AJ207)))+(AI207*$J$18+AJ207)","v":45.39300411522634},10,500,56,{"$f":"INDEX(LINEST(AN209:AN210,AM209:AM210,TRUE,FALSE),1)","v":3.6666666666666674E-2},{"$f":"INDEX(LINEST(AN209:AN210,AM209:AM210,TRUE,FALSE),2)","v":37.666666666666664},{"$f":"((($I$18-4)/6)*((AO210*$J$18+AP210)-(AO207*$J$18+AP207)))+(AO207*$J$18+AP207)","v":42.117283950617285},10,500,59,{"$f":"INDEX(LINEST(AT209:AT210,AS209:AS210,TRUE,FALSE),1)","v":4.0000000000000015E-2},{"$f":"INDEX(LINEST(AT209:AT210,AS209:AS210,TRUE,FALSE),2)","v":38.999999999999993},{"$f":"((($I$18-4)/6)*((AU210*$J$18+AV210)-(AU207*$J$18+AV207)))+(AU207*$J$18+AV207)","v":40.10288065843622},10,500,67,{"$f":"INDEX(LINEST(AZ209:AZ210,AY209:AY210,TRUE,FALSE),1)","v":0.03},{"$f":"INDEX(LINEST(AZ209:AZ210,AY209:AY210,TRUE,FALSE),2)","v":52},{"$f":"((($I$18-4)/6)*((BA210*$J$18+BB210)-(BA207*$J$18+BB207)))+(BA207*$J$18+BB207)","v":52.477366255144034}]
[]
["400x250",1,100,{"$f":"D222-1","v":50},null,null,null,1,100,{"$f":"J222-1","v":47},null,null,null,1,100,{"$f":"P222-1","v":44},null,null,null,1,100,{"$f":"V222-1","v":38},null,null,null,1,100,{"$f":"AB222-1","v":44},null,null,null,1,100,{"$f":"AH222-1","v":41},null,null,null,1,100,{"$f":"AN222-1","v":28},null,null,null,1,100,{"$f":"AT222-1","v":30},null,null,null,1,100,{"$f":"AZ222-1","v":47}]
[null,1,200,53,{"$f":"INDEX(LINEST(D212:D213,C212:C213,TRUE,FALSE),1)","v":2.9999999999999995E-2},{"$f":"INDEX(LINEST(D212:D213,C212:C213,TRUE,FALSE),2)","v":47},null,1,200,49,{"$f":"INDEX(LINEST(J212:J213,I212:I213,TRUE,FALSE),1)","v":2.0000000000000004E-2},{"$f":"INDEX(LINEST(J212:J213,I212:I213,TRUE,FALSE),2)","v":45},null,1,200,50,{"$f":"INDEX(LINEST(P212:P213,O212:O213,TRUE,FALSE),1)","v":5.9999999999999991E-2},{"$f":"INDEX(LINEST(P212:P213,O212:O213,TRUE,FALSE),2)","v":38},null,1,200,43,{"$f":"INDEX(LINEST(V212:V213,U212:U213,TRUE,FALSE),1)","v":0.05},{"$f":"INDEX(LINEST(V212:V213,U212:U213,TRUE,FALSE),2)","v":33},null,1,200,45,{"$f":"INDEX(LINEST(AB212:AB213,AA212:AA213,TRUE,FALSE),1)","v":1.0000000000000002E-2},{"$f":"INDEX(LINEST(AB212:AB213,AA212:AA213,TRUE,FALSE),2)","v":43},null,1,200,53,{"$f":"INDEX(LINEST(AH212:AH213,AG212:AG213,TRUE,FALSE),1)","v":0.11999999999999998},{"$f":"INDEX(LINEST(AH212:AH213,AG212:AG213,TRUE,FALSE),2)","v":29.000000000000004},null,1,200,37,{"$f":"INDEX(LINEST(AN212:AN213,AM212:AM213,TRUE,FALSE),1)","v":0.09},{"$f":"INDEX(LINEST(AN212:AN213,AM212:AM213,TRUE,FALSE),2)","v":19},null,1,200,36,{"$f":"INDEX(LINEST(AT212:AT213,AS212:AS213,TRUE,FALSE),1)","v":5.9999999999999991E-2},{"$f":"INDEX(LINEST(AT212:AT213,AS212:AS213,TRUE,FALSE),2)","v":24},null,1,200,55,{"$f":"INDEX(LINEST(AZ212:AZ213,AY212:AY213,TRUE,FALSE),1)","v":8.0000000000000016E-2},{"$f":"INDEX(LINEST(AZ212:AZ213,AY212:AY213,TRUE,FALSE),2)","v":39}]
[null,1,500,58,{"$f":"INDEX(LINEST(D213:D214,C213:C214,TRUE,FALSE),1)","v":1.6666666666666666E-2},{"$f":"INDEX(LINEST(D213:D214,C213:C214,TRUE,FALSE),2)","v":49.666666666666664},null,1,500,53,{"$f":"INDEX(LINEST(J213:J214,I213:I214,TRUE,FALSE),1)","v":1.3333333333333336E-2},{"$f":"INDEX(LINEST(J213:J214,I213:I214,TRUE,FALSE),2)","v":46.333333333333329},null,1,500,55,{"$f":"INDEX(LINEST(P213:P214,O213:O214,TRUE,FALSE),1)","v":1.6666666666666666E-2},{"$f":"INDEX(LINEST(P213:P214,O213:O214,TRUE,FALSE),2)","v":46.666666666666664},null,1,500,52,{"$f":"INDEX(LINEST(V213:V214,U213:U214,TRUE,FALSE),1)","v":0.03},{"$f":"INDEX(LINEST(V213:V214,U213:U214,TRUE,FALSE),2)","v":37},null,1,500,51,{"$f":"INDEX(LINEST(AB213:AB214,AA213:AA214,TRUE,FALSE),1)","v":2.0000000000000007E-2},{"$f":"INDEX(LINEST(AB213:AB214,AA213:AA214,TRUE,FALSE),2)","v":41},null,1,500,57,{"$f":"INDEX(LINEST(AH213:AH214,AG213:AG214,TRUE,FALSE),1)","v":1.3333333333333336E-2},{"$f":"INDEX(LINEST(AH213:AH214,AG213:AG214,TRUE,FALSE),2)","v":50.333333333333329},null,1,500,46,{"$f":"INDEX(LINEST(AN213:AN214,AM213:AM214,TRUE,FALSE),1)","v":0.03},{"$f":"INDEX(LINEST(AN213:AN214,AM213:AM214,TRUE,FALSE),2)","v":31},null,1,500,48,{"$f":"INDEX(LINEST(AT213:AT214,AS213:AS214,TRUE,FALSE),1)","v":4.0000000000000015E-2},{"$f":"INDEX(LINEST(AT213:AT214,AS213:AS214,TRUE,FALSE),2)","v":27.999999999999993},null,1,500,60,{"$f":"INDEX(LINEST(AZ213:AZ214,AY213:AY214,TRUE,FALSE),1)","v":1.6666666666666666E-2},{"$f":"INDEX(LINEST(AZ213:AZ214,AY213:AY214,TRUE,FALSE),2)","v":51.666666666666664}]
[null,4,100,60,null,null,null,4,100,52,null,null,null,4,100,48,null,null,null,4,100,43,null,null,null,4,100,43,null,null,null,4,100,43,null,null,null,4,100,35,null,null,null,4,100,35,null,null,null,4,100,49]
[null,4,200,65,{"$f":"INDEX(LINEST(D215:D216,C215:C216,TRUE,FALSE),1)","v":0.05},{"$f":"INDEX(LINEST(D215:D216,C215:C216,TRUE,FALSE),2)","v":55},{"$f":"((($I$19-1)/3)*((E216*$J$19+F216)-(E213*$J$19+F213)))+(E213*$J$19+F213)","v":58.018518518518519},4,200,59,{"$f":"INDEX(LINEST(J215:J216,I215:I216,TRUE,FALSE),1)","v":7.0000000000000021E-2},{"$f":"INDEX(LINEST(J215:J216,I215:I216,TRUE,FALSE),2)","v":45},{"$f":"((($I$19-1)/3)*((K216*$J$19+L216)-(K213*$J$19+L213)))+(K213*$J$19+L213)","v":52.444444444444443},4,200,54,{"$f":"INDEX(LINEST(P215:P216,O215:O216,TRUE,FALSE),1)","v":5.9999999999999991E-2},{"$f":"INDEX(LINEST(P215:P216,O215:O216,TRUE,FALSE),2)","v":42},{"$f":"((($I$19-1)/3)*((Q216*$J$19+R216)-(Q213*$J$19+R213)))+(Q213*$J$19+R213)","v":49.370370370370367},4,200,50,{"$f":"INDEX(LINEST(V215:V216,U215:U216,TRUE,FALSE),1)","v":7.0000000000000021E-2},{"$f":"INDEX(LINEST(V215:V216,U215:U216,TRUE,FALSE),2)","v":36},{"$f":"((($I$19-1)/3)*((W216*$J$19+X216)-(W213*$J$19+X213)))+(W213*$J$19+X213)","v":44.055555555555557},4,200,49,{"$f":"INDEX(LINEST(AB215:AB216,AA215:AA216,TRUE,FALSE),1)","v":5.9999999999999991E-2},{"$f":"INDEX(LINEST(AB215:AB216,AA215:AA216,TRUE,FALSE),2)","v":37},{"$f":"((($I$19-1)/3)*((AC216*$J$19+AD216)-(AC213*$J$19+AD213)))+(AC213*$J$19+AD213)","v":45.388888888888886},4,200,48,{"$f":"INDEX(LINEST(AH215:AH216,AG215:AG216,TRUE,FALSE),1)","v":0.05},{"$f":"INDEX(LINEST(AH215:AH216,AG215:AG216,TRUE,FALSE),2)","v":38},{"$f":"((($I$19-1)/3)*((AI216*$J$19+AJ216)-(AI213*$J$19+AJ213)))+(AI213*$J$19+AJ213)","v":46.111111111111114},4,200,45,{"$f":"INDEX(LINEST(AN215:AN216,AM215:AM216,TRUE,FALSE),1)","v":0.1},{"$f":"INDEX(LINEST(AN215:AN216,AM215:AM216,TRUE,FALSE),2)","v":25},{"$f":"((($I$19-1)/3)*((AO216*$J$19+AP216)-(AO213*$J$19+AP213)))+(AO213*$J$19+AP213)","v":36.944444444444443},4,200,43,{"$f":"INDEX(LINEST(AT215:AT216,AS215:AS216,TRUE,FALSE),1)","v":8.0000000000000016E-2},{"$f":"INDEX(LINEST(AT215:AT216,AS215:AS216,TRUE,FALSE),2)","v":27},{"$f":"((($I$19-1)/3)*((AU216*$J$19+AV216)-(AU213*$J$19+AV213)))+(AU213*$J$19+AV213)","v":36.555555555555557},4,200,55,{"$f":"INDEX(LINEST(AZ215:AZ216,AY215:AY216,TRUE,FALSE),1)","v":5.9999999999999991E-2},{"$f":"INDEX(LINEST(AZ215:AZ216,AY215:AY216,TRUE,FALSE),2)","v":43},{"$f":"((($I$19-1)/3)*((BA216*$J$19+BB216)-(BA213*$J$19+BB213)))+(BA213*$J$19+BB213)","v":51.592592592592595}]
[null,4,500,71,{"$f":"INDEX(LINEST(D216:D217,C216:C217,TRUE,FALSE),1)","v":2.0000000000000007E-2},{"$f":"INDEX(LINEST(D216:D217,C216:C217,TRUE,FALSE),2)","v":61},{"$f":"((($I$19-1)/3)*((E217*$J$19+F217)-(E214*$J$19+F214)))+(E214*$J$19+F214)","v":59.179012345679013},4,500,63,{"$f":"INDEX(LINEST(J216:J217,I216:I217,TRUE,FALSE),1)","v":1.3333333333333336E-2},{"$f":"INDEX(LINEST(J216:J217,I216:I217,TRUE,FALSE),2)","v":56.333333333333329},{"$f":"((($I$19-1)/3)*((K217*$J$19+L217)-(K214*$J$19+L214)))+(K214*$J$19+L214)","v":54.259259259259252},4,500,58,{"$f":"INDEX(LINEST(P216:P217,O216:O217,TRUE,FALSE),1)","v":1.3333333333333336E-2},{"$f":"INDEX(LINEST(P216:P217,O216:O217,TRUE,FALSE),2)","v":51.333333333333329},{"$f":"((($I$19-1)/3)*((Q217*$J$19+R217)-(Q214*$J$19+R214)))+(Q214*$J$19+R214)","v":51.635802469135797},4,500,55,{"$f":"INDEX(LINEST(V216:V217,U216:U217,TRUE,FALSE),1)","v":1.6666666666666666E-2},{"$f":"INDEX(LINEST(V216:V217,U216:U217,TRUE,FALSE),2)","v":46.666666666666664},{"$f":"((($I$19-1)/3)*((W217*$J$19+X217)-(W214*$J$19+X214)))+(W214*$J$19+X214)","v":46.043209876543209},4,500,57,{"$f":"INDEX(LINEST(AB216:AB217,AA216:AA217,TRUE,FALSE),1)","v":2.6666666666666672E-2},{"$f":"INDEX(LINEST(AB216:AB217,AA216:AA217,TRUE,FALSE),2)","v":43.666666666666664},{"$f":"((($I$19-1)/3)*((AC217*$J$19+AD217)-(AC214*$J$19+AD214)))+(AC214*$J$19+AD214)","v":46.172839506172835},4,500,57,{"$f":"INDEX(LINEST(AH216:AH217,AG216:AG217,TRUE,FALSE),1)","v":0.03},{"$f":"INDEX(LINEST(AH216:AH217,AG216:AG217,TRUE,FALSE),2)","v":42},{"$f":"((($I$19-1)/3)*((AI217*$J$19+AJ217)-(AI214*$J$19+AJ214)))+(AI214*$J$19+AJ214)","v":48.876543209876544},4,500,56,{"$f":"INDEX(LINEST(AN216:AN217,AM216:AM217,TRUE,FALSE),1)","v":3.6666666666666674E-2},{"$f":"INDEX(LINEST(AN216:AN217,AM216:AM217,TRUE,FALSE),2)","v":37.666666666666664},{"$f":"((($I$19-1)/3)*((AO217*$J$19+AP217)-(AO214*$J$19+AP214)))+(AO214*$J$19+AP214)","v":40.043209876543209},4,500,53,{"$f":"INDEX(LINEST(AT216:AT217,AS216:AS217,TRUE,FALSE),1)","v":3.3333333333333333E-2},{"$f":"INDEX(LINEST(AT216:AT217,AS216:AS217,TRUE,FALSE),2)","v":36.333333333333336},{"$f":"((($I$19-1)/3)*((AU217*$J$19+AV217)-(AU214*$J$19+AV214)))+(AU214*$J$19+AV214)","v":38.345679012345677},4,500,63,{"$f":"INDEX(LINEST(AZ216:AZ217,AY216:AY217,TRUE,FALSE),1)","v":2.6666666666666672E-2},{"$f":"INDEX(LINEST(AZ216:AZ217,AY216:AY217,TRUE,FALSE),2)","v":49.666666666666664},{"$f":"((($I$19-1)/3)*((BA217*$J$19+BB217)-(BA214*$J$19+BB214)))+(BA214*$J$19+BB214)","v":53.870370370370367}]
[null,10,100,66,null,null,null,10,100,62,null,null,null,10,100,52,null,null,null,10,100,46,null,null,null,10,100,44,null,null,null,10,100,41,null,null,null,10,100,39,null,null,null,10,100,40,null,null,null,10,100,52]
[null,10,200,78,{"$f":"INDEX(LINEST(D218:D219,C218:C219,TRUE,FALSE),1)","v":0.11999999999999998},{"$f":"INDEX(LINEST(D218:D219,C218:C219,TRUE,FALSE),2)","v":54},{"$f":"((($I$19-4)/6)*((E219*$J$19+F219)-(E216*$J$19+F216)))+(E216*$J$19+F216)","v":60.564814814814817},10,200,68,{"$f":"INDEX(LINEST(J218:J219,I218:I219,TRUE,FALSE),1)","v":5.9999999999999991E-2},{"$f":"INDEX(LINEST(J218:J219,I218:I219,TRUE,FALSE),2)","v":56},{"$f":"((($I$19-4)/6)*((K219*$J$19+L219)-(K216*$J$19+L216)))+(K216*$J$19+L216)","v":53.564814814814817},10,200,59,{"$f":"INDEX(LINEST(P218:P219,O218:O219,TRUE,FALSE),1)","v":7.0000000000000021E-2},{"$f":"INDEX(LINEST(P218:P219,O218:O219,TRUE,FALSE),2)","v":45},{"$f":"((($I$19-4)/6)*((Q219*$J$19+R219)-(Q216*$J$19+R216)))+(Q216*$J$19+R216)","v":50.083333333333336},10,200,53,{"$f":"INDEX(LINEST(V218:V219,U218:U219,TRUE,FALSE),1)","v":7.0000000000000021E-2},{"$f":"INDEX(LINEST(V218:V219,U218:U219,TRUE,FALSE),2)","v":39},{"$f":"((($I$19-4)/6)*((W219*$J$19+X219)-(W216*$J$19+X216)))+(W216*$J$19+X216)","v":45.888888888888886},10,200,51,{"$f":"INDEX(LINEST(AB218:AB219,AA218:AA219,TRUE,FALSE),1)","v":7.0000000000000021E-2},{"$f":"INDEX(LINEST(AB218:AB219,AA218:AA219,TRUE,FALSE),2)","v":37},{"$f":"((($I$19-4)/6)*((AC219*$J$19+AD219)-(AC216*$J$19+AD216)))+(AC216*$J$19+AD216)","v":45.694444444444443},10,200,50,{"$f":"INDEX(LINEST(AH218:AH219,AG218:AG219,TRUE,FALSE),1)","v":0.09},{"$f":"INDEX(LINEST(AH218:AH219,AG218:AG219,TRUE,FALSE),2)","v":32},{"$f":"((($I$19-4)/6)*((AI219*$J$19+AJ219)-(AI216*$J$19+AJ216)))+(AI216*$J$19+AJ216)","v":45.5},10,200,46,{"$f":"INDEX(LINEST(AN218:AN219,AM218:AM219,TRUE,FALSE),1)","v":7.0000000000000021E-2},{"$f":"INDEX(LINEST(AN218:AN219,AM218:AM219,TRUE,FALSE),2)","v":31.999999999999996},{"$f":"((($I$19-4)/6)*((AO219*$J$19+AP219)-(AO216*$J$19+AP216)))+(AO216*$J$19+AP216)","v":39.49074074074074},10,200,48,{"$f":"INDEX(LINEST(AT218:AT219,AS218:AS219,TRUE,FALSE),1)","v":8.0000000000000016E-2},{"$f":"INDEX(LINEST(AT218:AT219,AS218:AS219,TRUE,FALSE),2)","v":32},{"$f":"((($I$19-4)/6)*((AU219*$J$19+AV219)-(AU216*$J$19+AV216)))+(AU216*$J$19+AV216)","v":37.981481481481481},10,200,59,{"$f":"INDEX(LINEST(AZ218:AZ219,AY218:AY219,TRUE,FALSE),1)","v":7.0000000000000021E-2},{"$f":"INDEX(LINEST(AZ218:AZ219,AY218:AY219,TRUE,FALSE),2)","v":45},{"$f":"((($I$19-4)/6)*((BA219*$J$19+BB219)-(BA216*$J$19+BB216)))+(BA216*$J$19+BB216)","v":51.287037037037038}]
[null,10,500,83,{"$f":"INDEX(LINEST(D219:D220,C219:C220,TRUE,FALSE),1)","v":1.6666666666666666E-2},{"$f":"INDEX(LINEST(D219:D220,C219:C220,TRUE,FALSE),2)","v":74.666666666666671},{"$f":"((($I$19-4)/6)*((E220*$J$19+F220)-(E217*$J$19+F217)))+(E217*$J$19+F217)","v":61.317901234567898},10,500,76,{"$f":"INDEX(LINEST(J219:J220,I219:I220,TRUE,FALSE),1)","v":2.6666666666666672E-2},{"$f":"INDEX(LINEST(J219:J220,I219:I220,TRUE,FALSE),2)","v":62.666666666666664},{"$f":"((($I$19-4)/6)*((K220*$J$19+L220)-(K217*$J$19+L217)))+(K217*$J$19+L217)","v":56.635802469135797},10,500,68,{"$f":"INDEX(LINEST(P219:P220,O219:O220,TRUE,FALSE),1)","v":0.03},{"$f":"INDEX(LINEST(P219:P220,O219:O220,TRUE,FALSE),2)","v":53},{"$f":"((($I$19-4)/6)*((Q220*$J$19+R220)-(Q217*$J$19+R217)))+(Q217*$J$19+R217)","v":52.484567901234563},10,500,61,{"$f":"INDEX(LINEST(V219:V220,U219:U220,TRUE,FALSE),1)","v":2.6666666666666672E-2},{"$f":"INDEX(LINEST(V219:V220,U219:U220,TRUE,FALSE),2)","v":47.666666666666664},{"$f":"((($I$19-4)/6)*((W220*$J$19+X220)-(W217*$J$19+X217)))+(W217*$J$19+X217)","v":48.657407407407405},10,500,61,{"$f":"INDEX(LINEST(AB219:AB220,AA219:AA220,TRUE,FALSE),1)","v":3.3333333333333333E-2},{"$f":"INDEX(LINEST(AB219:AB220,AA219:AA220,TRUE,FALSE),2)","v":44.333333333333336},{"$f":"((($I$19-4)/6)*((AC220*$J$19+AD220)-(AC217*$J$19+AD217)))+(AC217*$J$19+AD217)","v":47.327160493827158},10,500,58,{"$f":"INDEX(LINEST(AH219:AH220,AG219:AG220,TRUE,FALSE),1)","v":2.6666666666666672E-2},{"$f":"INDEX(LINEST(AH219:AH220,AG219:AG220,TRUE,FALSE),2)","v":44.666666666666664},{"$f":"((($I$19-4)/6)*((AI220*$J$19+AJ220)-(AI217*$J$19+AJ217)))+(AI217*$J$19+AJ217)","v":46.058641975308639},10,500,57,{"$f":"INDEX(LINEST(AN219:AN220,AM219:AM220,TRUE,FALSE),1)","v":3.6666666666666674E-2},{"$f":"INDEX(LINEST(AN219:AN220,AM219:AM220,TRUE,FALSE),2)","v":38.666666666666664},{"$f":"((($I$19-4)/6)*((AO220*$J$19+AP220)-(AO217*$J$19+AP217)))+(AO217*$J$19+AP217)","v":42.962962962962962},10,500,60,{"$f":"INDEX(LINEST(AT219:AT220,AS219:AS220,TRUE,FALSE),1)","v":4.0000000000000015E-2},{"$f":"INDEX(LINEST(AT219:AT220,AS219:AS220,TRUE,FALSE),2)","v":39.999999999999993},{"$f":"((($I$19-4)/6)*((AU220*$J$19+AV220)-(AU217*$J$19+AV217)))+(AU217*$J$19+AV217)","v":40.382716049382722},10,500,68,{"$f":"INDEX(LINEST(AZ219:AZ220,AY219:AY220,TRUE,FALSE),1)","v":0.03},{"$f":"INDEX(LINEST(AZ219:AZ220,AY219:AY220,TRUE,FALSE),2)","v":53},{"$f":"((($I$19-4)/6)*((BA220*$J$19+BB220)-(BA217*$J$19+BB217)))+(BA217*$J$19+BB217)","v":52.885802469135797}]
[]
["500x250",1,100,{"$f":"D232-1","v":51},null,null,null,1,100,{"$f":"J232-1","v":48},null,null,null,1,100,{"$f":"P232-1","v":45},null,null,null,1,100,{"$f":"V232-1","v":39},null,null,null,1,100,{"$f":"AB232-1","v":45},null,null,null,1,100,{"$f":"AH232-1","v":42},null,null,null,1,100,{"$f":"AN232-1","v":29},null,null,null,1,100,{"$f":"AT232-1","v":31},null,null,null,1,100,{"$f":"AZ232-1","v":48}]
[null,1,200,54,{"$f":"INDEX(LINEST(D222:D223,C222:C223,TRUE,FALSE),1)","v":2.9999999999999995E-2},{"$f":"INDEX(LINEST(D222:D223,C222:C223,TRUE,FALSE),2)","v":48},null,1,200,50,{"$f":"INDEX(LINEST(J222:J223,I222:I223,TRUE,FALSE),1)","v":2.0000000000000004E-2},{"$f":"INDEX(LINEST(J222:J223,I222:I223,TRUE,FALSE),2)","v":46},null,1,200,51,{"$f":"INDEX(LINEST(P222:P223,O222:O223,TRUE,FALSE),1)","v":5.9999999999999991E-2},{"$f":"INDEX(LINEST(P222:P223,O222:O223,TRUE,FALSE),2)","v":39},null,1,200,44,{"$f":"INDEX(LINEST(V222:V223,U222:U223,TRUE,FALSE),1)","v":0.05},{"$f":"INDEX(LINEST(V222:V223,U222:U223,TRUE,FALSE),2)","v":34},null,1,200,46,{"$f":"INDEX(LINEST(AB222:AB223,AA222:AA223,TRUE,FALSE),1)","v":1.0000000000000002E-2},{"$f":"INDEX(LINEST(AB222:AB223,AA222:AA223,TRUE,FALSE),2)","v":44},null,1,200,54,{"$f":"INDEX(LINEST(AH222:AH223,AG222:AG223,TRUE,FALSE),1)","v":0.11999999999999998},{"$f":"INDEX(LINEST(AH222:AH223,AG222:AG223,TRUE,FALSE),2)","v":30.000000000000004},null,1,200,38,{"$f":"INDEX(LINEST(AN222:AN223,AM222:AM223,TRUE,FALSE),1)","v":0.09},{"$f":"INDEX(LINEST(AN222:AN223,AM222:AM223,TRUE,FALSE),2)","v":20},null,1,200,37,{"$f":"INDEX(LINEST(AT222:AT223,AS222:AS223,TRUE,FALSE),1)","v":5.9999999999999991E-2},{"$f":"INDEX(LINEST(AT222:AT223,AS222:AS223,TRUE,FALSE),2)","v":25},null,1,200,56,{"$f":"INDEX(LINEST(AZ222:AZ223,AY222:AY223,TRUE,FALSE),1)","v":8.0000000000000016E-2},{"$f":"INDEX(LINEST(AZ222:AZ223,AY222:AY223,TRUE,FALSE),2)","v":40}]
[null,1,500,59,{"$f":"INDEX(LINEST(D223:D224,C223:C224,TRUE,FALSE),1)","v":1.6666666666666666E-2},{"$f":"INDEX(LINEST(D223:D224,C223:C224,TRUE,FALSE),2)","v":50.666666666666664},null,1,500,54,{"$f":"INDEX(LINEST(J223:J224,I223:I224,TRUE,FALSE),1)","v":1.3333333333333336E-2},{"$f":"INDEX(LINEST(J223:J224,I223:I224,TRUE,FALSE),2)","v":47.333333333333329},null,1,500,56,{"$f":"INDEX(LINEST(P223:P224,O223:O224,TRUE,FALSE),1)","v":1.6666666666666666E-2},{"$f":"INDEX(LINEST(P223:P224,O223:O224,TRUE,FALSE),2)","v":47.666666666666664},null,1,500,53,{"$f":"INDEX(LINEST(V223:V224,U223:U224,TRUE,FALSE),1)","v":0.03},{"$f":"INDEX(LINEST(V223:V224,U223:U224,TRUE,FALSE),2)","v":38},null,1,500,52,{"$f":"INDEX(LINEST(AB223:AB224,AA223:AA224,TRUE,FALSE),1)","v":2.0000000000000007E-2},{"$f":"INDEX(LINEST(AB223:AB224,AA223:AA224,TRUE,FALSE),2)","v":42},null,1,500,58,{"$f":"INDEX(LINEST(AH223:AH224,AG223:AG224,TRUE,FALSE),1)","v":1.3333333333333336E-2},{"$f":"INDEX(LINEST(AH223:AH224,AG223:AG224,TRUE,FALSE),2)","v":51.333333333333329},null,1,500,47,{"$f":"INDEX(LINEST(AN223:AN224,AM223:AM224,TRUE,FALSE),1)","v":0.03},{"$f":"INDEX(LINEST(AN223:AN224,AM223:AM224,TRUE,FALSE),2)","v":32},null,1,500,49,{"$f":"INDEX(LINEST(AT223:AT224,AS223:AS224,TRUE,FALSE),1)","v":4.0000000000000015E-2},{"$f":"INDEX(LINEST(AT223:AT224,AS223:AS224,TRUE,FALSE),2)","v":28.999999999999993},null,1,500,61,{"$f":"INDEX(LINEST(AZ223:AZ224,AY223:AY224,TRUE,FALSE),1)","v":1.6666666666666666E-2},{"$f":"INDEX(LINEST(AZ223:AZ224,AY223:AY224,TRUE,FALSE),2)","v":52.666666666666664}]
[null,4,100,61,null,null,null,4,100,53,null,null,null,4,100,49,null,null,null,4,100,44,null,null,null,4,100,44,null,null,null,4,100,44,null,null,null,4,100,36,null,null,null,4,100,36,null,null,null,4,100,50]
[null,4,200,66,{"$f":"INDEX(LINEST(D225:D226,C225:C226,TRUE,FALSE),1)","v":0.05},{"$f":"INDEX(LINEST(D225:D226,C225:C226,TRUE,FALSE),2)","v":56},{"$f":"((($I$20-1)/3)*((E226*$J$20+F226)-(E223*$J$20+F223)))+(E223*$J$20+F223)","v":56.981481481481481},4,200,60,{"$f":"INDEX(LINEST(J225:J226,I225:I226,TRUE,FALSE),1)","v":7.0000000000000021E-2},{"$f":"INDEX(LINEST(J225:J226,I225:I226,TRUE,FALSE),2)","v":46},{"$f":"((($I$20-1)/3)*((K226*$J$20+L226)-(K223*$J$20+L223)))+(K223*$J$20+L223)","v":52.055555555555557},4,200,55,{"$f":"INDEX(LINEST(P225:P226,O225:O226,TRUE,FALSE),1)","v":5.9999999999999991E-2},{"$f":"INDEX(LINEST(P225:P226,O225:O226,TRUE,FALSE),2)","v":43},{"$f":"((($I$20-1)/3)*((Q226*$J$20+R226)-(Q223*$J$20+R223)))+(Q223*$J$20+R223)","v":49.629629629629633},4,200,51,{"$f":"INDEX(LINEST(V225:V226,U225:U226,TRUE,FALSE),1)","v":7.0000000000000021E-2},{"$f":"INDEX(LINEST(V225:V226,U225:U226,TRUE,FALSE),2)","v":37},{"$f":"((($I$20-1)/3)*((W226*$J$20+X226)-(W223*$J$20+X223)))+(W223*$J$20+X223)","v":43.944444444444443},4,200,50,{"$f":"INDEX(LINEST(AB225:AB226,AA225:AA226,TRUE,FALSE),1)","v":5.9999999999999991E-2},{"$f":"INDEX(LINEST(AB225:AB226,AA225:AA226,TRUE,FALSE),2)","v":38},{"$f":"((($I$20-1)/3)*((AC226*$J$20+AD226)-(AC223*$J$20+AD223)))+(AC223*$J$20+AD223)","v":46.111111111111114},4,200,49,{"$f":"INDEX(LINEST(AH225:AH226,AG225:AG226,TRUE,FALSE),1)","v":0.05},{"$f":"INDEX(LINEST(AH225:AH226,AG225:AG226,TRUE,FALSE),2)","v":39},{"$f":"((($I$20-1)/3)*((AI226*$J$20+AJ226)-(AI223*$J$20+AJ223)))+(AI223*$J$20+AJ223)","v":47.388888888888886},4,200,46,{"$f":"INDEX(LINEST(AN225:AN226,AM225:AM226,TRUE,FALSE),1)","v":0.1},{"$f":"INDEX(LINEST(AN225:AN226,AM225:AM226,TRUE,FALSE),2)","v":26},{"$f":"((($I$20-1)/3)*((AO226*$J$20+AP226)-(AO223*$J$20+AP223)))+(AO223*$J$20+AP223)","v":36.555555555555557},4,200,44,{"$f":"INDEX(LINEST(AT225:AT226,AS225:AS226,TRUE,FALSE),1)","v":8.0000000000000016E-2},{"$f":"INDEX(LINEST(AT225:AT226,AS225:AS226,TRUE,FALSE),2)","v":28},{"$f":"((($I$20-1)/3)*((AU226*$J$20+AV226)-(AU223*$J$20+AV223)))+(AU223*$J$20+AV223)","v":36.444444444444443},4,200,56,{"$f":"INDEX(LINEST(AZ225:AZ226,AY225:AY226,TRUE,FALSE),1)","v":5.9999999999999991E-2},{"$f":"INDEX(LINEST(AZ225:AZ226,AY225:AY226,TRUE,FALSE),2)","v":44},{"$f":"((($I$20-1)/3)*((BA226*$J$20+BB226)-(BA223*$J$20+BB223)))+(BA223*$J$20+BB223)","v":52.407407407407405}]
[null,4,500,72,{"$f":"INDEX(LINEST(D226:D227,C226:C227,TRUE,FALSE),1)","v":2.0000000000000007E-2},{"$f":"INDEX(LINEST(D226:D227,C226:C227,TRUE,FALSE),2)","v":62},{"$f":"((($I$20-1)/3)*((E227*$J$20+F227)-(E224*$J$20+F224)))+(E224*$J$20+F224)","v":57.987654320987652},4,500,64,{"$f":"INDEX(LINEST(J226:J227,I226:I227,TRUE,FALSE),1)","v":1.3333333333333336E-2},{"$f":"INDEX(LINEST(J226:J227,I226:I227,TRUE,FALSE),2)","v":57.333333333333329},{"$f":"((($I$20-1)/3)*((K227*$J$20+L227)-(K224*$J$20+L224)))+(K224*$J$20+L224)","v":53.407407407407405},4,500,59,{"$f":"INDEX(LINEST(P226:P227,O226:O227,TRUE,FALSE),1)","v":1.3333333333333336E-2},{"$f":"INDEX(LINEST(P226:P227,O226:O227,TRUE,FALSE),2)","v":52.333333333333329},{"$f":"((($I$20-1)/3)*((Q227*$J$20+R227)-(Q224*$J$20+R224)))+(Q224*$J$20+R224)","v":51.864197530864196},4,500,56,{"$f":"INDEX(LINEST(V226:V227,U226:U227,TRUE,FALSE),1)","v":1.6666666666666666E-2},{"$f":"INDEX(LINEST(V226:V227,U226:U227,TRUE,FALSE),2)","v":47.666666666666664},{"$f":"((($I$20-1)/3)*((W227*$J$20+X227)-(W224*$J$20+X224)))+(W224*$J$20+X224)","v":45.623456790123456},4,500,58,{"$f":"INDEX(LINEST(AB226:AB227,AA226:AA227,TRUE,FALSE),1)","v":2.6666666666666672E-2},{"$f":"INDEX(LINEST(AB226:AB227,AA226:AA227,TRUE,FALSE),2)","v":44.666666666666664},{"$f":"((($I$20-1)/3)*((AC227*$J$20+AD227)-(AC224*$J$20+AD224)))+(AC224*$J$20+AD224)","v":46.493827160493829},4,500,58,{"$f":"INDEX(LINEST(AH226:AH227,AG226:AG227,TRUE,FALSE),1)","v":0.03},{"$f":"INDEX(LINEST(AH226:AH227,AG226:AG227,TRUE,FALSE),2)","v":43},{"$f":"((($I$20-1)/3)*((AI227*$J$20+AJ227)-(AI224*$J$20+AJ224)))+(AI224*$J$20+AJ224)","v":50.956790123456784},4,500,57,{"$f":"INDEX(LINEST(AN226:AN227,AM226:AM227,TRUE,FALSE),1)","v":3.6666666666666674E-2},{"$f":"INDEX(LINEST(AN226:AN227,AM226:AM227,TRUE,FALSE),2)","v":38.666666666666664},{"$f":"((($I$20-1)/3)*((AO227*$J$20+AP227)-(AO224*$J$20+AP224)))+(AO224*$J$20+AP224)","v":39.623456790123456},4,500,54,{"$f":"INDEX(LINEST(AT226:AT227,AS226:AS227,TRUE,FALSE),1)","v":3.3333333333333333E-2},{"$f":"INDEX(LINEST(AT226:AT227,AS226:AS227,TRUE,FALSE),2)","v":37.333333333333336},{"$f":"((($I$20-1)/3)*((AU227*$J$20+AV227)-(AU224*$J$20+AV224)))+(AU224*$J$20+AV224)","v":37.987654320987652},4,500,64,{"$f":"INDEX(LINEST(AZ226:AZ227,AY226:AY227,TRUE,FALSE),1)","v":2.6666666666666672E-2},{"$f":"INDEX(LINEST(AZ226:AZ227,AY226:AY227,TRUE,FALSE),2)","v":50.666666666666664},{"$f":"((($I$20-1)/3)*((BA227*$J$20+BB227)-(BA224*$J$20+BB224)))+(BA224*$J$20+BB224)","v":54.962962962962962}]
[null,10,100,67,null,null,null,10,100,63,null,null,null,10,100,53,null,null,null,10,100,47,null,null,null,10,100,45,null,null,null,10,100,42,null,null,null,10,100,40,null,null,null,10,100,41,null,null,null,10,100,53]
[null,10,200,79,{"$f":"INDEX(LINEST(D228:D229,C228:C229,TRUE,FALSE),1)","v":0.11999999999999998},{"$f":"INDEX(LINEST(D228:D229,C228:C229,TRUE,FALSE),2)","v":55},{"$f":"((($I$20-4)/6)*((E229*$J$20+F229)-(E226*$J$20+F226)))+(E226*$J$20+F226)","v":60.685185185185183},10,200,69,{"$f":"INDEX(LINEST(J228:J229,I228:I229,TRUE,FALSE),1)","v":5.9999999999999991E-2},{"$f":"INDEX(LINEST(J228:J229,I228:I229,TRUE,FALSE),2)","v":57},{"$f":"((($I$20-4)/6)*((K229*$J$20+L229)-(K226*$J$20+L226)))+(K226*$J$20+L226)","v":53.685185185185183},10,200,60,{"$f":"INDEX(LINEST(P228:P229,O228:O229,TRUE,FALSE),1)","v":7.0000000000000021E-2},{"$f":"INDEX(LINEST(P228:P229,O228:O229,TRUE,FALSE),2)","v":46},{"$f":"((($I$20-4)/6)*((Q229*$J$20+R229)-(Q226*$J$20+R226)))+(Q226*$J$20+R226)","v":50.666666666666664},10,200,54,{"$f":"INDEX(LINEST(V228:V229,U228:U229,TRUE,FALSE),1)","v":7.0000000000000021E-2},{"$f":"INDEX(LINEST(V228:V229,U228:U229,TRUE,FALSE),2)","v":40},{"$f":"((($I$20-4)/6)*((W229*$J$20+X229)-(W226*$J$20+X226)))+(W226*$J$20+X226)","v":46.611111111111114},10,200,52,{"$f":"INDEX(LINEST(AB228:AB229,AA228:AA229,TRUE,FALSE),1)","v":7.0000000000000021E-2},{"$f":"INDEX(LINEST(AB228:AB229,AA228:AA229,TRUE,FALSE),2)","v":38},{"$f":"((($I$20-4)/6)*((AC229*$J$20+AD229)-(AC226*$J$20+AD226)))+(AC226*$J$20+AD226)","v":46.555555555555557},10,200,51,{"$f":"INDEX(LINEST(AH228:AH229,AG228:AG229,TRUE,FALSE),1)","v":0.09},{"$f":"INDEX(LINEST(AH228:AH229,AG228:AG229,TRUE,FALSE),2)","v":33},{"$f":"((($I$20-4)/6)*((AI229*$J$20+AJ229)-(AI226*$J$20+AJ226)))+(AI226*$J$20+AJ226)","v":46.5},10,200,47,{"$f":"INDEX(LINEST(AN228:AN229,AM228:AM229,TRUE,FALSE),1)","v":7.0000000000000021E-2},{"$f":"INDEX(LINEST(AN228:AN229,AM228:AM229,TRUE,FALSE),2)","v":33},{"$f":"((($I$20-4)/6)*((AO229*$J$20+AP229)-(AO226*$J$20+AP226)))+(AO226*$J$20+AP226)","v":40.25925925925926},10,200,49,{"$f":"INDEX(LINEST(AT228:AT229,AS228:AS229,TRUE,FALSE),1)","v":8.0000000000000016E-2},{"$f":"INDEX(LINEST(AT228:AT229,AS228:AS229,TRUE,FALSE),2)","v":33},{"$f":"((($I$20-4)/6)*((AU229*$J$20+AV229)-(AU226*$J$20+AV226)))+(AU226*$J$20+AV226)","v":38.518518518518519},10,200,60,{"$f":"INDEX(LINEST(AZ228:AZ229,AY228:AY229,TRUE,FALSE),1)","v":7.0000000000000021E-2},{"$f":"INDEX(LINEST(AZ228:AZ229,AY228:AY229,TRUE,FALSE),2)","v":46},{"$f":"((($I$20-4)/6)*((BA229*$J$20+BB229)-(BA226*$J$20+BB226)))+(BA226*$J$20+BB226)","v":51.962962962962962}]
[null,10,500,84,{"$f":"INDEX(LINEST(D229:D230,C229:C230,TRUE,FALSE),1)","v":1.6666666666666666E-2},{"$f":"INDEX(LINEST(D229:D230,C229:C230,TRUE,FALSE),2)","v":75.666666666666671},{"$f":"((($I$20-4)/6)*((E230*$J$20+F230)-(E227*$J$20+F227)))+(E227*$J$20+F227)","v":61.098765432098766},10,500,77,{"$f":"INDEX(LINEST(J229:J230,I229:I230,TRUE,FALSE),1)","v":2.6666666666666672E-2},{"$f":"INDEX(LINEST(J229:J230,I229:I230,TRUE,FALSE),2)","v":63.666666666666664},{"$f":"((($I$20-4)/6)*((K230*$J$20+L230)-(K227*$J$20+L227)))+(K227*$J$20+L227)","v":56.864197530864189},10,500,69,{"$f":"INDEX(LINEST(P229:P230,O229:O230,TRUE,FALSE),1)","v":0.03},{"$f":"INDEX(LINEST(P229:P230,O229:O230,TRUE,FALSE),2)","v":54},{"$f":"((($I$20-4)/6)*((Q230*$J$20+R230)-(Q227*$J$20+R227)))+(Q227*$J$20+R227)","v":53.098765432098759},10,500,62,{"$f":"INDEX(LINEST(V229:V230,U229:U230,TRUE,FALSE),1)","v":2.6666666666666672E-2},{"$f":"INDEX(LINEST(V229:V230,U229:U230,TRUE,FALSE),2)","v":48.666666666666664},{"$f":"((($I$20-4)/6)*((W230*$J$20+X230)-(W227*$J$20+X227)))+(W227*$J$20+X227)","v":49.425925925925924},10,500,62,{"$f":"INDEX(LINEST(AB229:AB230,AA229:AA230,TRUE,FALSE),1)","v":3.3333333333333333E-2},{"$f":"INDEX(LINEST(AB229:AB230,AA229:AA230,TRUE,FALSE),2)","v":45.333333333333336},{"$f":"((($I$20-4)/6)*((AC230*$J$20+AD230)-(AC227*$J$20+AD227)))+(AC227*$J$20+AD227)","v":48.172839506172835},10,500,59,{"$f":"INDEX(LINEST(AH229:AH230,AG229:AG230,TRUE,FALSE),1)","v":2.6666666666666672E-2},{"$f":"INDEX(LINEST(AH229:AH230,AG229:AG230,TRUE,FALSE),2)","v":45.666666666666664},{"$f":"((($I$20-4)/6)*((AI230*$J$20+AJ230)-(AI227*$J$20+AJ227)))+(AI227*$J$20+AJ227)","v":46.858024691358025},10,500,58,{"$f":"INDEX(LINEST(AN229:AN230,AM229:AM230,TRUE,FALSE),1)","v":3.6666666666666674E-2},{"$f":"INDEX(LINEST(AN229:AN230,AM229:AM230,TRUE,FALSE),2)","v":39.666666666666664},{"$f":"((($I$20-4)/6)*((AO230*$J$20+AP230)-(AO227*$J$20+AP227)))+(AO227*$J$20+AP227)","v":43.870370370370367},10,500,61,{"$f":"INDEX(LINEST(AT229:AT230,AS229:AS230,TRUE,FALSE),1)","v":4.0000000000000015E-2},{"$f":"INDEX(LINEST(AT229:AT230,AS229:AS230,TRUE,FALSE),2)","v":40.999999999999993},{"$f":"((($I$20-4)/6)*((AU230*$J$20+AV230)-(AU227*$J$20+AV227)))+(AU227*$J$20+AV227)","v":40.950617283950621},10,500,69,{"$f":"INDEX(LINEST(AZ229:AZ230,AY229:AY230,TRUE,FALSE),1)","v":0.03},{"$f":"INDEX(LINEST(AZ229:AZ230,AY229:AY230,TRUE,FALSE),2)","v":54},{"$f":"((($I$20-4)/6)*((BA230*$J$20+BB230)-(BA227*$J$20+BB227)))+(BA227*$J$20+BB227)","v":53.53086419753086}]
[]
["600x250",1,100,52,null,null,null,1,100,49,null,null,null,1,100,46,null,null,null,1,100,40,null,null,null,1,100,46,null,null,null,1,100,43,null,null,null,1,100,30,null,null,null,1,100,32,null,null,null,1,100,49]
[null,1,200,55,{"$f":"INDEX(LINEST(D232:D233,C232:C233,TRUE,FALSE),1)","v":2.9999999999999995E-2},{"$f":"INDEX(LINEST(D232:D233,C232:C233,TRUE,FALSE),2)","v":49},null,1,200,51,{"$f":"INDEX(LINEST(J232:J233,I232:I233,TRUE,FALSE),1)","v":2.0000000000000004E-2},{"$f":"INDEX(LINEST(J232:J233,I232:I233,TRUE,FALSE),2)","v":47},null,1,200,52,{"$f":"INDEX(LINEST(P232:P233,O232:O233,TRUE,FALSE),1)","v":5.9999999999999991E-2},{"$f":"INDEX(LINEST(P232:P233,O232:O233,TRUE,FALSE),2)","v":40},null,1,200,45,{"$f":"INDEX(LINEST(V232:V233,U232:U233,TRUE,FALSE),1)","v":0.05},{"$f":"INDEX(LINEST(V232:V233,U232:U233,TRUE,FALSE),2)","v":35},null,1,200,47,{"$f":"INDEX(LINEST(AB232:AB233,AA232:AA233,TRUE,FALSE),1)","v":1.0000000000000002E-2},{"$f":"INDEX(LINEST(AB232:AB233,AA232:AA233,TRUE,FALSE),2)","v":45},null,1,200,55,{"$f":"INDEX(LINEST(AH232:AH233,AG232:AG233,TRUE,FALSE),1)","v":0.11999999999999998},{"$f":"INDEX(LINEST(AH232:AH233,AG232:AG233,TRUE,FALSE),2)","v":31.000000000000004},null,1,200,39,{"$f":"INDEX(LINEST(AN232:AN233,AM232:AM233,TRUE,FALSE),1)","v":0.09},{"$f":"INDEX(LINEST(AN232:AN233,AM232:AM233,TRUE,FALSE),2)","v":21},null,1,200,38,{"$f":"INDEX(LINEST(AT232:AT233,AS232:AS233,TRUE,FALSE),1)","v":5.9999999999999991E-2},{"$f":"INDEX(LINEST(AT232:AT233,AS232:AS233,TRUE,FALSE),2)","v":26},null,1,200,57,{"$f":"INDEX(LINEST(AZ232:AZ233,AY232:AY233,TRUE,FALSE),1)","v":8.0000000000000016E-2},{"$f":"INDEX(LINEST(AZ232:AZ233,AY232:AY233,TRUE,FALSE),2)","v":41}]
[null,1,500,60,{"$f":"INDEX(LINEST(D233:D234,C233:C234,TRUE,FALSE),1)","v":1.6666666666666666E-2},{"$f":"INDEX(LINEST(D233:D234,C233:C234,TRUE,FALSE),2)","v":51.666666666666664},null,1,500,55,{"$f":"INDEX(LINEST(J233:J234,I233:I234,TRUE,FALSE),1)","v":1.3333333333333336E-2},{"$f":"INDEX(LINEST(J233:J234,I233:I234,TRUE,FALSE),2)","v":48.333333333333329},null,1,500,57,{"$f":"INDEX(LINEST(P233:P234,O233:O234,TRUE,FALSE),1)","v":1.6666666666666666E-2},{"$f":"INDEX(LINEST(P233:P234,O233:O234,TRUE,FALSE),2)","v":48.666666666666664},null,1,500,54,{"$f":"INDEX(LINEST(V233:V234,U233:U234,TRUE,FALSE),1)","v":0.03},{"$f":"INDEX(LINEST(V233:V234,U233:U234,TRUE,FALSE),2)","v":39},null,1,500,53,{"$f":"INDEX(LINEST(AB233:AB234,AA233:AA234,TRUE,FALSE),1)","v":2.0000000000000007E-2},{"$f":"INDEX(LINEST(AB233:AB234,AA233:AA234,TRUE,FALSE),2)","v":43},null,1,500,59,{"$f":"INDEX(LINEST(AH233:AH234,AG233:AG234,TRUE,FALSE),1)","v":1.3333333333333336E-2},{"$f":"INDEX(LINEST(AH233:AH234,AG233:AG234,TRUE,FALSE),2)","v":52.333333333333329},null,1,500,48,{"$f":"INDEX(LINEST(AN233:AN234,AM233:AM234,TRUE,FALSE),1)","v":0.03},{"$f":"INDEX(LINEST(AN233:AN234,AM233:AM234,TRUE,FALSE),2)","v":33},null,1,500,50,{"$f":"INDEX(LINEST(AT233:AT234,AS233:AS234,TRUE,FALSE),1)","v":4.0000000000000015E-2},{"$f":"INDEX(LINEST(AT233:AT234,AS233:AS234,TRUE,FALSE),2)","v":29.999999999999993},null,1,500,62,{"$f":"INDEX(LINEST(AZ233:AZ234,AY233:AY234,TRUE,FALSE),1)","v":1.6666666666666666E-2},{"$f":"INDEX(LINEST(AZ233:AZ234,AY233:AY234,TRUE,FALSE),2)","v":53.666666666666664}]
[null,4,100,62,null,null,null,4,100,54,null,null,null,4,100,50,null,null,null,4,100,45,null,null,null,4,100,45,null,null,null,4,100,45,null,null,null,4,100,37,null,null,null,4,100,37,null,null,null,4,100,51]
[null,4,200,67,{"$f":"INDEX(LINEST(D235:D236,C235:C236,TRUE,FALSE),1)","v":0.05},{"$f":"INDEX(LINEST(D235:D236,C235:C236,TRUE,FALSE),2)","v":57},{"$f":"((($I$21-1)/3)*((E236*$J$21+F236)-(E233*$J$21+F233)))+(E233*$J$21+F233)","v":56.623456790123456},4,200,61,{"$f":"INDEX(LINEST(J235:J236,I235:I236,TRUE,FALSE),1)","v":7.0000000000000021E-2},{"$f":"INDEX(LINEST(J235:J236,I235:I236,TRUE,FALSE),2)","v":47},{"$f":"((($I$21-1)/3)*((K236*$J$21+L236)-(K233*$J$21+L233)))+(K233*$J$21+L233)","v":52.129629629629626},4,200,56,{"$f":"INDEX(LINEST(P235:P236,O235:O236,TRUE,FALSE),1)","v":5.9999999999999991E-2},{"$f":"INDEX(LINEST(P235:P236,O235:O236,TRUE,FALSE),2)","v":44},{"$f":"((($I$21-1)/3)*((Q236*$J$21+R236)-(Q233*$J$21+R233)))+(Q233*$J$21+R233)","v":50.135802469135804},4,200,52,{"$f":"INDEX(LINEST(V235:V236,U235:U236,TRUE,FALSE),1)","v":7.0000000000000021E-2},{"$f":"INDEX(LINEST(V235:V236,U235:U236,TRUE,FALSE),2)","v":38},{"$f":"((($I$21-1)/3)*((W236*$J$21+X236)-(W233*$J$21+X233)))+(W233*$J$21+X233)","v":44.203703703703702},4,200,51,{"$f":"INDEX(LINEST(AB235:AB236,AA235:AA236,TRUE,FALSE),1)","v":5.9999999999999991E-2},{"$f":"INDEX(LINEST(AB235:AB236,AA235:AA236,TRUE,FALSE),2)","v":39},{"$f":"((($I$21-1)/3)*((AC236*$J$21+AD236)-(AC233*$J$21+AD233)))+(AC233*$J$21+AD233)","v":46.925925925925924},4,200,50,{"$f":"INDEX(LINEST(AH235:AH236,AG235:AG236,TRUE,FALSE),1)","v":0.05},{"$f":"INDEX(LINEST(AH235:AH236,AG235:AG236,TRUE,FALSE),2)","v":40},{"$f":"((($I$21-1)/3)*((AI236*$J$21+AJ236)-(AI233*$J$21+AJ233)))+(AI233*$J$21+AJ233)","v":48.574074074074076},4,200,47,{"$f":"INDEX(LINEST(AN235:AN236,AM235:AM236,TRUE,FALSE),1)","v":0.1},{"$f":"INDEX(LINEST(AN235:AN236,AM235:AM236,TRUE,FALSE),2)","v":27},{"$f":"((($I$21-1)/3)*((AO236*$J$21+AP236)-(AO233*$J$21+AP233)))+(AO233*$J$21+AP233)","v":36.629629629629626},4,200,45,{"$f":"INDEX(LINEST(AT235:AT236,AS235:AS236,TRUE,FALSE),1)","v":8.0000000000000016E-2},{"$f":"INDEX(LINEST(AT235:AT236,AS235:AS236,TRUE,FALSE),2)","v":29},{"$f":"((($I$21-1)/3)*((AU236*$J$21+AV236)-(AU233*$J$21+AV233)))+(AU233*$J$21+AV233)","v":36.703703703703702},4,200,57,{"$f":"INDEX(LINEST(AZ235:AZ236,AY235:AY236,TRUE,FALSE),1)","v":5.9999999999999991E-2},{"$f":"INDEX(LINEST(AZ235:AZ236,AY235:AY236,TRUE,FALSE),2)","v":45},{"$f":"((($I$21-1)/3)*((BA236*$J$21+BB236)-(BA233*$J$21+BB233)))+(BA233*$J$21+BB233)","v":53.283950617283949}]
[null,4,500,73,{"$f":"INDEX(LINEST(D236:D237,C236:C237,TRUE,FALSE),1)","v":2.0000000000000007E-2},{"$f":"INDEX(LINEST(D236:D237,C236:C237,TRUE,FALSE),2)","v":63},{"$f":"((($I$21-1)/3)*((E237*$J$21+F237)-(E234*$J$21+F234)))+(E234*$J$21+F234)","v":57.526748971193413},4,500,65,{"$f":"INDEX(LINEST(J236:J237,I236:I237,TRUE,FALSE),1)","v":1.3333333333333336E-2},{"$f":"INDEX(LINEST(J236:J237,I236:I237,TRUE,FALSE),2)","v":58.333333333333329},{"$f":"((($I$21-1)/3)*((K237*$J$21+L237)-(K234*$J$21+L234)))+(K234*$J$21+L234)","v":53.172839506172835},4,500,60,{"$f":"INDEX(LINEST(P236:P237,O236:O237,TRUE,FALSE),1)","v":1.3333333333333336E-2},{"$f":"INDEX(LINEST(P236:P237,O236:O237,TRUE,FALSE),2)","v":53.333333333333329},{"$f":"((($I$21-1)/3)*((Q237*$J$21+R237)-(Q234*$J$21+R234)))+(Q234*$J$21+R234)","v":52.349794238683124},4,500,57,{"$f":"INDEX(LINEST(V236:V237,U236:U237,TRUE,FALSE),1)","v":1.6666666666666666E-2},{"$f":"INDEX(LINEST(V236:V237,U236:U237,TRUE,FALSE),2)","v":48.666666666666664},{"$f":"((($I$21-1)/3)*((W237*$J$21+X237)-(W234*$J$21+X234)))+(W234*$J$21+X234)","v":45.676954732510289},4,500,59,{"$f":"INDEX(LINEST(AB236:AB237,AA236:AA237,TRUE,FALSE),1)","v":2.6666666666666672E-2},{"$f":"INDEX(LINEST(AB236:AB237,AA236:AA237,TRUE,FALSE),2)","v":45.666666666666664},{"$f":"((($I$21-1)/3)*((AC237*$J$21+AD237)-(AC234*$J$21+AD234)))+(AC234*$J$21+AD234)","v":47.041152263374485},4,500,59,{"$f":"INDEX(LINEST(AH236:AH237,AG236:AG237,TRUE,FALSE),1)","v":0.03},{"$f":"INDEX(LINEST(AH236:AH237,AG236:AG237,TRUE,FALSE),2)","v":44},{"$f":"((($I$21-1)/3)*((AI237*$J$21+AJ237)-(AI234*$J$21+AJ234)))+(AI234*$J$21+AJ234)","v":52.676954732510282},4,500,58,{"$f":"INDEX(LINEST(AN236:AN237,AM236:AM237,TRUE,FALSE),1)","v":3.6666666666666674E-2},{"$f":"INDEX(LINEST(AN236:AN237,AM236:AM237,TRUE,FALSE),2)","v":39.666666666666664},{"$f":"((($I$21-1)/3)*((AO237*$J$21+AP237)-(AO234*$J$21+AP234)))+(AO234*$J$21+AP234)","v":39.676954732510289},4,500,55,{"$f":"INDEX(LINEST(AT236:AT237,AS236:AS237,TRUE,FALSE),1)","v":3.3333333333333333E-2},{"$f":"INDEX(LINEST(AT236:AT237,AS236:AS237,TRUE,FALSE),2)","v":38.333333333333336},{"$f":"((($I$21-1)/3)*((AU237*$J$21+AV237)-(AU234*$J$21+AV234)))+(AU234*$J$21+AV234)","v":38.08230452674897},4,500,65,{"$f":"INDEX(LINEST(AZ236:AZ237,AY236:AY237,TRUE,FALSE),1)","v":2.6666666666666672E-2},{"$f":"INDEX(LINEST(AZ236:AZ237,AY236:AY237,TRUE,FALSE),2)","v":51.666666666666664},{"$f":"((($I$21-1)/3)*((BA237*$J$21+BB237)-(BA234*$J$21+BB234)))+(BA234*$J$21+BB234)","v":56.02469135802469}]
[null,10,100,68,null,null,null,10,100,64,null,null,null,10,100,54,null,null,null,10,100,48,null,null,null,10,100,46,null,null,null,10,100,43,null,null,null,10,100,41,null,null,null,10,100,42,null,null,null,10,100,54]
[null,10,200,80,{"$f":"INDEX(LINEST(D238:D239,C238:C239,TRUE,FALSE),1)","v":0.11999999999999998},{"$f":"INDEX(LINEST(D238:D239,C238:C239,TRUE,FALSE),2)","v":56},{"$f":"((($I$21-4)/6)*((E239*$J$21+F239)-(E236*$J$21+F236)))+(E236*$J$21+F236)","v":61.098765432098766},10,200,70,{"$f":"INDEX(LINEST(J238:J239,I238:I239,TRUE,FALSE),1)","v":5.9999999999999991E-2},{"$f":"INDEX(LINEST(J238:J239,I238:I239,TRUE,FALSE),2)","v":58},{"$f":"((($I$21-4)/6)*((K239*$J$21+L239)-(K236*$J$21+L236)))+(K236*$J$21+L236)","v":54.098765432098766},10,200,61,{"$f":"INDEX(LINEST(P238:P239,O238:O239,TRUE,FALSE),1)","v":7.0000000000000021E-2},{"$f":"INDEX(LINEST(P238:P239,O238:O239,TRUE,FALSE),2)","v":47},{"$f":"((($I$21-4)/6)*((Q239*$J$21+R239)-(Q236*$J$21+R236)))+(Q236*$J$21+R236)","v":51.388888888888886},10,200,55,{"$f":"INDEX(LINEST(V238:V239,U238:U239,TRUE,FALSE),1)","v":7.0000000000000021E-2},{"$f":"INDEX(LINEST(V238:V239,U238:U239,TRUE,FALSE),2)","v":41},{"$f":"((($I$21-4)/6)*((W239*$J$21+X239)-(W236*$J$21+X236)))+(W236*$J$21+X236)","v":47.425925925925924},10,200,53,{"$f":"INDEX(LINEST(AB238:AB239,AA238:AA239,TRUE,FALSE),1)","v":7.0000000000000021E-2},{"$f":"INDEX(LINEST(AB238:AB239,AA238:AA239,TRUE,FALSE),2)","v":39},{"$f":"((($I$21-4)/6)*((AC239*$J$21+AD239)-(AC236*$J$21+AD236)))+(AC236*$J$21+AD236)","v":47.462962962962962},10,200,52,{"$f":"INDEX(LINEST(AH238:AH239,AG238:AG239,TRUE,FALSE),1)","v":0.09},{"$f":"INDEX(LINEST(AH238:AH239,AG238:AG239,TRUE,FALSE),2)","v":34},{"$f":"((($I$21-4)/6)*((AI239*$J$21+AJ239)-(AI236*$J$21+AJ236)))+(AI236*$J$21+AJ236)","v":47.5},10,200,48,{"$f":"INDEX(LINEST(AN238:AN239,AM238:AM239,TRUE,FALSE),1)","v":7.0000000000000021E-2},{"$f":"INDEX(LINEST(AN238:AN239,AM238:AM239,TRUE,FALSE),2)","v":34},{"$f":"((($I$21-4)/6)*((AO239*$J$21+AP239)-(AO236*$J$21+AP236)))+(AO236*$J$21+AP236)","v":41.104938271604937},10,200,50,{"$f":"INDEX(LINEST(AT238:AT239,AS238:AS239,TRUE,FALSE),1)","v":8.0000000000000016E-2},{"$f":"INDEX(LINEST(AT238:AT239,AS238:AS239,TRUE,FALSE),2)","v":34},{"$f":"((($I$21-4)/6)*((AU239*$J$21+AV239)-(AU236*$J$21+AV236)))+(AU236*$J$21+AV236)","v":39.209876543209873},10,200,61,{"$f":"INDEX(LINEST(AZ238:AZ239,AY238:AY239,TRUE,FALSE),1)","v":7.0000000000000021E-2},{"$f":"INDEX(LINEST(AZ238:AZ239,AY238:AY239,TRUE,FALSE),2)","v":47},{"$f":"((($I$21-4)/6)*((BA239*$J$21+BB239)-(BA236*$J$21+BB236)))+(BA236*$J$21+BB236)","v":52.746913580246911}]
[null,10,500,85,{"$f":"INDEX(LINEST(D239:D240,C239:C240,TRUE,FALSE),1)","v":1.6666666666666666E-2},{"$f":"INDEX(LINEST(D239:D240,C239:C240,TRUE,FALSE),2)","v":76.666666666666671},{"$f":"((($I$21-4)/6)*((E240*$J$21+F240)-(E237*$J$21+F237)))+(E237*$J$21+F237)","v":61.286008230452673},10,500,78,{"$f":"INDEX(LINEST(J239:J240,I239:I240,TRUE,FALSE),1)","v":2.6666666666666672E-2},{"$f":"INDEX(LINEST(J239:J240,I239:I240,TRUE,FALSE),2)","v":64.666666666666657},{"$f":"((($I$21-4)/6)*((K240*$J$21+L240)-(K237*$J$21+L237)))+(K237*$J$21+L237)","v":57.349794238683124},10,500,70,{"$f":"INDEX(LINEST(P239:P240,O239:O240,TRUE,FALSE),1)","v":0.03},{"$f":"INDEX(LINEST(P239:P240,O239:O240,TRUE,FALSE),2)","v":55},{"$f":"((($I$21-4)/6)*((Q240*$J$21+R240)-(Q237*$J$21+R237)))+(Q237*$J$21+R237)","v":53.841563786008223},10,500,63,{"$f":"INDEX(LINEST(V239:V240,U239:U240,TRUE,FALSE),1)","v":2.6666666666666672E-2},{"$f":"INDEX(LINEST(V239:V240,U239:U240,TRUE,FALSE),2)","v":49.666666666666664},{"$f":"((($I$21-4)/6)*((W240*$J$21+X240)-(W237*$J$21+X237)))+(W237*$J$21+X237)","v":50.271604938271601},10,500,63,{"$f":"INDEX(LINEST(AB239:AB240,AA239:AA240,TRUE,FALSE),1)","v":3.3333333333333333E-2},{"$f":"INDEX(LINEST(AB239:AB240,AA239:AA240,TRUE,FALSE),2)","v":46.333333333333336},{"$f":"((($I$21-4)/6)*((AC240*$J$21+AD240)-(AC237*$J$21+AD237)))+(AC237*$J$21+AD237)","v":49.069958847736622},10,500,60,{"$f":"INDEX(LINEST(AH239:AH240,AG239:AG240,TRUE,FALSE),1)","v":2.6666666666666672E-2},{"$f":"INDEX(LINEST(AH239:AH240,AG239:AG240,TRUE,FALSE),2)","v":46.666666666666664},{"$f":"((($I$21-4)/6)*((AI240*$J$21+AJ240)-(AI237*$J$21+AJ237)))+(AI237*$J$21+AJ237)","v":47.724279835390945},10,500,59,{"$f":"INDEX(LINEST(AN239:AN240,AM239:AM240,TRUE,FALSE),1)","v":3.6666666666666674E-2},{"$f":"INDEX(LINEST(AN239:AN240,AM239:AM240,TRUE,FALSE),2)","v":40.666666666666664},{"$f":"((($I$21-4)/6)*((AO240*$J$21+AP240)-(AO237*$J$21+AP237)))+(AO237*$J$21+AP237)","v":44.808641975308639},10,500,62,{"$f":"INDEX(LINEST(AT239:AT240,AS239:AS240,TRUE,FALSE),1)","v":4.0000000000000015E-2},{"$f":"INDEX(LINEST(AT239:AT240,AS239:AS240,TRUE,FALSE),2)","v":41.999999999999993},{"$f":"((($I$21-4)/6)*((AU240*$J$21+AV240)-(AU237*$J$21+AV237)))+(AU237*$J$21+AV237)","v":41.662551440329224},10,500,70,{"$f":"INDEX(LINEST(AZ239:AZ240,AY239:AY240,TRUE,FALSE),1)","v":0.03},{"$f":"INDEX(LINEST(AZ239:AZ240,AY239:AY240,TRUE,FALSE),2)","v":55},{"$f":"((($I$21-4)/6)*((BA240*$J$21+BB240)-(BA237*$J$21+BB237)))+(BA237*$J$21+BB237)","v":54.294238683127567}]
[]
["800x250",1,100,{"$f":"D232+1","v":53},null,null,null,1,100,{"$f":"J232+1","v":50},null,null,null,1,100,{"$f":"P232+1","v":47},null,null,null,1,100,{"$f":"V232+1","v":41},null,null,null,1,100,{"$f":"AB232+1","v":47},null,null,null,1,100,{"$f":"AH232+1","v":44},null,null,null,1,100,{"$f":"AN232+1","v":31},null,null,null,1,100,{"$f":"AT232+1","v":33},null,null,null,1,100,{"$f":"AZ232+1","v":50}]
[null,1,200,56,{"$f":"INDEX(LINEST(D242:D243,C242:C243,TRUE,FALSE),1)","v":2.9999999999999995E-2},{"$f":"INDEX(LINEST(D242:D243,C242:C243,TRUE,FALSE),2)","v":50},null,1,200,52,{"$f":"INDEX(LINEST(J242:J243,I242:I243,TRUE,FALSE),1)","v":2.0000000000000004E-2},{"$f":"INDEX(LINEST(J242:J243,I242:I243,TRUE,FALSE),2)","v":48},null,1,200,53,{"$f":"INDEX(LINEST(P242:P243,O242:O243,TRUE,FALSE),1)","v":5.9999999999999991E-2},{"$f":"INDEX(LINEST(P242:P243,O242:O243,TRUE,FALSE),2)","v":41},null,1,200,46,{"$f":"INDEX(LINEST(V242:V243,U242:U243,TRUE,FALSE),1)","v":0.05},{"$f":"INDEX(LINEST(V242:V243,U242:U243,TRUE,FALSE),2)","v":36},null,1,200,48,{"$f":"INDEX(LINEST(AB242:AB243,AA242:AA243,TRUE,FALSE),1)","v":1.0000000000000002E-2},{"$f":"INDEX(LINEST(AB242:AB243,AA242:AA243,TRUE,FALSE),2)","v":46},null,1,200,56,{"$f":"INDEX(LINEST(AH242:AH243,AG242:AG243,TRUE,FALSE),1)","v":0.11999999999999998},{"$f":"INDEX(LINEST(AH242:AH243,AG242:AG243,TRUE,FALSE),2)","v":32},null,1,200,40,{"$f":"INDEX(LINEST(AN242:AN243,AM242:AM243,TRUE,FALSE),1)","v":0.09},{"$f":"INDEX(LINEST(AN242:AN243,AM242:AM243,TRUE,FALSE),2)","v":22},null,1,200,39,{"$f":"INDEX(LINEST(AT242:AT243,AS242:AS243,TRUE,FALSE),1)","v":5.9999999999999991E-2},{"$f":"INDEX(LINEST(AT242:AT243,AS242:AS243,TRUE,FALSE),2)","v":27},null,1,200,58,{"$f":"INDEX(LINEST(AZ242:AZ243,AY242:AY243,TRUE,FALSE),1)","v":8.0000000000000016E-2},{"$f":"INDEX(LINEST(AZ242:AZ243,AY242:AY243,TRUE,FALSE),2)","v":42}]
[null,1,500,61,{"$f":"INDEX(LINEST(D243:D244,C243:C244,TRUE,FALSE),1)","v":1.6666666666666666E-2},{"$f":"INDEX(LINEST(D243:D244,C243:C244,TRUE,FALSE),2)","v":52.666666666666664},null,1,500,56,{"$f":"INDEX(LINEST(J243:J244,I243:I244,TRUE,FALSE),1)","v":1.3333333333333336E-2},{"$f":"INDEX(LINEST(J243:J244,I243:I244,TRUE,FALSE),2)","v":49.333333333333329},null,1,500,58,{"$f":"INDEX(LINEST(P243:P244,O243:O244,TRUE,FALSE),1)","v":1.6666666666666666E-2},{"$f":"INDEX(LINEST(P243:P244,O243:O244,TRUE,FALSE),2)","v":49.666666666666664},null,1,500,55,{"$f":"INDEX(LINEST(V243:V244,U243:U244,TRUE,FALSE),1)","v":0.03},{"$f":"INDEX(LINEST(V243:V244,U243:U244,TRUE,FALSE),2)","v":40},null,1,500,54,{"$f":"INDEX(LINEST(AB243:AB244,AA243:AA244,TRUE,FALSE),1)","v":2.0000000000000007E-2},{"$f":"INDEX(LINEST(AB243:AB244,AA243:AA244,TRUE,FALSE),2)","v":44},null,1,500,60,{"$f":"INDEX(LINEST(AH243:AH244,AG243:AG244,TRUE,FALSE),1)","v":1.3333333333333336E-2},{"$f":"INDEX(LINEST(AH243:AH244,AG243:AG244,TRUE,FALSE),2)","v":53.333333333333329},null,1,500,49,{"$f":"INDEX(LINEST(AN243:AN244,AM243:AM244,TRUE,FALSE),1)","v":0.03},{"$f":"INDEX(LINEST(AN243:AN244,AM243:AM244,TRUE,FALSE),2)","v":34},null,1,500,51,{"$f":"INDEX(LINEST(AT243:AT244,AS243:AS244,TRUE,FALSE),1)","v":4.0000000000000015E-2},{"$f":"INDEX(LINEST(AT243:AT244,AS243:AS244,TRUE,FALSE),2)","v":30.999999999999993},null,1,500,63,{"$f":"INDEX(LINEST(AZ243:AZ244,AY243:AY244,TRUE,FALSE),1)","v":1.6666666666666666E-2},{"$f":"INDEX(LINEST(AZ243:AZ244,AY243:AY244,TRUE,FALSE),2)","v":54.666666666666664}]
[null,4,100,63,null,null,null,4,100,55,null,null,null,4,100,51,null,null,null,4,100,46,null,null,null,4,100,46,null,null,null,4,100,46,null,null,null,4,100,38,null,null,null,4,100,38,null,null,null,4,100,52]
[null,4,200,68,{"$f":"INDEX(LINEST(D245:D246,C245:C246,TRUE,FALSE),1)","v":0.05},{"$f":"INDEX(LINEST(D245:D246,C245:C246,TRUE,FALSE),2)","v":58},{"$f":"((($I$22-1)/3)*((E246*$J$22+F246)-(E243*$J$22+F243)))+(E243*$J$22+F243)","v":55.925925925925924},4,200,62,{"$f":"INDEX(LINEST(J245:J246,I245:I246,TRUE,FALSE),1)","v":7.0000000000000021E-2},{"$f":"INDEX(LINEST(J245:J246,I245:I246,TRUE,FALSE),2)","v":48},{"$f":"((($I$22-1)/3)*((K246*$J$22+L246)-(K243*$J$22+L243)))+(K243*$J$22+L243)","v":51.972222222222221},4,200,57,{"$f":"INDEX(LINEST(P245:P246,O245:O246,TRUE,FALSE),1)","v":5.9999999999999991E-2},{"$f":"INDEX(LINEST(P245:P246,O245:O246,TRUE,FALSE),2)","v":45},{"$f":"((($I$22-1)/3)*((Q246*$J$22+R246)-(Q243*$J$22+R243)))+(Q243*$J$22+R243)","v":50.518518518518519},4,200,53,{"$f":"INDEX(LINEST(V245:V246,U245:U246,TRUE,FALSE),1)","v":7.0000000000000021E-2},{"$f":"INDEX(LINEST(V245:V246,U245:U246,TRUE,FALSE),2)","v":39},{"$f":"((($I$22-1)/3)*((W246*$J$22+X246)-(W243*$J$22+X243)))+(W243*$J$22+X243)","v":44.277777777777779},4,200,52,{"$f":"INDEX(LINEST(AB245:AB246,AA245:AA246,TRUE,FALSE),1)","v":5.9999999999999991E-2},{"$f":"INDEX(LINEST(AB245:AB246,AA245:AA246,TRUE,FALSE),2)","v":40},{"$f":"((($I$22-1)/3)*((AC246*$J$22+AD246)-(AC243*$J$22+AD243)))+(AC243*$J$22+AD243)","v":47.694444444444443},4,200,51,{"$f":"INDEX(LINEST(AH245:AH246,AG245:AG246,TRUE,FALSE),1)","v":0.05},{"$f":"INDEX(LINEST(AH245:AH246,AG245:AG246,TRUE,FALSE),2)","v":41},{"$f":"((($I$22-1)/3)*((AI246*$J$22+AJ246)-(AI243*$J$22+AJ243)))+(AI243*$J$22+AJ243)","v":49.805555555555557},4,200,48,{"$f":"INDEX(LINEST(AN245:AN246,AM245:AM246,TRUE,FALSE),1)","v":0.1},{"$f":"INDEX(LINEST(AN245:AN246,AM245:AM246,TRUE,FALSE),2)","v":28},{"$f":"((($I$22-1)/3)*((AO246*$J$22+AP246)-(AO243*$J$22+AP243)))+(AO243*$J$22+AP243)","v":36.472222222222221},4,200,46,{"$f":"INDEX(LINEST(AT245:AT246,AS245:AS246,TRUE,FALSE),1)","v":8.0000000000000016E-2},{"$f":"INDEX(LINEST(AT245:AT246,AS245:AS246,TRUE,FALSE),2)","v":30},{"$f":"((($I$22-1)/3)*((AU246*$J$22+AV246)-(AU243*$J$22+AV243)))+(AU243*$J$22+AV243)","v":36.777777777777779},4,200,58,{"$f":"INDEX(LINEST(AZ245:AZ246,AY245:AY246,TRUE,FALSE),1)","v":5.9999999999999991E-2},{"$f":"INDEX(LINEST(AZ245:AZ246,AY245:AY246,TRUE,FALSE),2)","v":46},{"$f":"((($I$22-1)/3)*((BA246*$J$22+BB246)-(BA243*$J$22+BB243)))+(BA243*$J$22+BB243)","v":54.129629629629626}]
[null,4,500,74,{"$f":"INDEX(LINEST(D246:D247,C246:C247,TRUE,FALSE),1)","v":2.0000000000000007E-2},{"$f":"INDEX(LINEST(D246:D247,C246:C247,TRUE,FALSE),2)","v":64},{"$f":"((($I$22-1)/3)*((E247*$J$22+F247)-(E244*$J$22+F244)))+(E244*$J$22+F244)","v":56.700617283950614},4,500,66,{"$f":"INDEX(LINEST(J246:J247,I246:I247,TRUE,FALSE),1)","v":1.3333333333333336E-2},{"$f":"INDEX(LINEST(J246:J247,I246:I247,TRUE,FALSE),2)","v":59.333333333333329},{"$f":"((($I$22-1)/3)*((K247*$J$22+L247)-(K244*$J$22+L244)))+(K244*$J$22+L244)","v":52.629629629629626},4,500,61,{"$f":"INDEX(LINEST(P246:P247,O246:O247,TRUE,FALSE),1)","v":1.3333333333333336E-2},{"$f":"INDEX(LINEST(P246:P247,O246:O247,TRUE,FALSE),2)","v":54.333333333333329},{"$f":"((($I$22-1)/3)*((Q247*$J$22+R247)-(Q244*$J$22+R244)))+(Q244*$J$22+R244)","v":52.706790123456784},4,500,58,{"$f":"INDEX(LINEST(V246:V247,U246:U247,TRUE,FALSE),1)","v":1.6666666666666666E-2},{"$f":"INDEX(LINEST(V246:V247,U246:U247,TRUE,FALSE),2)","v":49.666666666666664},{"$f":"((($I$22-1)/3)*((W247*$J$22+X247)-(W244*$J$22+X244)))+(W244*$J$22+X244)","v":45.493827160493829},4,500,60,{"$f":"INDEX(LINEST(AB246:AB247,AA246:AA247,TRUE,FALSE),1)","v":2.6666666666666672E-2},{"$f":"INDEX(LINEST(AB246:AB247,AA246:AA247,TRUE,FALSE),2)","v":46.666666666666664},{"$f":"((($I$22-1)/3)*((AC247*$J$22+AD247)-(AC244*$J$22+AD244)))+(AC244*$J$22+AD244)","v":47.47530864197531},4,500,60,{"$f":"INDEX(LINEST(AH246:AH247,AG246:AG247,TRUE,FALSE),1)","v":0.03},{"$f":"INDEX(LINEST(AH246:AH247,AG246:AG247,TRUE,FALSE),2)","v":45},{"$f":"((($I$22-1)/3)*((AI247*$J$22+AJ247)-(AI244*$J$22+AJ244)))+(AI244*$J$22+AJ244)","v":54.577160493827158},4,500,59,{"$f":"INDEX(LINEST(AN246:AN247,AM246:AM247,TRUE,FALSE),1)","v":3.6666666666666674E-2},{"$f":"INDEX(LINEST(AN246:AN247,AM246:AM247,TRUE,FALSE),2)","v":40.666666666666664},{"$f":"((($I$22-1)/3)*((AO247*$J$22+AP247)-(AO244*$J$22+AP244)))+(AO244*$J$22+AP244)","v":39.493827160493829},4,500,56,{"$f":"INDEX(LINEST(AT246:AT247,AS246:AS247,TRUE,FALSE),1)","v":3.3333333333333333E-2},{"$f":"INDEX(LINEST(AT246:AT247,AS246:AS247,TRUE,FALSE),2)","v":39.333333333333336},{"$f":"((($I$22-1)/3)*((AU247*$J$22+AV247)-(AU244*$J$22+AV244)))+(AU244*$J$22+AV244)","v":37.950617283950614},4,500,66,{"$f":"INDEX(LINEST(AZ246:AZ247,AY246:AY247,TRUE,FALSE),1)","v":2.6666666666666672E-2},{"$f":"INDEX(LINEST(AZ246:AZ247,AY246:AY247,TRUE,FALSE),2)","v":52.666666666666664},{"$f":"((($I$22-1)/3)*((BA247*$J$22+BB247)-(BA244*$J$22+BB244)))+(BA244*$J$22+BB244)","v":57.101851851851848}]
[null,10,100,69,null,null,null,10,100,65,null,null,null,10,100,55,null,null,null,10,100,49,null,null,null,10,100,47,null,null,null,10,100,44,null,null,null,10,100,42,null,null,null,10,100,43,null,null,null,10,100,55]
[null,10,200,81,{"$f":"INDEX(LINEST(D248:D249,C248:C249,TRUE,FALSE),1)","v":0.11999999999999998},{"$f":"INDEX(LINEST(D248:D249,C248:C249,TRUE,FALSE),2)","v":57},{"$f":"((($I$22-4)/6)*((E249*$J$22+F249)-(E246*$J$22+F246)))+(E246*$J$22+F246)","v":61.36574074074074},10,200,71,{"$f":"INDEX(LINEST(J248:J249,I248:I249,TRUE,FALSE),1)","v":5.9999999999999991E-2},{"$f":"INDEX(LINEST(J248:J249,I248:I249,TRUE,FALSE),2)","v":59},{"$f":"((($I$22-4)/6)*((K249*$J$22+L249)-(K246*$J$22+L246)))+(K246*$J$22+L246)","v":54.36574074074074},10,200,62,{"$f":"INDEX(LINEST(P248:P249,O248:O249,TRUE,FALSE),1)","v":7.0000000000000021E-2},{"$f":"INDEX(LINEST(P248:P249,O248:O249,TRUE,FALSE),2)","v":48},{"$f":"((($I$22-4)/6)*((Q249*$J$22+R249)-(Q246*$J$22+R246)))+(Q246*$J$22+R246)","v":52.041666666666664},10,200,56,{"$f":"INDEX(LINEST(V248:V249,U248:U249,TRUE,FALSE),1)","v":7.0000000000000021E-2},{"$f":"INDEX(LINEST(V248:V249,U248:U249,TRUE,FALSE),2)","v":42},{"$f":"((($I$22-4)/6)*((W249*$J$22+X249)-(W246*$J$22+X246)))+(W246*$J$22+X246)","v":48.194444444444443},10,200,54,{"$f":"INDEX(LINEST(AB248:AB249,AA248:AA249,TRUE,FALSE),1)","v":7.0000000000000021E-2},{"$f":"INDEX(LINEST(AB248:AB249,AA248:AA249,TRUE,FALSE),2)","v":40},{"$f":"((($I$22-4)/6)*((AC249*$J$22+AD249)-(AC246*$J$22+AD246)))+(AC246*$J$22+AD246)","v":48.347222222222221},10,200,53,{"$f":"INDEX(LINEST(AH248:AH249,AG248:AG249,TRUE,FALSE),1)","v":0.09},{"$f":"INDEX(LINEST(AH248:AH249,AG248:AG249,TRUE,FALSE),2)","v":35},{"$f":"((($I$22-4)/6)*((AI249*$J$22+AJ249)-(AI246*$J$22+AJ246)))+(AI246*$J$22+AJ246)","v":48.5},10,200,49,{"$f":"INDEX(LINEST(AN248:AN249,AM248:AM249,TRUE,FALSE),1)","v":7.0000000000000021E-2},{"$f":"INDEX(LINEST(AN248:AN249,AM248:AM249,TRUE,FALSE),2)","v":35},{"$f":"((($I$22-4)/6)*((AO249*$J$22+AP249)-(AO246*$J$22+AP246)))+(AO246*$J$22+AP246)","v":41.912037037037038},10,200,51,{"$f":"INDEX(LINEST(AT248:AT249,AS248:AS249,TRUE,FALSE),1)","v":8.0000000000000016E-2},{"$f":"INDEX(LINEST(AT248:AT249,AS248:AS249,TRUE,FALSE),2)","v":35},{"$f":"((($I$22-4)/6)*((AU249*$J$22+AV249)-(AU246*$J$22+AV246)))+(AU246*$J$22+AV246)","v":39.824074074074076},10,200,62,{"$f":"INDEX(LINEST(AZ248:AZ249,AY248:AY249,TRUE,FALSE),1)","v":7.0000000000000021E-2},{"$f":"INDEX(LINEST(AZ248:AZ249,AY248:AY249,TRUE,FALSE),2)","v":48},{"$f":"((($I$22-4)/6)*((BA249*$J$22+BB249)-(BA246*$J$22+BB246)))+(BA246*$J$22+BB246)","v":53.476851851851855}]
[null,10,500,86,{"$f":"INDEX(LINEST(D249:D250,C249:C250,TRUE,FALSE),1)","v":1.6666666666666666E-2},{"$f":"INDEX(LINEST(D249:D250,C249:C250,TRUE,FALSE),2)","v":77.666666666666671},{"$f":"((($I$22-4)/6)*((E250*$J$22+F250)-(E247*$J$22+F247)))+(E247*$J$22+F247)","v":61.270061728395063},10,500,79,{"$f":"INDEX(LINEST(J249:J250,I249:I250,TRUE,FALSE),1)","v":2.6666666666666672E-2},{"$f":"INDEX(LINEST(J249:J250,I249:I250,TRUE,FALSE),2)","v":65.666666666666657},{"$f":"((($I$22-4)/6)*((K250*$J$22+L250)-(K247*$J$22+L247)))+(K247*$J$22+L247)","v":57.706790123456784},10,500,71,{"$f":"INDEX(LINEST(P249:P250,O249:O250,TRUE,FALSE),1)","v":0.03},{"$f":"INDEX(LINEST(P249:P250,O249:O250,TRUE,FALSE),2)","v":56},{"$f":"((($I$22-4)/6)*((Q250*$J$22+R250)-(Q247*$J$22+R247)))+(Q247*$J$22+R247)","v":54.520061728395056},10,500,64,{"$f":"INDEX(LINEST(V249:V250,U249:U250,TRUE,FALSE),1)","v":2.6666666666666672E-2},{"$f":"INDEX(LINEST(V249:V250,U249:U250,TRUE,FALSE),2)","v":50.666666666666664},{"$f":"((($I$22-4)/6)*((W250*$J$22+X250)-(W247*$J$22+X247)))+(W247*$J$22+X247)","v":51.078703703703702},10,500,64,{"$f":"INDEX(LINEST(AB249:AB250,AA249:AA250,TRUE,FALSE),1)","v":3.3333333333333333E-2},{"$f":"INDEX(LINEST(AB249:AB250,AA249:AA250,TRUE,FALSE),2)","v":47.333333333333336},{"$f":"((($I$22-4)/6)*((AC250*$J$22+AD250)-(AC247*$J$22+AD247)))+(AC247*$J$22+AD247)","v":49.941358024691354},10,500,61,{"$f":"INDEX(LINEST(AH249:AH250,AG249:AG250,TRUE,FALSE),1)","v":2.6666666666666672E-2},{"$f":"INDEX(LINEST(AH249:AH250,AG249:AG250,TRUE,FALSE),2)","v":47.666666666666664},{"$f":"((($I$22-4)/6)*((AI250*$J$22+AJ250)-(AI247*$J$22+AJ247)))+(AI247*$J$22+AJ247)","v":48.557098765432102},10,500,60,{"$f":"INDEX(LINEST(AN249:AN250,AM249:AM250,TRUE,FALSE),1)","v":3.6666666666666674E-2},{"$f":"INDEX(LINEST(AN249:AN250,AM249:AM250,TRUE,FALSE),2)","v":41.666666666666664},{"$f":"((($I$22-4)/6)*((AO250*$J$22+AP250)-(AO247*$J$22+AP247)))+(AO247*$J$22+AP247)","v":45.731481481481481},10,500,63,{"$f":"INDEX(LINEST(AT249:AT250,AS249:AS250,TRUE,FALSE),1)","v":4.0000000000000015E-2},{"$f":"INDEX(LINEST(AT249:AT250,AS249:AS250,TRUE,FALSE),2)","v":42.999999999999993},{"$f":"((($I$22-4)/6)*((AU250*$J$22+AV250)-(AU247*$J$22+AV247)))+(AU247*$J$22+AV247)","v":42.302469135802475},10,500,71,{"$f":"INDEX(LINEST(AZ249:AZ250,AY249:AY250,TRUE,FALSE),1)","v":0.03},{"$f":"INDEX(LINEST(AZ249:AZ250,AY249:AY250,TRUE,FALSE),2)","v":56},{"$f":"((($I$22-4)/6)*((BA250*$J$22+BB250)-(BA247*$J$22+BB247)))+(BA247*$J$22+BB247)","v":54.998456790123456}]
[]
["1000x250",1,100,{"$f":"D242+1","v":54},null,null,null,1,100,{"$f":"J242+1","v":51},null,null,null,1,100,{"$f":"P242+1","v":48},null,null,null,1,100,{"$f":"V242+1","v":42},null,null,null,1,100,{"$f":"AB242+1","v":48},null,null,null,1,100,{"$f":"AH242+1","v":45},null,null,null,1,100,{"$f":"AN242+1","v":32},null,null,null,1,100,{"$f":"AT242+1","v":34},null,null,null,1,100,{"$f":"AZ242+1","v":51}]
[null,1,200,57,{"$f":"INDEX(LINEST(D252:D253,C252:C253,TRUE,FALSE),1)","v":2.9999999999999995E-2},{"$f":"INDEX(LINEST(D252:D253,C252:C253,TRUE,FALSE),2)","v":51},null,1,200,53,{"$f":"INDEX(LINEST(J252:J253,I252:I253,TRUE,FALSE),1)","v":2.0000000000000004E-2},{"$f":"INDEX(LINEST(J252:J253,I252:I253,TRUE,FALSE),2)","v":49},null,1,200,54,{"$f":"INDEX(LINEST(P252:P253,O252:O253,TRUE,FALSE),1)","v":5.9999999999999991E-2},{"$f":"INDEX(LINEST(P252:P253,O252:O253,TRUE,FALSE),2)","v":42},null,1,200,47,{"$f":"INDEX(LINEST(V252:V253,U252:U253,TRUE,FALSE),1)","v":0.05},{"$f":"INDEX(LINEST(V252:V253,U252:U253,TRUE,FALSE),2)","v":37},null,1,200,49,{"$f":"INDEX(LINEST(AB252:AB253,AA252:AA253,TRUE,FALSE),1)","v":1.0000000000000002E-2},{"$f":"INDEX(LINEST(AB252:AB253,AA252:AA253,TRUE,FALSE),2)","v":47},null,1,200,57,{"$f":"INDEX(LINEST(AH252:AH253,AG252:AG253,TRUE,FALSE),1)","v":0.11999999999999998},{"$f":"INDEX(LINEST(AH252:AH253,AG252:AG253,TRUE,FALSE),2)","v":33},null,1,200,41,{"$f":"INDEX(LINEST(AN252:AN253,AM252:AM253,TRUE,FALSE),1)","v":0.09},{"$f":"INDEX(LINEST(AN252:AN253,AM252:AM253,TRUE,FALSE),2)","v":23},null,1,200,40,{"$f":"INDEX(LINEST(AT252:AT253,AS252:AS253,TRUE,FALSE),1)","v":5.9999999999999991E-2},{"$f":"INDEX(LINEST(AT252:AT253,AS252:AS253,TRUE,FALSE),2)","v":28},null,1,200,59,{"$f":"INDEX(LINEST(AZ252:AZ253,AY252:AY253,TRUE,FALSE),1)","v":8.0000000000000016E-2},{"$f":"INDEX(LINEST(AZ252:AZ253,AY252:AY253,TRUE,FALSE),2)","v":43}]
[null,1,500,62,{"$f":"INDEX(LINEST(D253:D254,C253:C254,TRUE,FALSE),1)","v":1.6666666666666666E-2},{"$f":"INDEX(LINEST(D253:D254,C253:C254,TRUE,FALSE),2)","v":53.666666666666664},null,1,500,57,{"$f":"INDEX(LINEST(J253:J254,I253:I254,TRUE,FALSE),1)","v":1.3333333333333336E-2},{"$f":"INDEX(LINEST(J253:J254,I253:I254,TRUE,FALSE),2)","v":50.333333333333329},null,1,500,59,{"$f":"INDEX(LINEST(P253:P254,O253:O254,TRUE,FALSE),1)","v":1.6666666666666666E-2},{"$f":"INDEX(LINEST(P253:P254,O253:O254,TRUE,FALSE),2)","v":50.666666666666664},null,1,500,56,{"$f":"INDEX(LINEST(V253:V254,U253:U254,TRUE,FALSE),1)","v":0.03},{"$f":"INDEX(LINEST(V253:V254,U253:U254,TRUE,FALSE),2)","v":41},null,1,500,55,{"$f":"INDEX(LINEST(AB253:AB254,AA253:AA254,TRUE,FALSE),1)","v":2.0000000000000007E-2},{"$f":"INDEX(LINEST(AB253:AB254,AA253:AA254,TRUE,FALSE),2)","v":45},null,1,500,61,{"$f":"INDEX(LINEST(AH253:AH254,AG253:AG254,TRUE,FALSE),1)","v":1.3333333333333336E-2},{"$f":"INDEX(LINEST(AH253:AH254,AG253:AG254,TRUE,FALSE),2)","v":54.333333333333329},null,1,500,50,{"$f":"INDEX(LINEST(AN253:AN254,AM253:AM254,TRUE,FALSE),1)","v":0.03},{"$f":"INDEX(LINEST(AN253:AN254,AM253:AM254,TRUE,FALSE),2)","v":35},null,1,500,52,{"$f":"INDEX(LINEST(AT253:AT254,AS253:AS254,TRUE,FALSE),1)","v":4.0000000000000015E-2},{"$f":"INDEX(LINEST(AT253:AT254,AS253:AS254,TRUE,FALSE),2)","v":31.999999999999993},null,1,500,64,{"$f":"INDEX(LINEST(AZ253:AZ254,AY253:AY254,TRUE,FALSE),1)","v":1.6666666666666666E-2},{"$f":"INDEX(LINEST(AZ253:AZ254,AY253:AY254,TRUE,FALSE),2)","v":55.666666666666664}]
[null,4,100,64,null,null,null,4,100,56,null,null,null,4,100,52,null,null,null,4,100,47,null,null,null,4,100,47,null,null,null,4,100,47,null,null,null,4,100,39,null,null,null,4,100,39,null,null,null,4,100,53]
[null,4,200,69,{"$f":"INDEX(LINEST(D255:D256,C255:C256,TRUE,FALSE),1)","v":0.05},{"$f":"INDEX(LINEST(D255:D256,C255:C256,TRUE,FALSE),2)","v":59},{"$f":"((($I$23-1)/3)*((E256*$J$23+F256)-(E253*$J$23+F253)))+(E253*$J$23+F253)","v":55.907407407407405},4,200,63,{"$f":"INDEX(LINEST(J255:J256,I255:I256,TRUE,FALSE),1)","v":7.0000000000000021E-2},{"$f":"INDEX(LINEST(J255:J256,I255:I256,TRUE,FALSE),2)","v":49},{"$f":"((($I$23-1)/3)*((K256*$J$23+L256)-(K253*$J$23+L253)))+(K253*$J$23+L253)","v":52.277777777777779},4,200,58,{"$f":"INDEX(LINEST(P255:P256,O255:O256,TRUE,FALSE),1)","v":5.9999999999999991E-2},{"$f":"INDEX(LINEST(P255:P256,O255:O256,TRUE,FALSE),2)","v":46},{"$f":"((($I$23-1)/3)*((Q256*$J$23+R256)-(Q253*$J$23+R253)))+(Q253*$J$23+R253)","v":51.148148148148145},4,200,54,{"$f":"INDEX(LINEST(V255:V256,U255:U256,TRUE,FALSE),1)","v":7.0000000000000021E-2},{"$f":"INDEX(LINEST(V255:V256,U255:U256,TRUE,FALSE),2)","v":40},{"$f":"((($I$23-1)/3)*((W256*$J$23+X256)-(W253*$J$23+X253)))+(W253*$J$23+X253)","v":44.722222222222221},4,200,53,{"$f":"INDEX(LINEST(AB255:AB256,AA255:AA256,TRUE,FALSE),1)","v":5.9999999999999991E-2},{"$f":"INDEX(LINEST(AB255:AB256,AA255:AA256,TRUE,FALSE),2)","v":41},{"$f":"((($I$23-1)/3)*((AC256*$J$23+AD256)-(AC253*$J$23+AD253)))+(AC253*$J$23+AD253)","v":48.555555555555557},4,200,52,{"$f":"INDEX(LINEST(AH255:AH256,AG255:AG256,TRUE,FALSE),1)","v":0.05},{"$f":"INDEX(LINEST(AH255:AH256,AG255:AG256,TRUE,FALSE),2)","v":42},{"$f":"((($I$23-1)/3)*((AI256*$J$23+AJ256)-(AI253*$J$23+AJ253)))+(AI253*$J$23+AJ253)","v":50.944444444444443},4,200,49,{"$f":"INDEX(LINEST(AN255:AN256,AM255:AM256,TRUE,FALSE),1)","v":0.1},{"$f":"INDEX(LINEST(AN255:AN256,AM255:AM256,TRUE,FALSE),2)","v":29},{"$f":"((($I$23-1)/3)*((AO256*$J$23+AP256)-(AO253*$J$23+AP253)))+(AO253*$J$23+AP253)","v":36.777777777777779},4,200,47,{"$f":"INDEX(LINEST(AT255:AT256,AS255:AS256,TRUE,FALSE),1)","v":8.0000000000000016E-2},{"$f":"INDEX(LINEST(AT255:AT256,AS255:AS256,TRUE,FALSE),2)","v":31},{"$f":"((($I$23-1)/3)*((AU256*$J$23+AV256)-(AU253*$J$23+AV253)))+(AU253*$J$23+AV253)","v":37.222222222222221},4,200,59,{"$f":"INDEX(LINEST(AZ255:AZ256,AY255:AY256,TRUE,FALSE),1)","v":5.9999999999999991E-2},{"$f":"INDEX(LINEST(AZ255:AZ256,AY255:AY256,TRUE,FALSE),2)","v":47},{"$f":"((($I$23-1)/3)*((BA256*$J$23+BB256)-(BA253*$J$23+BB253)))+(BA253*$J$23+BB253)","v":55.037037037037038}]
[null,4,500,75,{"$f":"INDEX(LINEST(D256:D257,C256:C257,TRUE,FALSE),1)","v":2.0000000000000007E-2},{"$f":"INDEX(LINEST(D256:D257,C256:C257,TRUE,FALSE),2)","v":65},{"$f":"((($I$23-1)/3)*((E257*$J$23+F257)-(E254*$J$23+F254)))+(E254*$J$23+F254)","v":56.604938271604937},4,500,67,{"$f":"INDEX(LINEST(J256:J257,I256:I257,TRUE,FALSE),1)","v":1.3333333333333336E-2},{"$f":"INDEX(LINEST(J256:J257,I256:I257,TRUE,FALSE),2)","v":60.333333333333329},{"$f":"((($I$23-1)/3)*((K257*$J$23+L257)-(K254*$J$23+L254)))+(K254*$J$23+L254)","v":52.703703703703702},4,500,62,{"$f":"INDEX(LINEST(P256:P257,O256:O257,TRUE,FALSE),1)","v":1.3333333333333336E-2},{"$f":"INDEX(LINEST(P256:P257,O256:O257,TRUE,FALSE),2)","v":55.333333333333329},{"$f":"((($I$23-1)/3)*((Q257*$J$23+R257)-(Q254*$J$23+R254)))+(Q254*$J$23+R254)","v":53.320987654320987},4,500,59,{"$f":"INDEX(LINEST(V256:V257,U256:U257,TRUE,FALSE),1)","v":1.6666666666666666E-2},{"$f":"INDEX(LINEST(V256:V257,U256:U257,TRUE,FALSE),2)","v":50.666666666666664},{"$f":"((($I$23-1)/3)*((W257*$J$23+X257)-(W254*$J$23+X254)))+(W254*$J$23+X254)","v":45.783950617283949},4,500,61,{"$f":"INDEX(LINEST(AB256:AB257,AA256:AA257,TRUE,FALSE),1)","v":2.6666666666666672E-2},{"$f":"INDEX(LINEST(AB256:AB257,AA256:AA257,TRUE,FALSE),2)","v":47.666666666666664},{"$f":"((($I$23-1)/3)*((AC257*$J$23+AD257)-(AC254*$J$23+AD254)))+(AC254*$J$23+AD254)","v":48.135802469135804},4,500,61,{"$f":"INDEX(LINEST(AH256:AH257,AG256:AG257,TRUE,FALSE),1)","v":0.03},{"$f":"INDEX(LINEST(AH256:AH257,AG256:AG257,TRUE,FALSE),2)","v":46},{"$f":"((($I$23-1)/3)*((AI257*$J$23+AJ257)-(AI254*$J$23+AJ254)))+(AI254*$J$23+AJ254)","v":56.117283950617278},4,500,60,{"$f":"INDEX(LINEST(AN256:AN257,AM256:AM257,TRUE,FALSE),1)","v":3.6666666666666674E-2},{"$f":"INDEX(LINEST(AN256:AN257,AM256:AM257,TRUE,FALSE),2)","v":41.666666666666664},{"$f":"((($I$23-1)/3)*((AO257*$J$23+AP257)-(AO254*$J$23+AP254)))+(AO254*$J$23+AP254)","v":39.783950617283949},4,500,57,{"$f":"INDEX(LINEST(AT256:AT257,AS256:AS257,TRUE,FALSE),1)","v":3.3333333333333333E-2},{"$f":"INDEX(LINEST(AT256:AT257,AS256:AS257,TRUE,FALSE),2)","v":40.333333333333336},{"$f":"((($I$23-1)/3)*((AU257*$J$23+AV257)-(AU254*$J$23+AV254)))+(AU254*$J$23+AV254)","v":38.271604938271601},4,500,67,{"$f":"INDEX(LINEST(AZ256:AZ257,AY256:AY257,TRUE,FALSE),1)","v":2.6666666666666672E-2},{"$f":"INDEX(LINEST(AZ256:AZ257,AY256:AY257,TRUE,FALSE),2)","v":53.666666666666664},{"$f":"((($I$23-1)/3)*((BA257*$J$23+BB257)-(BA254*$J$23+BB254)))+(BA254*$J$23+BB254)","v":58.148148148148145}]
[null,10,100,70,null,null,null,10,100,66,null,null,null,10,100,56,null,null,null,10,100,50,null,null,null,10,100,48,null,null,null,10,100,45,null,null,null,10,100,43,null,null,null,10,100,44,null,null,null,10,100,56]
[null,10,200,82,{"$f":"INDEX(LINEST(D258:D259,C258:C259,TRUE,FALSE),1)","v":0.11999999999999998},{"$f":"INDEX(LINEST(D258:D259,C258:C259,TRUE,FALSE),2)","v":58},{"$f":"((($I$23-4)/6)*((E259*$J$23+F259)-(E256*$J$23+F256)))+(E256*$J$23+F256)","v":61.925925925925924},10,200,72,{"$f":"INDEX(LINEST(J258:J259,I258:I259,TRUE,FALSE),1)","v":5.9999999999999991E-2},{"$f":"INDEX(LINEST(J258:J259,I258:I259,TRUE,FALSE),2)","v":60},{"$f":"((($I$23-4)/6)*((K259*$J$23+L259)-(K256*$J$23+L256)))+(K256*$J$23+L256)","v":54.925925925925924},10,200,63,{"$f":"INDEX(LINEST(P258:P259,O258:O259,TRUE,FALSE),1)","v":7.0000000000000021E-2},{"$f":"INDEX(LINEST(P258:P259,O258:O259,TRUE,FALSE),2)","v":49},{"$f":"((($I$23-4)/6)*((Q259*$J$23+R259)-(Q256*$J$23+R256)))+(Q256*$J$23+R256)","v":52.833333333333336},10,200,57,{"$f":"INDEX(LINEST(V258:V259,U258:U259,TRUE,FALSE),1)","v":7.0000000000000021E-2},{"$f":"INDEX(LINEST(V258:V259,U258:U259,TRUE,FALSE),2)","v":43},{"$f":"((($I$23-4)/6)*((W259*$J$23+X259)-(W256*$J$23+X256)))+(W256*$J$23+X256)","v":49.055555555555557},10,200,55,{"$f":"INDEX(LINEST(AB258:AB259,AA258:AA259,TRUE,FALSE),1)","v":7.0000000000000021E-2},{"$f":"INDEX(LINEST(AB258:AB259,AA258:AA259,TRUE,FALSE),2)","v":41},{"$f":"((($I$23-4)/6)*((AC259*$J$23+AD259)-(AC256*$J$23+AD256)))+(AC256*$J$23+AD256)","v":49.277777777777779},10,200,54,{"$f":"INDEX(LINEST(AH258:AH259,AG258:AG259,TRUE,FALSE),1)","v":0.09},{"$f":"INDEX(LINEST(AH258:AH259,AG258:AG259,TRUE,FALSE),2)","v":36},{"$f":"((($I$23-4)/6)*((AI259*$J$23+AJ259)-(AI256*$J$23+AJ256)))+(AI256*$J$23+AJ256)","v":49.5},10,200,50,{"$f":"INDEX(LINEST(AN258:AN259,AM258:AM259,TRUE,FALSE),1)","v":7.0000000000000021E-2},{"$f":"INDEX(LINEST(AN258:AN259,AM258:AM259,TRUE,FALSE),2)","v":36},{"$f":"((($I$23-4)/6)*((AO259*$J$23+AP259)-(AO256*$J$23+AP256)))+(AO256*$J$23+AP256)","v":42.796296296296298},10,200,52,{"$f":"INDEX(LINEST(AT258:AT259,AS258:AS259,TRUE,FALSE),1)","v":8.0000000000000016E-2},{"$f":"INDEX(LINEST(AT258:AT259,AS258:AS259,TRUE,FALSE),2)","v":36},{"$f":"((($I$23-4)/6)*((AU259*$J$23+AV259)-(AU256*$J$23+AV256)))+(AU256*$J$23+AV256)","v":40.592592592592595},10,200,63,{"$f":"INDEX(LINEST(AZ258:AZ259,AY258:AY259,TRUE,FALSE),1)","v":7.0000000000000021E-2},{"$f":"INDEX(LINEST(AZ258:AZ259,AY258:AY259,TRUE,FALSE),2)","v":49},{"$f":"((($I$23-4)/6)*((BA259*$J$23+BB259)-(BA256*$J$23+BB256)))+(BA256*$J$23+BB256)","v":54.314814814814817}]
[null,10,500,87,{"$f":"INDEX(LINEST(D259:D260,C259:C260,TRUE,FALSE),1)","v":1.6666666666666666E-2},{"$f":"INDEX(LINEST(D259:D260,C259:C260,TRUE,FALSE),2)","v":78.666666666666671},{"$f":"((($I$23-4)/6)*((E260*$J$23+F260)-(E257*$J$23+F257)))+(E257*$J$23+F257)","v":61.660493827160494},10,500,80,{"$f":"INDEX(LINEST(J259:J260,I259:I260,TRUE,FALSE),1)","v":2.6666666666666672E-2},{"$f":"INDEX(LINEST(J259:J260,I259:I260,TRUE,FALSE),2)","v":66.666666666666657},{"$f":"((($I$23-4)/6)*((K260*$J$23+L260)-(K257*$J$23+L257)))+(K257*$J$23+L257)","v":58.320987654320987},10,500,72,{"$f":"INDEX(LINEST(P259:P260,O259:O260,TRUE,FALSE),1)","v":0.03},{"$f":"INDEX(LINEST(P259:P260,O259:O260,TRUE,FALSE),2)","v":57},{"$f":"((($I$23-4)/6)*((Q260*$J$23+R260)-(Q257*$J$23+R257)))+(Q257*$J$23+R257)","v":55.327160493827151},10,500,65,{"$f":"INDEX(LINEST(V259:V260,U259:U260,TRUE,FALSE),1)","v":2.6666666666666672E-2},{"$f":"INDEX(LINEST(V259:V260,U259:U260,TRUE,FALSE),2)","v":51.666666666666664},{"$f":"((($I$23-4)/6)*((W260*$J$23+X260)-(W257*$J$23+X257)))+(W257*$J$23+X257)","v":51.962962962962962},10,500,65,{"$f":"INDEX(LINEST(AB259:AB260,AA259:AA260,TRUE,FALSE),1)","v":3.3333333333333333E-2},{"$f":"INDEX(LINEST(AB259:AB260,AA259:AA260,TRUE,FALSE),2)","v":48.333333333333336},{"$f":"((($I$23-4)/6)*((AC260*$J$23+AD260)-(AC257*$J$23+AD257)))+(AC257*$J$23+AD257)","v":50.864197530864196},10,500,62,{"$f":"INDEX(LINEST(AH259:AH260,AG259:AG260,TRUE,FALSE),1)","v":2.6666666666666672E-2},{"$f":"INDEX(LINEST(AH259:AH260,AG259:AG260,TRUE,FALSE),2)","v":48.666666666666664},{"$f":"((($I$23-4)/6)*((AI260*$J$23+AJ260)-(AI257*$J$23+AJ257)))+(AI257*$J$23+AJ257)","v":49.456790123456791},10,500,61,{"$f":"INDEX(LINEST(AN259:AN260,AM259:AM260,TRUE,FALSE),1)","v":3.6666666666666674E-2},{"$f":"INDEX(LINEST(AN259:AN260,AM259:AM260,TRUE,FALSE),2)","v":42.666666666666664},{"$f":"((($I$23-4)/6)*((AO260*$J$23+AP260)-(AO257*$J$23+AP257)))+(AO257*$J$23+AP257)","v":46.685185185185183},10,500,64,{"$f":"INDEX(LINEST(AT259:AT260,AS259:AS260,TRUE,FALSE),1)","v":4.0000000000000015E-2},{"$f":"INDEX(LINEST(AT259:AT260,AS259:AS260,TRUE,FALSE),2)","v":43.999999999999993},{"$f":"((($I$23-4)/6)*((AU260*$J$23+AV260)-(AU257*$J$23+AV257)))+(AU257*$J$23+AV257)","v":43.086419753086425},10,500,72,{"$f":"INDEX(LINEST(AZ259:AZ260,AY259:AY260,TRUE,FALSE),1)","v":0.03},{"$f":"INDEX(LINEST(AZ259:AZ260,AY259:AY260,TRUE,FALSE),2)","v":57},{"$f":"((($I$23-4)/6)*((BA260*$J$23+BB260)-(BA257*$J$23+BB257)))+(BA257*$J$23+BB257)","v":55.820987654320987}]
[]
["300x300",1,100,{"$f":"D272-1","v":50},null,null,null,1,100,{"$f":"J272-1","v":46},null,null,null,1,100,{"$f":"P272-1","v":43},null,null,null,1,100,{"$f":"V272-1","v":38},null,null,null,1,100,{"$f":"AB272-1","v":44},null,null,null,1,100,{"$f":"AH272-1","v":39},null,null,null,1,100,{"$f":"AN272-1","v":27},null,null,null,1,100,{"$f":"AT272-1","v":29},null,null,null,1,100,{"$f":"AZ272-1","v":47}]
[null,1,200,52,{"$f":"INDEX(LINEST(D262:D263,C262:C263,TRUE,FALSE),1)","v":2.0000000000000004E-2},{"$f":"INDEX(LINEST(D262:D263,C262:C263,TRUE,FALSE),2)","v":48},null,1,200,49,{"$f":"INDEX(LINEST(J262:J263,I262:I263,TRUE,FALSE),1)","v":2.9999999999999995E-2},{"$f":"INDEX(LINEST(J262:J263,I262:I263,TRUE,FALSE),2)","v":43},null,1,200,50,{"$f":"INDEX(LINEST(P262:P263,O262:O263,TRUE,FALSE),1)","v":7.0000000000000021E-2},{"$f":"INDEX(LINEST(P262:P263,O262:O263,TRUE,FALSE),2)","v":36},null,1,200,43,{"$f":"INDEX(LINEST(V262:V263,U262:U263,TRUE,FALSE),1)","v":0.05},{"$f":"INDEX(LINEST(V262:V263,U262:U263,TRUE,FALSE),2)","v":33},null,1,200,46,{"$f":"INDEX(LINEST(AB262:AB263,AA262:AA263,TRUE,FALSE),1)","v":2.0000000000000004E-2},{"$f":"INDEX(LINEST(AB262:AB263,AA262:AA263,TRUE,FALSE),2)","v":42},null,1,200,51,{"$f":"INDEX(LINEST(AH262:AH263,AG262:AG263,TRUE,FALSE),1)","v":0.11999999999999998},{"$f":"INDEX(LINEST(AH262:AH263,AG262:AG263,TRUE,FALSE),2)","v":27.000000000000004},null,1,200,37,{"$f":"INDEX(LINEST(AN262:AN263,AM262:AM263,TRUE,FALSE),1)","v":0.1},{"$f":"INDEX(LINEST(AN262:AN263,AM262:AM263,TRUE,FALSE),2)","v":17},null,1,200,35,{"$f":"INDEX(LINEST(AT262:AT263,AS262:AS263,TRUE,FALSE),1)","v":5.9999999999999991E-2},{"$f":"INDEX(LINEST(AT262:AT263,AS262:AS263,TRUE,FALSE),2)","v":23},null,1,200,54,{"$f":"INDEX(LINEST(AZ262:AZ263,AY262:AY263,TRUE,FALSE),1)","v":7.0000000000000021E-2},{"$f":"INDEX(LINEST(AZ262:AZ263,AY262:AY263,TRUE,FALSE),2)","v":40}]
[null,1,500,57,{"$f":"INDEX(LINEST(D263:D264,C263:C264,TRUE,FALSE),1)","v":1.6666666666666666E-2},{"$f":"INDEX(LINEST(D263:D264,C263:C264,TRUE,FALSE),2)","v":48.666666666666664},null,1,500,53,{"$f":"INDEX(LINEST(J263:J264,I263:I264,TRUE,FALSE),1)","v":1.3333333333333336E-2},{"$f":"INDEX(LINEST(J263:J264,I263:I264,TRUE,FALSE),2)","v":46.333333333333329},null,1,500,55,{"$f":"INDEX(LINEST(P263:P264,O263:O264,TRUE,FALSE),1)","v":1.6666666666666666E-2},{"$f":"INDEX(LINEST(P263:P264,O263:O264,TRUE,FALSE),2)","v":46.666666666666664},null,1,500,52,{"$f":"INDEX(LINEST(V263:V264,U263:U264,TRUE,FALSE),1)","v":0.03},{"$f":"INDEX(LINEST(V263:V264,U263:U264,TRUE,FALSE),2)","v":37},null,1,500,51,{"$f":"INDEX(LINEST(AB263:AB264,AA263:AA264,TRUE,FALSE),1)","v":1.6666666666666666E-2},{"$f":"INDEX(LINEST(AB263:AB264,AA263:AA264,TRUE,FALSE),2)","v":42.666666666666664},null,1,500,57,{"$f":"INDEX(LINEST(AH263:AH264,AG263:AG264,TRUE,FALSE),1)","v":2.0000000000000007E-2},{"$f":"INDEX(LINEST(AH263:AH264,AG263:AG264,TRUE,FALSE),2)","v":47},null,1,500,47,{"$f":"INDEX(LINEST(AN263:AN264,AM263:AM264,TRUE,FALSE),1)","v":3.3333333333333333E-2},{"$f":"INDEX(LINEST(AN263:AN264,AM263:AM264,TRUE,FALSE),2)","v":30.333333333333336},null,1,500,48,{"$f":"INDEX(LINEST(AT263:AT264,AS263:AS264,TRUE,FALSE),1)","v":4.3333333333333349E-2},{"$f":"INDEX(LINEST(AT263:AT264,AS263:AS264,TRUE,FALSE),2)","v":26.333333333333329},null,1,500,60,{"$f":"INDEX(LINEST(AZ263:AZ264,AY263:AY264,TRUE,FALSE),1)","v":2.0000000000000007E-2},{"$f":"INDEX(LINEST(AZ263:AZ264,AY263:AY264,TRUE,FALSE),2)","v":50}]
[null,4,100,57,null,null,null,4,100,52,null,null,null,4,100,48,null,null,null,4,100,43,null,null,null,4,100,43,null,null,null,4,100,42,null,null,null,4,100,34,null,null,null,4,100,37,null,null,null,4,100,49]
[null,4,200,64,{"$f":"INDEX(LINEST(D265:D266,C265:C266,TRUE,FALSE),1)","v":7.0000000000000021E-2},{"$f":"INDEX(LINEST(D265:D266,C265:C266,TRUE,FALSE),2)","v":50},{"$f":"((($I$24-1)/3)*((E266*$J$24+F266)-(E263*$J$24+F263)))+(E263*$J$24+F263)","v":57.60699588477366},4,200,58,{"$f":"INDEX(LINEST(J265:J266,I265:I266,TRUE,FALSE),1)","v":5.9999999999999991E-2},{"$f":"INDEX(LINEST(J265:J266,I265:I266,TRUE,FALSE),2)","v":46},{"$f":"((($I$24-1)/3)*((K266*$J$24+L266)-(K263*$J$24+L263)))+(K263*$J$24+L263)","v":52.716049382716051},4,200,53,{"$f":"INDEX(LINEST(P265:P266,O265:O266,TRUE,FALSE),1)","v":0.05},{"$f":"INDEX(LINEST(P265:P266,O265:O266,TRUE,FALSE),2)","v":43},{"$f":"((($I$24-1)/3)*((Q266*$J$24+R266)-(Q263*$J$24+R263)))+(Q263*$J$24+R263)","v":49.281893004115226},4,200,51,{"$f":"INDEX(LINEST(V265:V266,U265:U266,TRUE,FALSE),1)","v":8.0000000000000016E-2},{"$f":"INDEX(LINEST(V265:V266,U265:U266,TRUE,FALSE),2)","v":35},{"$f":"((($I$24-1)/3)*((W266*$J$24+X266)-(W263*$J$24+X263)))+(W263*$J$24+X263)","v":45.020576131687243},4,200,50,{"$f":"INDEX(LINEST(AB265:AB266,AA265:AA266,TRUE,FALSE),1)","v":7.0000000000000021E-2},{"$f":"INDEX(LINEST(AB265:AB266,AA265:AA266,TRUE,FALSE),2)","v":36},{"$f":"((($I$24-1)/3)*((AC266*$J$24+AD266)-(AC263*$J$24+AD263)))+(AC263*$J$24+AD263)","v":46.043209876543209},4,200,47,{"$f":"INDEX(LINEST(AH265:AH266,AG265:AG266,TRUE,FALSE),1)","v":0.05},{"$f":"INDEX(LINEST(AH265:AH266,AG265:AG266,TRUE,FALSE),2)","v":37},{"$f":"((($I$24-1)/3)*((AI266*$J$24+AJ266)-(AI263*$J$24+AJ263)))+(AI263*$J$24+AJ263)","v":44.652263374485599},4,200,43,{"$f":"INDEX(LINEST(AN265:AN266,AM265:AM266,TRUE,FALSE),1)","v":0.09},{"$f":"INDEX(LINEST(AN265:AN266,AM265:AM266,TRUE,FALSE),2)","v":25},{"$f":"((($I$24-1)/3)*((AO266*$J$24+AP266)-(AO263*$J$24+AP263)))+(AO263*$J$24+AP263)","v":36.520576131687243},4,200,42,{"$f":"INDEX(LINEST(AT265:AT266,AS265:AS266,TRUE,FALSE),1)","v":0.05},{"$f":"INDEX(LINEST(AT265:AT266,AS265:AS266,TRUE,FALSE),2)","v":32},{"$f":"((($I$24-1)/3)*((AU266*$J$24+AV266)-(AU263*$J$24+AV263)))+(AU263*$J$24+AV263)","v":37.216049382716051},4,200,55,{"$f":"INDEX(LINEST(AZ265:AZ266,AY265:AY266,TRUE,FALSE),1)","v":5.9999999999999991E-2},{"$f":"INDEX(LINEST(AZ265:AZ266,AY265:AY266,TRUE,FALSE),2)","v":43},{"$f":"((($I$24-1)/3)*((BA266*$J$24+BB266)-(BA263*$J$24+BB263)))+(BA263*$J$24+BB263)","v":51.543209876543209}]
[null,4,500,70,{"$f":"INDEX(LINEST(D266:D267,C266:C267,TRUE,FALSE),1)","v":2.0000000000000007E-2},{"$f":"INDEX(LINEST(D266:D267,C266:C267,TRUE,FALSE),2)","v":60},{"$f":"((($I$24-1)/3)*((E267*$J$24+F267)-(E264*$J$24+F264)))+(E264*$J$24+F264)","v":59.396433470507546},4,500,62,{"$f":"INDEX(LINEST(J266:J267,I266:I267,TRUE,FALSE),1)","v":1.3333333333333336E-2},{"$f":"INDEX(LINEST(J266:J267,I266:I267,TRUE,FALSE),2)","v":55.333333333333329},{"$f":"((($I$24-1)/3)*((K267*$J$24+L267)-(K264*$J$24+L264)))+(K264*$J$24+L264)","v":54.592592592592588},4,500,57,{"$f":"INDEX(LINEST(P266:P267,O266:O267,TRUE,FALSE),1)","v":1.3333333333333336E-2},{"$f":"INDEX(LINEST(P266:P267,O266:O267,TRUE,FALSE),2)","v":50.333333333333329},{"$f":"((($I$24-1)/3)*((Q267*$J$24+R267)-(Q264*$J$24+R264)))+(Q264*$J$24+R264)","v":51.368998628257884},4,500,55,{"$f":"INDEX(LINEST(V266:V267,U266:U267,TRUE,FALSE),1)","v":1.3333333333333336E-2},{"$f":"INDEX(LINEST(V266:V267,U266:U267,TRUE,FALSE),2)","v":48.333333333333329},{"$f":"((($I$24-1)/3)*((W267*$J$24+X267)-(W264*$J$24+X264)))+(W264*$J$24+X264)","v":47.643347050754457},4,500,58,{"$f":"INDEX(LINEST(AB266:AB267,AA266:AA267,TRUE,FALSE),1)","v":2.6666666666666672E-2},{"$f":"INDEX(LINEST(AB266:AB267,AA266:AA267,TRUE,FALSE),2)","v":44.666666666666664},{"$f":"((($I$24-1)/3)*((AC267*$J$24+AD267)-(AC264*$J$24+AD264)))+(AC264*$J$24+AD264)","v":47.600823045267489},4,500,58,{"$f":"INDEX(LINEST(AH266:AH267,AG266:AG267,TRUE,FALSE),1)","v":3.6666666666666674E-2},{"$f":"INDEX(LINEST(AH266:AH267,AG266:AG267,TRUE,FALSE),2)","v":39.666666666666664},{"$f":"((($I$24-1)/3)*((AI267*$J$24+AJ267)-(AI264*$J$24+AJ264)))+(AI264*$J$24+AJ264)","v":46.638545953360769},4,500,55,{"$f":"INDEX(LINEST(AN266:AN267,AM266:AM267,TRUE,FALSE),1)","v":4.0000000000000015E-2},{"$f":"INDEX(LINEST(AN266:AN267,AM266:AM267,TRUE,FALSE),2)","v":34.999999999999993},{"$f":"((($I$24-1)/3)*((AO267*$J$24+AP267)-(AO264*$J$24+AP264)))+(AO264*$J$24+AP264)","v":39.274348422496566},4,500,52,{"$f":"INDEX(LINEST(AT266:AT267,AS266:AS267,TRUE,FALSE),1)","v":3.3333333333333333E-2},{"$f":"INDEX(LINEST(AT266:AT267,AS266:AS267,TRUE,FALSE),2)","v":35.333333333333336},{"$f":"((($I$24-1)/3)*((AU267*$J$24+AV267)-(AU264*$J$24+AV264)))+(AU264*$J$24+AV264)","v":38.049382716049379},4,500,63,{"$f":"INDEX(LINEST(AZ266:AZ267,AY266:AY267,TRUE,FALSE),1)","v":2.6666666666666672E-2},{"$f":"INDEX(LINEST(AZ266:AZ267,AY266:AY267,TRUE,FALSE),2)","v":49.666666666666664},{"$f":"((($I$24-1)/3)*((BA267*$J$24+BB267)-(BA264*$J$24+BB264)))+(BA264*$J$24+BB264)","v":53.463648834019203}]
[null,10,100,67,null,null,null,10,100,64,null,null,null,10,100,53,null,null,null,10,100,46,null,null,null,10,100,45,null,null,null,10,100,41,null,null,null,10,100,40,null,null,null,10,100,42,null,null,null,10,100,53]
[null,10,200,76,{"$f":"INDEX(LINEST(D268:D269,C268:C269,TRUE,FALSE),1)","v":0.09},{"$f":"INDEX(LINEST(D268:D269,C268:C269,TRUE,FALSE),2)","v":58},{"$f":"((($I$24-4)/6)*((E269*$J$24+F269)-(E266*$J$24+F266)))+(E266*$J$24+F266)","v":58.825102880658434},10,200,68,{"$f":"INDEX(LINEST(J268:J269,I268:I269,TRUE,FALSE),1)","v":4.0000000000000008E-2},{"$f":"INDEX(LINEST(J268:J269,I268:I269,TRUE,FALSE),2)","v":60},{"$f":"((($I$24-4)/6)*((K269*$J$24+L269)-(K266*$J$24+L266)))+(K266*$J$24+L266)","v":53.325102880658434},10,200,59,{"$f":"INDEX(LINEST(P268:P269,O268:O269,TRUE,FALSE),1)","v":5.9999999999999991E-2},{"$f":"INDEX(LINEST(P268:P269,O268:O269,TRUE,FALSE),2)","v":47},{"$f":"((($I$24-4)/6)*((Q269*$J$24+R269)-(Q266*$J$24+R266)))+(Q266*$J$24+R266)","v":49.662551440329217},10,200,53,{"$f":"INDEX(LINEST(V268:V269,U268:U269,TRUE,FALSE),1)","v":7.0000000000000021E-2},{"$f":"INDEX(LINEST(V268:V269,U268:U269,TRUE,FALSE),2)","v":39},{"$f":"((($I$24-4)/6)*((W269*$J$24+X269)-(W266*$J$24+X266)))+(W266*$J$24+X266)","v":46.619341563786008},10,200,52,{"$f":"INDEX(LINEST(AB268:AB269,AA268:AA269,TRUE,FALSE),1)","v":7.0000000000000021E-2},{"$f":"INDEX(LINEST(AB268:AB269,AA268:AA269,TRUE,FALSE),2)","v":38},{"$f":"((($I$24-4)/6)*((AC269*$J$24+AD269)-(AC266*$J$24+AD266)))+(AC266*$J$24+AD266)","v":46.195473251028808},10,200,50,{"$f":"INDEX(LINEST(AH268:AH269,AG268:AG269,TRUE,FALSE),1)","v":0.09},{"$f":"INDEX(LINEST(AH268:AH269,AG268:AG269,TRUE,FALSE),2)","v":32},{"$f":"((($I$24-4)/6)*((AI269*$J$24+AJ269)-(AI266*$J$24+AJ266)))+(AI266*$J$24+AJ266)","v":44.347736625514401},10,200,46,{"$f":"INDEX(LINEST(AN268:AN269,AM268:AM269,TRUE,FALSE),1)","v":5.9999999999999991E-2},{"$f":"INDEX(LINEST(AN268:AN269,AM268:AM269,TRUE,FALSE),2)","v":34},{"$f":"((($I$24-4)/6)*((AO269*$J$24+AP269)-(AO266*$J$24+AP266)))+(AO266*$J$24+AP266)","v":37.814814814814817},10,200,48,{"$f":"INDEX(LINEST(AT268:AT269,AS268:AS269,TRUE,FALSE),1)","v":5.9999999999999991E-2},{"$f":"INDEX(LINEST(AT268:AT269,AS268:AS269,TRUE,FALSE),2)","v":36},{"$f":"((($I$24-4)/6)*((AU269*$J$24+AV269)-(AU266*$J$24+AV266)))+(AU266*$J$24+AV266)","v":38.662551440329217},10,200,59,{"$f":"INDEX(LINEST(AZ268:AZ269,AY268:AY269,TRUE,FALSE),1)","v":5.9999999999999991E-2},{"$f":"INDEX(LINEST(AZ268:AZ269,AY268:AY269,TRUE,FALSE),2)","v":47},{"$f":"((($I$24-4)/6)*((BA269*$J$24+BB269)-(BA266*$J$24+BB266)))+(BA266*$J$24+BB266)","v":51.390946502057616}]
[null,10,500,82,{"$f":"INDEX(LINEST(D269:D270,C269:C270,TRUE,FALSE),1)","v":2.0000000000000007E-2},{"$f":"INDEX(LINEST(D269:D270,C269:C270,TRUE,FALSE),2)","v":72},{"$f":"((($I$24-4)/6)*((E270*$J$24+F270)-(E267*$J$24+F267)))+(E267*$J$24+F267)","v":61.172839506172842},10,500,76,{"$f":"INDEX(LINEST(J269:J270,I269:I270,TRUE,FALSE),1)","v":2.6666666666666672E-2},{"$f":"INDEX(LINEST(J269:J270,I269:I270,TRUE,FALSE),2)","v":62.666666666666664},{"$f":"((($I$24-4)/6)*((K270*$J$24+L270)-(K267*$J$24+L267)))+(K267*$J$24+L267)","v":55.912208504801093},10,500,67,{"$f":"INDEX(LINEST(P269:P270,O269:O270,TRUE,FALSE),1)","v":2.6666666666666672E-2},{"$f":"INDEX(LINEST(P269:P270,O269:O270,TRUE,FALSE),2)","v":53.666666666666664},{"$f":"((($I$24-4)/6)*((Q270*$J$24+R270)-(Q267*$J$24+R267)))+(Q267*$J$24+R267)","v":51.521262002743477},10,500,60,{"$f":"INDEX(LINEST(V269:V270,U269:U270,TRUE,FALSE),1)","v":2.3333333333333331E-2},{"$f":"INDEX(LINEST(V269:V270,U269:U270,TRUE,FALSE),2)","v":48.333333333333336},{"$f":"((($I$24-4)/6)*((W270*$J$24+X270)-(W267*$J$24+X267)))+(W267*$J$24+X267)","v":50.104938271604929},10,500,61,{"$f":"INDEX(LINEST(AB269:AB270,AA269:AA270,TRUE,FALSE),1)","v":0.03},{"$f":"INDEX(LINEST(AB269:AB270,AA269:AA270,TRUE,FALSE),2)","v":46},{"$f":"((($I$24-4)/6)*((AC270*$J$24+AD270)-(AC267*$J$24+AD267)))+(AC267*$J$24+AD267)","v":48.387517146776403},10,500,58,{"$f":"INDEX(LINEST(AH269:AH270,AG269:AG270,TRUE,FALSE),1)","v":2.6666666666666672E-2},{"$f":"INDEX(LINEST(AH269:AH270,AG269:AG270,TRUE,FALSE),2)","v":44.666666666666664},{"$f":"((($I$24-4)/6)*((AI270*$J$24+AJ270)-(AI267*$J$24+AJ267)))+(AI267*$J$24+AJ267)","v":44.633744855967073},10,500,57,{"$f":"INDEX(LINEST(AN269:AN270,AM269:AM270,TRUE,FALSE),1)","v":3.6666666666666674E-2},{"$f":"INDEX(LINEST(AN269:AN270,AM269:AM270,TRUE,FALSE),2)","v":38.666666666666664},{"$f":"((($I$24-4)/6)*((AO270*$J$24+AP270)-(AO267*$J$24+AP267)))+(AO267*$J$24+AP267)","v":40.517832647462271},10,500,59,{"$f":"INDEX(LINEST(AT269:AT270,AS269:AS270,TRUE,FALSE),1)","v":3.6666666666666674E-2},{"$f":"INDEX(LINEST(AT269:AT270,AS269:AS270,TRUE,FALSE),2)","v":40.666666666666664},{"$f":"((($I$24-4)/6)*((AU270*$J$24+AV270)-(AU267*$J$24+AV267)))+(AU267*$J$24+AV267)","v":39.445130315500691},10,500,68,{"$f":"INDEX(LINEST(AZ269:AZ270,AY269:AY270,TRUE,FALSE),1)","v":0.03},{"$f":"INDEX(LINEST(AZ269:AZ270,AY269:AY270,TRUE,FALSE),2)","v":53},{"$f":"((($I$24-4)/6)*((BA270*$J$24+BB270)-(BA267*$J$24+BB267)))+(BA267*$J$24+BB267)","v":53.082990397805212}]
[]
["400x300",1,100,{"$f":"D282-1","v":51},null,null,null,1,100,{"$f":"J282-1","v":47},null,null,null,1,100,{"$f":"P282-1","v":44},null,null,null,1,100,{"$f":"V282-1","v":39},null,null,null,1,100,{"$f":"AB282-1","v":45},null,null,null,1,100,{"$f":"AH282-1","v":40},null,null,null,1,100,{"$f":"AN282-1","v":28},null,null,null,1,100,{"$f":"AT282-1","v":30},null,null,null,1,100,{"$f":"AZ282-1","v":48}]
[null,1,200,53,{"$f":"INDEX(LINEST(D272:D273,C272:C273,TRUE,FALSE),1)","v":2.0000000000000004E-2},{"$f":"INDEX(LINEST(D272:D273,C272:C273,TRUE,FALSE),2)","v":49},null,1,200,50,{"$f":"INDEX(LINEST(J272:J273,I272:I273,TRUE,FALSE),1)","v":2.9999999999999995E-2},{"$f":"INDEX(LINEST(J272:J273,I272:I273,TRUE,FALSE),2)","v":44},null,1,200,51,{"$f":"INDEX(LINEST(P272:P273,O272:O273,TRUE,FALSE),1)","v":7.0000000000000021E-2},{"$f":"INDEX(LINEST(P272:P273,O272:O273,TRUE,FALSE),2)","v":37},null,1,200,44,{"$f":"INDEX(LINEST(V272:V273,U272:U273,TRUE,FALSE),1)","v":0.05},{"$f":"INDEX(LINEST(V272:V273,U272:U273,TRUE,FALSE),2)","v":34},null,1,200,47,{"$f":"INDEX(LINEST(AB272:AB273,AA272:AA273,TRUE,FALSE),1)","v":2.0000000000000004E-2},{"$f":"INDEX(LINEST(AB272:AB273,AA272:AA273,TRUE,FALSE),2)","v":43},null,1,200,52,{"$f":"INDEX(LINEST(AH272:AH273,AG272:AG273,TRUE,FALSE),1)","v":0.11999999999999998},{"$f":"INDEX(LINEST(AH272:AH273,AG272:AG273,TRUE,FALSE),2)","v":28.000000000000004},null,1,200,38,{"$f":"INDEX(LINEST(AN272:AN273,AM272:AM273,TRUE,FALSE),1)","v":0.1},{"$f":"INDEX(LINEST(AN272:AN273,AM272:AM273,TRUE,FALSE),2)","v":18},null,1,200,36,{"$f":"INDEX(LINEST(AT272:AT273,AS272:AS273,TRUE,FALSE),1)","v":5.9999999999999991E-2},{"$f":"INDEX(LINEST(AT272:AT273,AS272:AS273,TRUE,FALSE),2)","v":24},null,1,200,55,{"$f":"INDEX(LINEST(AZ272:AZ273,AY272:AY273,TRUE,FALSE),1)","v":7.0000000000000021E-2},{"$f":"INDEX(LINEST(AZ272:AZ273,AY272:AY273,TRUE,FALSE),2)","v":41}]
[null,1,500,58,{"$f":"INDEX(LINEST(D273:D274,C273:C274,TRUE,FALSE),1)","v":1.6666666666666666E-2},{"$f":"INDEX(LINEST(D273:D274,C273:C274,TRUE,FALSE),2)","v":49.666666666666664},null,1,500,54,{"$f":"INDEX(LINEST(J273:J274,I273:I274,TRUE,FALSE),1)","v":1.3333333333333336E-2},{"$f":"INDEX(LINEST(J273:J274,I273:I274,TRUE,FALSE),2)","v":47.333333333333329},null,1,500,56,{"$f":"INDEX(LINEST(P273:P274,O273:O274,TRUE,FALSE),1)","v":1.6666666666666666E-2},{"$f":"INDEX(LINEST(P273:P274,O273:O274,TRUE,FALSE),2)","v":47.666666666666664},null,1,500,53,{"$f":"INDEX(LINEST(V273:V274,U273:U274,TRUE,FALSE),1)","v":0.03},{"$f":"INDEX(LINEST(V273:V274,U273:U274,TRUE,FALSE),2)","v":38},null,1,500,52,{"$f":"INDEX(LINEST(AB273:AB274,AA273:AA274,TRUE,FALSE),1)","v":1.6666666666666666E-2},{"$f":"INDEX(LINEST(AB273:AB274,AA273:AA274,TRUE,FALSE),2)","v":43.666666666666664},null,1,500,58,{"$f":"INDEX(LINEST(AH273:AH274,AG273:AG274,TRUE,FALSE),1)","v":2.0000000000000007E-2},{"$f":"INDEX(LINEST(AH273:AH274,AG273:AG274,TRUE,FALSE),2)","v":48},null,1,500,48,{"$f":"INDEX(LINEST(AN273:AN274,AM273:AM274,TRUE,FALSE),1)","v":3.3333333333333333E-2},{"$f":"INDEX(LINEST(AN273:AN274,AM273:AM274,TRUE,FALSE),2)","v":31.333333333333336},null,1,500,49,{"$f":"INDEX(LINEST(AT273:AT274,AS273:AS274,TRUE,FALSE),1)","v":4.3333333333333349E-2},{"$f":"INDEX(LINEST(AT273:AT274,AS273:AS274,TRUE,FALSE),2)","v":27.333333333333329},null,1,500,61,{"$f":"INDEX(LINEST(AZ273:AZ274,AY273:AY274,TRUE,FALSE),1)","v":2.0000000000000007E-2},{"$f":"INDEX(LINEST(AZ273:AZ274,AY273:AY274,TRUE,FALSE),2)","v":51}]
[null,4,100,58,null,null,null,4,100,53,null,null,null,4,100,49,null,null,null,4,100,44,null,null,null,4,100,44,null,null,null,4,100,43,null,null,null,4,100,35,null,null,null,4,100,38,null,null,null,4,100,50]
[null,4,200,65,{"$f":"INDEX(LINEST(D275:D276,C275:C276,TRUE,FALSE),1)","v":7.0000000000000021E-2},{"$f":"INDEX(LINEST(D275:D276,C275:C276,TRUE,FALSE),2)","v":51},{"$f":"((($I$25-1)/3)*((E276*$J$25+F276)-(E273*$J$25+F273)))+(E273*$J$25+F273)","v":56.163580246913583},4,200,59,{"$f":"INDEX(LINEST(J275:J276,I275:I276,TRUE,FALSE),1)","v":5.9999999999999991E-2},{"$f":"INDEX(LINEST(J275:J276,I275:I276,TRUE,FALSE),2)","v":47},{"$f":"((($I$25-1)/3)*((K276*$J$25+L276)-(K273*$J$25+L273)))+(K273*$J$25+L273)","v":51.787037037037038},4,200,54,{"$f":"INDEX(LINEST(P275:P276,O275:O276,TRUE,FALSE),1)","v":0.05},{"$f":"INDEX(LINEST(P275:P276,O275:O276,TRUE,FALSE),2)","v":44},{"$f":"((($I$25-1)/3)*((Q276*$J$25+R276)-(Q273*$J$25+R273)))+(Q273*$J$25+R273)","v":49.253086419753089},4,200,52,{"$f":"INDEX(LINEST(V275:V276,U275:U276,TRUE,FALSE),1)","v":8.0000000000000016E-2},{"$f":"INDEX(LINEST(V275:V276,U275:U276,TRUE,FALSE),2)","v":36},{"$f":"((($I$25-1)/3)*((W276*$J$25+X276)-(W273*$J$25+X273)))+(W273*$J$25+X273)","v":44.348765432098766},4,200,51,{"$f":"INDEX(LINEST(AB275:AB276,AA275:AA276,TRUE,FALSE),1)","v":7.0000000000000021E-2},{"$f":"INDEX(LINEST(AB275:AB276,AA275:AA276,TRUE,FALSE),2)","v":37},{"$f":"((($I$25-1)/3)*((AC276*$J$25+AD276)-(AC273*$J$25+AD273)))+(AC273*$J$25+AD273)","v":46.657407407407405},4,200,48,{"$f":"INDEX(LINEST(AH275:AH276,AG275:AG276,TRUE,FALSE),1)","v":0.05},{"$f":"INDEX(LINEST(AH275:AH276,AG275:AG276,TRUE,FALSE),2)","v":38},{"$f":"((($I$25-1)/3)*((AI276*$J$25+AJ276)-(AI273*$J$25+AJ273)))+(AI273*$J$25+AJ273)","v":45.780864197530867},4,200,44,{"$f":"INDEX(LINEST(AN275:AN276,AM275:AM276,TRUE,FALSE),1)","v":0.09},{"$f":"INDEX(LINEST(AN275:AN276,AM275:AM276,TRUE,FALSE),2)","v":26},{"$f":"((($I$25-1)/3)*((AO276*$J$25+AP276)-(AO273*$J$25+AP273)))+(AO273*$J$25+AP273)","v":35.848765432098766},4,200,43,{"$f":"INDEX(LINEST(AT275:AT276,AS275:AS276,TRUE,FALSE),1)","v":0.05},{"$f":"INDEX(LINEST(AT275:AT276,AS275:AS276,TRUE,FALSE),2)","v":33},{"$f":"((($I$25-1)/3)*((AU276*$J$25+AV276)-(AU273*$J$25+AV273)))+(AU273*$J$25+AV273)","v":36.287037037037038},4,200,56,{"$f":"INDEX(LINEST(AZ275:AZ276,AY275:AY276,TRUE,FALSE),1)","v":5.9999999999999991E-2},{"$f":"INDEX(LINEST(AZ275:AZ276,AY275:AY276,TRUE,FALSE),2)","v":44},{"$f":"((($I$25-1)/3)*((BA276*$J$25+BB276)-(BA273*$J$25+BB273)))+(BA273*$J$25+BB273)","v":52.157407407407405}]
[null,4,500,71,{"$f":"INDEX(LINEST(D276:D277,C276:C277,TRUE,FALSE),1)","v":2.0000000000000007E-2},{"$f":"INDEX(LINEST(D276:D277,C276:C277,TRUE,FALSE),2)","v":61},{"$f":"((($I$25-1)/3)*((E277*$J$25+F277)-(E274*$J$25+F274)))+(E274*$J$25+F274)","v":57.352880658436213},4,500,63,{"$f":"INDEX(LINEST(J276:J277,I276:I277,TRUE,FALSE),1)","v":1.3333333333333336E-2},{"$f":"INDEX(LINEST(J276:J277,I276:I277,TRUE,FALSE),2)","v":56.333333333333329},{"$f":"((($I$25-1)/3)*((K277*$J$25+L277)-(K274*$J$25+L274)))+(K274*$J$25+L274)","v":53.277777777777771},4,500,58,{"$f":"INDEX(LINEST(P276:P277,O276:O277,TRUE,FALSE),1)","v":1.3333333333333336E-2},{"$f":"INDEX(LINEST(P276:P277,O276:O277,TRUE,FALSE),2)","v":51.333333333333329},{"$f":"((($I$25-1)/3)*((Q277*$J$25+R277)-(Q274*$J$25+R274)))+(Q274*$J$25+R274)","v":51.554526748971192},4,500,56,{"$f":"INDEX(LINEST(V276:V277,U276:U277,TRUE,FALSE),1)","v":1.3333333333333336E-2},{"$f":"INDEX(LINEST(V276:V277,U276:U277,TRUE,FALSE),2)","v":49.333333333333329},{"$f":"((($I$25-1)/3)*((W277*$J$25+X277)-(W274*$J$25+X274)))+(W274*$J$25+X274)","v":46.371399176954732},4,500,59,{"$f":"INDEX(LINEST(AB276:AB277,AA276:AA277,TRUE,FALSE),1)","v":2.6666666666666672E-2},{"$f":"INDEX(LINEST(AB276:AB277,AA276:AA277,TRUE,FALSE),2)","v":45.666666666666664},{"$f":"((($I$25-1)/3)*((AC277*$J$25+AD277)-(AC274*$J$25+AD274)))+(AC274*$J$25+AD274)","v":47.700617283950614},4,500,59,{"$f":"INDEX(LINEST(AH276:AH277,AG276:AG277,TRUE,FALSE),1)","v":3.6666666666666674E-2},{"$f":"INDEX(LINEST(AH276:AH277,AG276:AG277,TRUE,FALSE),2)","v":40.666666666666664},{"$f":"((($I$25-1)/3)*((AI277*$J$25+AJ277)-(AI274*$J$25+AJ274)))+(AI274*$J$25+AJ274)","v":48.88168724279835},4,500,56,{"$f":"INDEX(LINEST(AN276:AN277,AM276:AM277,TRUE,FALSE),1)","v":4.0000000000000015E-2},{"$f":"INDEX(LINEST(AN276:AN277,AM276:AM277,TRUE,FALSE),2)","v":35.999999999999993},{"$f":"((($I$25-1)/3)*((AO277*$J$25+AP277)-(AO274*$J$25+AP274)))+(AO274*$J$25+AP274)","v":38.81687242798354},4,500,53,{"$f":"INDEX(LINEST(AT276:AT277,AS276:AS277,TRUE,FALSE),1)","v":3.3333333333333333E-2},{"$f":"INDEX(LINEST(AT276:AT277,AS276:AS277,TRUE,FALSE),2)","v":36.333333333333336},{"$f":"((($I$25-1)/3)*((AU277*$J$25+AV277)-(AU274*$J$25+AV274)))+(AU274*$J$25+AV274)","v":37.120370370370367},4,500,64,{"$f":"INDEX(LINEST(AZ276:AZ277,AY276:AY277,TRUE,FALSE),1)","v":2.6666666666666672E-2},{"$f":"INDEX(LINEST(AZ276:AZ277,AY276:AY277,TRUE,FALSE),2)","v":50.666666666666664},{"$f":"((($I$25-1)/3)*((BA277*$J$25+BB277)-(BA274*$J$25+BB274)))+(BA274*$J$25+BB274)","v":54.292181069958843}]
[null,10,100,68,null,null,null,10,100,65,null,null,null,10,100,54,null,null,null,10,100,47,null,null,null,10,100,46,null,null,null,10,100,42,null,null,null,10,100,41,null,null,null,10,100,43,null,null,null,10,100,54]
[null,10,200,77,{"$f":"INDEX(LINEST(D278:D279,C278:C279,TRUE,FALSE),1)","v":0.09},{"$f":"INDEX(LINEST(D278:D279,C278:C279,TRUE,FALSE),2)","v":59},{"$f":"((($I$25-4)/6)*((E279*$J$25+F279)-(E276*$J$25+F276)))+(E276*$J$25+F276)","v":58.410493827160494},10,200,69,{"$f":"INDEX(LINEST(J278:J279,I278:I279,TRUE,FALSE),1)","v":4.0000000000000008E-2},{"$f":"INDEX(LINEST(J278:J279,I278:I279,TRUE,FALSE),2)","v":61},{"$f":"((($I$25-4)/6)*((K279*$J$25+L279)-(K276*$J$25+L276)))+(K276*$J$25+L276)","v":52.910493827160494},10,200,60,{"$f":"INDEX(LINEST(P278:P279,O278:O279,TRUE,FALSE),1)","v":5.9999999999999991E-2},{"$f":"INDEX(LINEST(P278:P279,O278:O279,TRUE,FALSE),2)","v":48},{"$f":"((($I$25-4)/6)*((Q279*$J$25+R279)-(Q276*$J$25+R276)))+(Q276*$J$25+R276)","v":49.955246913580247},10,200,54,{"$f":"INDEX(LINEST(V278:V279,U278:U279,TRUE,FALSE),1)","v":7.0000000000000021E-2},{"$f":"INDEX(LINEST(V278:V279,U278:U279,TRUE,FALSE),2)","v":40},{"$f":"((($I$25-4)/6)*((W279*$J$25+X279)-(W276*$J$25+X276)))+(W276*$J$25+X276)","v":47.297839506172842},10,200,53,{"$f":"INDEX(LINEST(AB278:AB279,AA278:AA279,TRUE,FALSE),1)","v":7.0000000000000021E-2},{"$f":"INDEX(LINEST(AB278:AB279,AA278:AA279,TRUE,FALSE),2)","v":39},{"$f":"((($I$25-4)/6)*((AC279*$J$25+AD279)-(AC276*$J$25+AD276)))+(AC276*$J$25+AD276)","v":46.938271604938272},10,200,51,{"$f":"INDEX(LINEST(AH278:AH279,AG278:AG279,TRUE,FALSE),1)","v":0.09},{"$f":"INDEX(LINEST(AH278:AH279,AG278:AG279,TRUE,FALSE),2)","v":33},{"$f":"((($I$25-4)/6)*((AI279*$J$25+AJ279)-(AI276*$J$25+AJ276)))+(AI276*$J$25+AJ276)","v":45.219135802469133},10,200,47,{"$f":"INDEX(LINEST(AN278:AN279,AM278:AM279,TRUE,FALSE),1)","v":5.9999999999999991E-2},{"$f":"INDEX(LINEST(AN278:AN279,AM278:AM279,TRUE,FALSE),2)","v":35},{"$f":"((($I$25-4)/6)*((AO279*$J$25+AP279)-(AO276*$J$25+AP276)))+(AO276*$J$25+AP276)","v":38.236111111111114},10,200,49,{"$f":"INDEX(LINEST(AT278:AT279,AS278:AS279,TRUE,FALSE),1)","v":5.9999999999999991E-2},{"$f":"INDEX(LINEST(AT278:AT279,AS278:AS279,TRUE,FALSE),2)","v":37},{"$f":"((($I$25-4)/6)*((AU279*$J$25+AV279)-(AU276*$J$25+AV276)))+(AU276*$J$25+AV276)","v":38.955246913580247},10,200,60,{"$f":"INDEX(LINEST(AZ278:AZ279,AY278:AY279,TRUE,FALSE),1)","v":5.9999999999999991E-2},{"$f":"INDEX(LINEST(AZ278:AZ279,AY278:AY279,TRUE,FALSE),2)","v":48},{"$f":"((($I$25-4)/6)*((BA279*$J$25+BB279)-(BA276*$J$25+BB276)))+(BA276*$J$25+BB276)","v":51.876543209876544}]
[null,10,500,83,{"$f":"INDEX(LINEST(D279:D280,C279:C280,TRUE,FALSE),1)","v":2.0000000000000007E-2},{"$f":"INDEX(LINEST(D279:D280,C279:C280,TRUE,FALSE),2)","v":73},{"$f":"((($I$25-4)/6)*((E280*$J$25+F280)-(E277*$J$25+F277)))+(E277*$J$25+F277)","v":60.629629629629633},10,500,77,{"$f":"INDEX(LINEST(J279:J280,I279:I280,TRUE,FALSE),1)","v":2.6666666666666672E-2},{"$f":"INDEX(LINEST(J279:J280,I279:I280,TRUE,FALSE),2)","v":63.666666666666664},{"$f":"((($I$25-4)/6)*((K280*$J$25+L280)-(K277*$J$25+L277)))+(K277*$J$25+L277)","v":55.711934156378597},10,500,68,{"$f":"INDEX(LINEST(P279:P280,O279:O280,TRUE,FALSE),1)","v":2.6666666666666672E-2},{"$f":"INDEX(LINEST(P279:P280,O279:O280,TRUE,FALSE),2)","v":54.666666666666664},{"$f":"((($I$25-4)/6)*((Q280*$J$25+R280)-(Q277*$J$25+R277)))+(Q277*$J$25+R277)","v":51.835390946502052},10,500,61,{"$f":"INDEX(LINEST(V279:V280,U279:U280,TRUE,FALSE),1)","v":2.3333333333333331E-2},{"$f":"INDEX(LINEST(V279:V280,U279:U280,TRUE,FALSE),2)","v":49.333333333333336},{"$f":"((($I$25-4)/6)*((W280*$J$25+X280)-(W277*$J$25+X277)))+(W277*$J$25+X277)","v":50.912037037037031},10,500,62,{"$f":"INDEX(LINEST(AB279:AB280,AA279:AA280,TRUE,FALSE),1)","v":0.03},{"$f":"INDEX(LINEST(AB279:AB280,AA279:AA280,TRUE,FALSE),2)","v":47},{"$f":"((($I$25-4)/6)*((AC280*$J$25+AD280)-(AC277*$J$25+AD277)))+(AC277*$J$25+AD277)","v":49.151748971193413},10,500,59,{"$f":"INDEX(LINEST(AH279:AH280,AG279:AG280,TRUE,FALSE),1)","v":2.6666666666666672E-2},{"$f":"INDEX(LINEST(AH279:AH280,AG279:AG280,TRUE,FALSE),2)","v":45.666666666666664},{"$f":"((($I$25-4)/6)*((AI280*$J$25+AJ280)-(AI277*$J$25+AJ277)))+(AI277*$J$25+AJ277)","v":45.183641975308639},10,500,58,{"$f":"INDEX(LINEST(AN279:AN280,AM279:AM280,TRUE,FALSE),1)","v":3.6666666666666674E-2},{"$f":"INDEX(LINEST(AN279:AN280,AM279:AM280,TRUE,FALSE),2)","v":39.666666666666664},{"$f":"((($I$25-4)/6)*((AO280*$J$25+AP280)-(AO277*$J$25+AP277)))+(AO277*$J$25+AP277)","v":41.110596707818921},10,500,60,{"$f":"INDEX(LINEST(AT279:AT280,AS279:AS280,TRUE,FALSE),1)","v":3.6666666666666674E-2},{"$f":"INDEX(LINEST(AT279:AT280,AS279:AS280,TRUE,FALSE),2)","v":41.666666666666664},{"$f":"((($I$25-4)/6)*((AU280*$J$25+AV280)-(AU277*$J$25+AV277)))+(AU277*$J$25+AV277)","v":39.694958847736629},10,500,69,{"$f":"INDEX(LINEST(AZ279:AZ280,AY279:AY280,TRUE,FALSE),1)","v":0.03},{"$f":"INDEX(LINEST(AZ279:AZ280,AY279:AY280,TRUE,FALSE),2)","v":54},{"$f":"((($I$25-4)/6)*((BA280*$J$25+BB280)-(BA277*$J$25+BB277)))+(BA277*$J$25+BB277)","v":53.590020576131685}]
[]
["500x300",1,100,{"$f":"D292-1","v":52},null,null,null,1,100,{"$f":"J292-1","v":48},null,null,null,1,100,{"$f":"P292-1","v":45},null,null,null,1,100,{"$f":"V292-1","v":40},null,null,null,1,100,{"$f":"AB292-1","v":46},null,null,null,1,100,{"$f":"AH292-1","v":41},null,null,null,1,100,{"$f":"AN292-1","v":29},null,null,null,1,100,{"$f":"AT292-1","v":31},null,null,null,1,100,{"$f":"AZ292-1","v":49}]
[null,1,200,54,{"$f":"INDEX(LINEST(D282:D283,C282:C283,TRUE,FALSE),1)","v":2.0000000000000004E-2},{"$f":"INDEX(LINEST(D282:D283,C282:C283,TRUE,FALSE),2)","v":50},null,1,200,51,{"$f":"INDEX(LINEST(J282:J283,I282:I283,TRUE,FALSE),1)","v":2.9999999999999995E-2},{"$f":"INDEX(LINEST(J282:J283,I282:I283,TRUE,FALSE),2)","v":45},null,1,200,52,{"$f":"INDEX(LINEST(P282:P283,O282:O283,TRUE,FALSE),1)","v":7.0000000000000021E-2},{"$f":"INDEX(LINEST(P282:P283,O282:O283,TRUE,FALSE),2)","v":38},null,1,200,45,{"$f":"INDEX(LINEST(V282:V283,U282:U283,TRUE,FALSE),1)","v":0.05},{"$f":"INDEX(LINEST(V282:V283,U282:U283,TRUE,FALSE),2)","v":35},null,1,200,48,{"$f":"INDEX(LINEST(AB282:AB283,AA282:AA283,TRUE,FALSE),1)","v":2.0000000000000004E-2},{"$f":"INDEX(LINEST(AB282:AB283,AA282:AA283,TRUE,FALSE),2)","v":44},null,1,200,53,{"$f":"INDEX(LINEST(AH282:AH283,AG282:AG283,TRUE,FALSE),1)","v":0.11999999999999998},{"$f":"INDEX(LINEST(AH282:AH283,AG282:AG283,TRUE,FALSE),2)","v":29.000000000000004},null,1,200,39,{"$f":"INDEX(LINEST(AN282:AN283,AM282:AM283,TRUE,FALSE),1)","v":0.1},{"$f":"INDEX(LINEST(AN282:AN283,AM282:AM283,TRUE,FALSE),2)","v":19},null,1,200,37,{"$f":"INDEX(LINEST(AT282:AT283,AS282:AS283,TRUE,FALSE),1)","v":5.9999999999999991E-2},{"$f":"INDEX(LINEST(AT282:AT283,AS282:AS283,TRUE,FALSE),2)","v":25},null,1,200,56,{"$f":"INDEX(LINEST(AZ282:AZ283,AY282:AY283,TRUE,FALSE),1)","v":7.0000000000000021E-2},{"$f":"INDEX(LINEST(AZ282:AZ283,AY282:AY283,TRUE,FALSE),2)","v":42}]
[null,1,500,59,{"$f":"INDEX(LINEST(D283:D284,C283:C284,TRUE,FALSE),1)","v":1.6666666666666666E-2},{"$f":"INDEX(LINEST(D283:D284,C283:C284,TRUE,FALSE),2)","v":50.666666666666664},null,1,500,55,{"$f":"INDEX(LINEST(J283:J284,I283:I284,TRUE,FALSE),1)","v":1.3333333333333336E-2},{"$f":"INDEX(LINEST(J283:J284,I283:I284,TRUE,FALSE),2)","v":48.333333333333329},null,1,500,57,{"$f":"INDEX(LINEST(P283:P284,O283:O284,TRUE,FALSE),1)","v":1.6666666666666666E-2},{"$f":"INDEX(LINEST(P283:P284,O283:O284,TRUE,FALSE),2)","v":48.666666666666664},null,1,500,54,{"$f":"INDEX(LINEST(V283:V284,U283:U284,TRUE,FALSE),1)","v":0.03},{"$f":"INDEX(LINEST(V283:V284,U283:U284,TRUE,FALSE),2)","v":39},null,1,500,53,{"$f":"INDEX(LINEST(AB283:AB284,AA283:AA284,TRUE,FALSE),1)","v":1.6666666666666666E-2},{"$f":"INDEX(LINEST(AB283:AB284,AA283:AA284,TRUE,FALSE),2)","v":44.666666666666664},null,1,500,59,{"$f":"INDEX(LINEST(AH283:AH284,AG283:AG284,TRUE,FALSE),1)","v":2.0000000000000007E-2},{"$f":"INDEX(LINEST(AH283:AH284,AG283:AG284,TRUE,FALSE),2)","v":49},null,1,500,49,{"$f":"INDEX(LINEST(AN283:AN284,AM283:AM284,TRUE,FALSE),1)","v":3.3333333333333333E-2},{"$f":"INDEX(LINEST(AN283:AN284,AM283:AM284,TRUE,FALSE),2)","v":32.333333333333336},null,1,500,50,{"$f":"INDEX(LINEST(AT283:AT284,AS283:AS284,TRUE,FALSE),1)","v":4.3333333333333349E-2},{"$f":"INDEX(LINEST(AT283:AT284,AS283:AS284,TRUE,FALSE),2)","v":28.333333333333329},null,1,500,62,{"$f":"INDEX(LINEST(AZ283:AZ284,AY283:AY284,TRUE,FALSE),1)","v":2.0000000000000007E-2},{"$f":"INDEX(LINEST(AZ283:AZ284,AY283:AY284,TRUE,FALSE),2)","v":52}]
[null,4,100,59,null,null,null,4,100,54,null,null,null,4,100,50,null,null,null,4,100,45,null,null,null,4,100,45,null,null,null,4,100,44,null,null,null,4,100,36,null,null,null,4,100,39,null,null,null,4,100,51]
[null,4,200,66,{"$f":"INDEX(LINEST(D285:D286,C285:C286,TRUE,FALSE),1)","v":7.0000000000000021E-2},{"$f":"INDEX(LINEST(D285:D286,C285:C286,TRUE,FALSE),2)","v":52},{"$f":"((($I$26-1)/3)*((E286*$J$26+F286)-(E283*$J$26+F283)))+(E283*$J$26+F283)","v":55.697530864197532},4,200,60,{"$f":"INDEX(LINEST(J285:J286,I285:I286,TRUE,FALSE),1)","v":5.9999999999999991E-2},{"$f":"INDEX(LINEST(J285:J286,I285:I286,TRUE,FALSE),2)","v":48},{"$f":"((($I$26-1)/3)*((K286*$J$26+L286)-(K283*$J$26+L283)))+(K283*$J$26+L283)","v":51.629629629629626},4,200,55,{"$f":"INDEX(LINEST(P285:P286,O285:O286,TRUE,FALSE),1)","v":0.05},{"$f":"INDEX(LINEST(P285:P286,O285:O286,TRUE,FALSE),2)","v":45},{"$f":"((($I$26-1)/3)*((Q286*$J$26+R286)-(Q283*$J$26+R283)))+(Q283*$J$26+R283)","v":49.635802469135804},4,200,53,{"$f":"INDEX(LINEST(V285:V286,U285:U286,TRUE,FALSE),1)","v":8.0000000000000016E-2},{"$f":"INDEX(LINEST(V285:V286,U285:U286,TRUE,FALSE),2)","v":37},{"$f":"((($I$26-1)/3)*((W286*$J$26+X286)-(W283*$J$26+X283)))+(W283*$J$26+X283)","v":44.345679012345677},4,200,52,{"$f":"INDEX(LINEST(AB285:AB286,AA285:AA286,TRUE,FALSE),1)","v":7.0000000000000021E-2},{"$f":"INDEX(LINEST(AB285:AB286,AA285:AA286,TRUE,FALSE),2)","v":38},{"$f":"((($I$26-1)/3)*((AC286*$J$26+AD286)-(AC283*$J$26+AD283)))+(AC283*$J$26+AD283)","v":47.425925925925924},4,200,49,{"$f":"INDEX(LINEST(AH285:AH286,AG285:AG286,TRUE,FALSE),1)","v":0.05},{"$f":"INDEX(LINEST(AH285:AH286,AG285:AG286,TRUE,FALSE),2)","v":39},{"$f":"((($I$26-1)/3)*((AI286*$J$26+AJ286)-(AI283*$J$26+AJ283)))+(AI283*$J$26+AJ283)","v":46.858024691358025},4,200,45,{"$f":"INDEX(LINEST(AN285:AN286,AM285:AM286,TRUE,FALSE),1)","v":0.09},{"$f":"INDEX(LINEST(AN285:AN286,AM285:AM286,TRUE,FALSE),2)","v":27},{"$f":"((($I$26-1)/3)*((AO286*$J$26+AP286)-(AO283*$J$26+AP283)))+(AO283*$J$26+AP283)","v":35.845679012345677},4,200,44,{"$f":"INDEX(LINEST(AT285:AT286,AS285:AS286,TRUE,FALSE),1)","v":0.05},{"$f":"INDEX(LINEST(AT285:AT286,AS285:AS286,TRUE,FALSE),2)","v":34},{"$f":"((($I$26-1)/3)*((AU286*$J$26+AV286)-(AU283*$J$26+AV283)))+(AU283*$J$26+AV283)","v":36.129629629629626},4,200,57,{"$f":"INDEX(LINEST(AZ285:AZ286,AY285:AY286,TRUE,FALSE),1)","v":5.9999999999999991E-2},{"$f":"INDEX(LINEST(AZ285:AZ286,AY285:AY286,TRUE,FALSE),2)","v":45},{"$f":"((($I$26-1)/3)*((BA286*$J$26+BB286)-(BA283*$J$26+BB283)))+(BA283*$J$26+BB283)","v":52.925925925925924}]
[null,4,500,72,{"$f":"INDEX(LINEST(D286:D287,C286:C287,TRUE,FALSE),1)","v":2.0000000000000007E-2},{"$f":"INDEX(LINEST(D286:D287,C286:C287,TRUE,FALSE),2)","v":62},{"$f":"((($I$26-1)/3)*((E287*$J$26+F287)-(E284*$J$26+F284)))+(E284*$J$26+F284)","v":56.526748971193413},4,500,64,{"$f":"INDEX(LINEST(J286:J287,I286:I287,TRUE,FALSE),1)","v":1.3333333333333336E-2},{"$f":"INDEX(LINEST(J286:J287,I286:I287,TRUE,FALSE),2)","v":57.333333333333329},{"$f":"((($I$26-1)/3)*((K287*$J$26+L287)-(K284*$J$26+L284)))+(K284*$J$26+L284)","v":52.888888888888886},4,500,59,{"$f":"INDEX(LINEST(P286:P287,O286:O287,TRUE,FALSE),1)","v":1.3333333333333336E-2},{"$f":"INDEX(LINEST(P286:P287,O286:O287,TRUE,FALSE),2)","v":52.333333333333329},{"$f":"((($I$26-1)/3)*((Q287*$J$26+R287)-(Q284*$J$26+R284)))+(Q284*$J$26+R284)","v":52.065843621399175},4,500,57,{"$f":"INDEX(LINEST(V286:V287,U286:U287,TRUE,FALSE),1)","v":1.3333333333333336E-2},{"$f":"INDEX(LINEST(V286:V287,U286:U287,TRUE,FALSE),2)","v":50.333333333333329},{"$f":"((($I$26-1)/3)*((W287*$J$26+X287)-(W284*$J$26+X284)))+(W284*$J$26+X284)","v":46.008230452674894},4,500,60,{"$f":"INDEX(LINEST(AB286:AB287,AA286:AA287,TRUE,FALSE),1)","v":2.6666666666666672E-2},{"$f":"INDEX(LINEST(AB286:AB287,AA286:AA287,TRUE,FALSE),2)","v":46.666666666666664},{"$f":"((($I$26-1)/3)*((AC287*$J$26+AD287)-(AC284*$J$26+AD284)))+(AC284*$J$26+AD284)","v":48.160493827160494},4,500,60,{"$f":"INDEX(LINEST(AH286:AH287,AG286:AG287,TRUE,FALSE),1)","v":3.6666666666666674E-2},{"$f":"INDEX(LINEST(AH286:AH287,AG286:AG287,TRUE,FALSE),2)","v":41.666666666666664},{"$f":"((($I$26-1)/3)*((AI287*$J$26+AJ287)-(AI284*$J$26+AJ284)))+(AI284*$J$26+AJ284)","v":50.627572016460903},4,500,57,{"$f":"INDEX(LINEST(AN286:AN287,AM286:AM287,TRUE,FALSE),1)","v":4.0000000000000015E-2},{"$f":"INDEX(LINEST(AN286:AN287,AM286:AM287,TRUE,FALSE),2)","v":36.999999999999993},{"$f":"((($I$26-1)/3)*((AO287*$J$26+AP287)-(AO284*$J$26+AP284)))+(AO284*$J$26+AP284)","v":38.942386831275719},4,500,54,{"$f":"INDEX(LINEST(AT286:AT287,AS286:AS287,TRUE,FALSE),1)","v":3.3333333333333333E-2},{"$f":"INDEX(LINEST(AT286:AT287,AS286:AS287,TRUE,FALSE),2)","v":37.333333333333336},{"$f":"((($I$26-1)/3)*((AU287*$J$26+AV287)-(AU284*$J$26+AV284)))+(AU284*$J$26+AV284)","v":36.962962962962962},4,500,65,{"$f":"INDEX(LINEST(AZ286:AZ287,AY286:AY287,TRUE,FALSE),1)","v":2.6666666666666672E-2},{"$f":"INDEX(LINEST(AZ286:AZ287,AY286:AY287,TRUE,FALSE),2)","v":51.666666666666664},{"$f":"((($I$26-1)/3)*((BA287*$J$26+BB287)-(BA284*$J$26+BB284)))+(BA284*$J$26+BB284)","v":55.18930041152263}]
[null,10,100,69,null,null,null,10,100,66,null,null,null,10,100,55,null,null,null,10,100,48,null,null,null,10,100,47,null,null,null,10,100,43,null,null,null,10,100,42,null,null,null,10,100,44,null,null,null,10,100,55]
[null,10,200,78,{"$f":"INDEX(LINEST(D288:D289,C288:C289,TRUE,FALSE),1)","v":0.09},{"$f":"INDEX(LINEST(D288:D289,C288:C289,TRUE,FALSE),2)","v":60},{"$f":"((($I$26-4)/6)*((E289*$J$26+F289)-(E286*$J$26+F286)))+(E286*$J$26+F286)","v":58.561728395061728},10,200,70,{"$f":"INDEX(LINEST(J288:J289,I288:I289,TRUE,FALSE),1)","v":4.0000000000000008E-2},{"$f":"INDEX(LINEST(J288:J289,I288:I289,TRUE,FALSE),2)","v":62},{"$f":"((($I$26-4)/6)*((K289*$J$26+L289)-(K286*$J$26+L286)))+(K286*$J$26+L286)","v":53.061728395061728},10,200,61,{"$f":"INDEX(LINEST(P288:P289,O288:O289,TRUE,FALSE),1)","v":5.9999999999999991E-2},{"$f":"INDEX(LINEST(P288:P289,O288:O289,TRUE,FALSE),2)","v":49},{"$f":"((($I$26-4)/6)*((Q289*$J$26+R289)-(Q286*$J$26+R286)))+(Q286*$J$26+R286)","v":50.530864197530867},10,200,55,{"$f":"INDEX(LINEST(V288:V289,U288:U289,TRUE,FALSE),1)","v":7.0000000000000021E-2},{"$f":"INDEX(LINEST(V288:V289,U288:U289,TRUE,FALSE),2)","v":41},{"$f":"((($I$26-4)/6)*((W289*$J$26+X289)-(W286*$J$26+X286)))+(W286*$J$26+X286)","v":48.104938271604937},10,200,54,{"$f":"INDEX(LINEST(AB288:AB289,AA288:AA289,TRUE,FALSE),1)","v":7.0000000000000021E-2},{"$f":"INDEX(LINEST(AB288:AB289,AA288:AA289,TRUE,FALSE),2)","v":40},{"$f":"((($I$26-4)/6)*((AC289*$J$26+AD289)-(AC286*$J$26+AD286)))+(AC286*$J$26+AD286)","v":47.783950617283949},10,200,52,{"$f":"INDEX(LINEST(AH288:AH289,AG288:AG289,TRUE,FALSE),1)","v":0.09},{"$f":"INDEX(LINEST(AH288:AH289,AG288:AG289,TRUE,FALSE),2)","v":34},{"$f":"((($I$26-4)/6)*((AI289*$J$26+AJ289)-(AI286*$J$26+AJ286)))+(AI286*$J$26+AJ286)","v":46.141975308641975},10,200,48,{"$f":"INDEX(LINEST(AN288:AN289,AM288:AM289,TRUE,FALSE),1)","v":5.9999999999999991E-2},{"$f":"INDEX(LINEST(AN288:AN289,AM288:AM289,TRUE,FALSE),2)","v":36},{"$f":"((($I$26-4)/6)*((AO289*$J$26+AP289)-(AO286*$J$26+AP286)))+(AO286*$J$26+AP286)","v":38.888888888888886},10,200,50,{"$f":"INDEX(LINEST(AT288:AT289,AS288:AS289,TRUE,FALSE),1)","v":5.9999999999999991E-2},{"$f":"INDEX(LINEST(AT288:AT289,AS288:AS289,TRUE,FALSE),2)","v":38},{"$f":"((($I$26-4)/6)*((AU289*$J$26+AV289)-(AU286*$J$26+AV286)))+(AU286*$J$26+AV286)","v":39.530864197530867},10,200,61,{"$f":"INDEX(LINEST(AZ288:AZ289,AY288:AY289,TRUE,FALSE),1)","v":5.9999999999999991E-2},{"$f":"INDEX(LINEST(AZ288:AZ289,AY288:AY289,TRUE,FALSE),2)","v":49},{"$f":"((($I$26-4)/6)*((BA289*$J$26+BB289)-(BA286*$J$26+BB286)))+(BA286*$J$26+BB286)","v":52.567901234567898}]
[null,10,500,84,{"$f":"INDEX(LINEST(D289:D290,C289:C290,TRUE,FALSE),1)","v":2.0000000000000007E-2},{"$f":"INDEX(LINEST(D289:D290,C289:C290,TRUE,FALSE),2)","v":74},{"$f":"((($I$26-4)/6)*((E290*$J$26+F290)-(E287*$J$26+F287)))+(E287*$J$26+F287)","v":60.703703703703702},10,500,78,{"$f":"INDEX(LINEST(J289:J290,I289:I290,TRUE,FALSE),1)","v":2.6666666666666672E-2},{"$f":"INDEX(LINEST(J289:J290,I289:I290,TRUE,FALSE),2)","v":64.666666666666657},{"$f":"((($I$26-4)/6)*((K290*$J$26+L290)-(K287*$J$26+L287)))+(K287*$J$26+L287)","v":55.991769547325099},10,500,69,{"$f":"INDEX(LINEST(P289:P290,O289:O290,TRUE,FALSE),1)","v":2.6666666666666672E-2},{"$f":"INDEX(LINEST(P289:P290,O289:O290,TRUE,FALSE),2)","v":55.666666666666664},{"$f":"((($I$26-4)/6)*((Q290*$J$26+R290)-(Q287*$J$26+R287)))+(Q287*$J$26+R287)","v":52.423868312757193},10,500,62,{"$f":"INDEX(LINEST(V289:V290,U289:U290,TRUE,FALSE),1)","v":2.3333333333333331E-2},{"$f":"INDEX(LINEST(V289:V290,U289:U290,TRUE,FALSE),2)","v":50.333333333333336},{"$f":"((($I$26-4)/6)*((W290*$J$26+X290)-(W287*$J$26+X287)))+(W287*$J$26+X287)","v":51.796296296296291},10,500,63,{"$f":"INDEX(LINEST(AB289:AB290,AA289:AA290,TRUE,FALSE),1)","v":0.03},{"$f":"INDEX(LINEST(AB289:AB290,AA289:AA290,TRUE,FALSE),2)","v":48},{"$f":"((($I$26-4)/6)*((AC290*$J$26+AD290)-(AC287*$J$26+AD287)))+(AC287*$J$26+AD287)","v":50.010288065843618},10,500,60,{"$f":"INDEX(LINEST(AH289:AH290,AG289:AG290,TRUE,FALSE),1)","v":2.6666666666666672E-2},{"$f":"INDEX(LINEST(AH289:AH290,AG289:AG290,TRUE,FALSE),2)","v":46.666666666666664},{"$f":"((($I$26-4)/6)*((AI290*$J$26+AJ290)-(AI287*$J$26+AJ287)))+(AI287*$J$26+AJ287)","v":45.913580246913575},10,500,59,{"$f":"INDEX(LINEST(AN289:AN290,AM289:AM290,TRUE,FALSE),1)","v":3.6666666666666674E-2},{"$f":"INDEX(LINEST(AN289:AN290,AM289:AM290,TRUE,FALSE),2)","v":40.666666666666664},{"$f":"((($I$26-4)/6)*((AO290*$J$26+AP290)-(AO287*$J$26+AP287)))+(AO287*$J$26+AP287)","v":41.866255144032912},10,500,61,{"$f":"INDEX(LINEST(AT289:AT290,AS289:AS290,TRUE,FALSE),1)","v":3.6666666666666674E-2},{"$f":"INDEX(LINEST(AT289:AT290,AS289:AS290,TRUE,FALSE),2)","v":42.666666666666664},{"$f":"((($I$26-4)/6)*((AU290*$J$26+AV290)-(AU287*$J$26+AV287)))+(AU287*$J$26+AV287)","v":40.244855967078195},10,500,70,{"$f":"INDEX(LINEST(AZ289:AZ290,AY289:AY290,TRUE,FALSE),1)","v":0.03},{"$f":"INDEX(LINEST(AZ289:AZ290,AY289:AY290,TRUE,FALSE),2)","v":55},{"$f":"((($I$26-4)/6)*((BA290*$J$26+BB290)-(BA287*$J$26+BB287)))+(BA287*$J$26+BB287)","v":54.294238683127567}]
[]
["600x300",1,100,53,null,null,null,1,100,49,null,null,null,1,100,46,null,null,null,1,100,41,null,null,null,1,100,47,null,null,null,1,100,42,null,null,null,1,100,30,null,null,null,1,100,32,null,null,null,1,100,50]
[null,1,200,55,{"$f":"INDEX(LINEST(D292:D293,C292:C293,TRUE,FALSE),1)","v":2.0000000000000004E-2},{"$f":"INDEX(LINEST(D292:D293,C292:C293,TRUE,FALSE),2)","v":51},null,1,200,52,{"$f":"INDEX(LINEST(J292:J293,I292:I293,TRUE,FALSE),1)","v":2.9999999999999995E-2},{"$f":"INDEX(LINEST(J292:J293,I292:I293,TRUE,FALSE),2)","v":46},null,1,200,53,{"$f":"INDEX(LINEST(P292:P293,O292:O293,TRUE,FALSE),1)","v":7.0000000000000021E-2},{"$f":"INDEX(LINEST(P292:P293,O292:O293,TRUE,FALSE),2)","v":39},null,1,200,46,{"$f":"INDEX(LINEST(V292:V293,U292:U293,TRUE,FALSE),1)","v":0.05},{"$f":"INDEX(LINEST(V292:V293,U292:U293,TRUE,FALSE),2)","v":36},null,1,200,49,{"$f":"INDEX(LINEST(AB292:AB293,AA292:AA293,TRUE,FALSE),1)","v":2.0000000000000004E-2},{"$f":"INDEX(LINEST(AB292:AB293,AA292:AA293,TRUE,FALSE),2)","v":45},null,1,200,54,{"$f":"INDEX(LINEST(AH292:AH293,AG292:AG293,TRUE,FALSE),1)","v":0.11999999999999998},{"$f":"INDEX(LINEST(AH292:AH293,AG292:AG293,TRUE,FALSE),2)","v":30.000000000000004},null,1,200,40,{"$f":"INDEX(LINEST(AN292:AN293,AM292:AM293,TRUE,FALSE),1)","v":0.1},{"$f":"INDEX(LINEST(AN292:AN293,AM292:AM293,TRUE,FALSE),2)","v":20},null,1,200,38,{"$f":"INDEX(LINEST(AT292:AT293,AS292:AS293,TRUE,FALSE),1)","v":5.9999999999999991E-2},{"$f":"INDEX(LINEST(AT292:AT293,AS292:AS293,TRUE,FALSE),2)","v":26},null,1,200,57,{"$f":"INDEX(LINEST(AZ292:AZ293,AY292:AY293,TRUE,FALSE),1)","v":7.0000000000000021E-2},{"$f":"INDEX(LINEST(AZ292:AZ293,AY292:AY293,TRUE,FALSE),2)","v":43}]
[null,1,500,60,{"$f":"INDEX(LINEST(D293:D294,C293:C294,TRUE,FALSE),1)","v":1.6666666666666666E-2},{"$f":"INDEX(LINEST(D293:D294,C293:C294,TRUE,FALSE),2)","v":51.666666666666664},null,1,500,56,{"$f":"INDEX(LINEST(J293:J294,I293:I294,TRUE,FALSE),1)","v":1.3333333333333336E-2},{"$f":"INDEX(LINEST(J293:J294,I293:I294,TRUE,FALSE),2)","v":49.333333333333329},null,1,500,58,{"$f":"INDEX(LINEST(P293:P294,O293:O294,TRUE,FALSE),1)","v":1.6666666666666666E-2},{"$f":"INDEX(LINEST(P293:P294,O293:O294,TRUE,FALSE),2)","v":49.666666666666664},null,1,500,55,{"$f":"INDEX(LINEST(V293:V294,U293:U294,TRUE,FALSE),1)","v":0.03},{"$f":"INDEX(LINEST(V293:V294,U293:U294,TRUE,FALSE),2)","v":40},null,1,500,54,{"$f":"INDEX(LINEST(AB293:AB294,AA293:AA294,TRUE,FALSE),1)","v":1.6666666666666666E-2},{"$f":"INDEX(LINEST(AB293:AB294,AA293:AA294,TRUE,FALSE),2)","v":45.666666666666664},null,1,500,60,{"$f":"INDEX(LINEST(AH293:AH294,AG293:AG294,TRUE,FALSE),1)","v":2.0000000000000007E-2},{"$f":"INDEX(LINEST(AH293:AH294,AG293:AG294,TRUE,FALSE),2)","v":50},null,1,500,50,{"$f":"INDEX(LINEST(AN293:AN294,AM293:AM294,TRUE,FALSE),1)","v":3.3333333333333333E-2},{"$f":"INDEX(LINEST(AN293:AN294,AM293:AM294,TRUE,FALSE),2)","v":33.333333333333336},null,1,500,51,{"$f":"INDEX(LINEST(AT293:AT294,AS293:AS294,TRUE,FALSE),1)","v":4.3333333333333349E-2},{"$f":"INDEX(LINEST(AT293:AT294,AS293:AS294,TRUE,FALSE),2)","v":29.333333333333329},null,1,500,63,{"$f":"INDEX(LINEST(AZ293:AZ294,AY293:AY294,TRUE,FALSE),1)","v":2.0000000000000007E-2},{"$f":"INDEX(LINEST(AZ293:AZ294,AY293:AY294,TRUE,FALSE),2)","v":53}]
[null,4,100,60,null,null,null,4,100,55,null,null,null,4,100,51,null,null,null,4,100,46,null,null,null,4,100,46,null,null,null,4,100,45,null,null,null,4,100,37,null,null,null,4,100,40,null,null,null,4,100,52]
[null,4,200,67,{"$f":"INDEX(LINEST(D295:D296,C295:C296,TRUE,FALSE),1)","v":7.0000000000000021E-2},{"$f":"INDEX(LINEST(D295:D296,C295:C296,TRUE,FALSE),2)","v":53},{"$f":"((($I$27-1)/3)*((E296*$J$27+F296)-(E293*$J$27+F293)))+(E293*$J$27+F293)","v":55.720164609053498},4,200,61,{"$f":"INDEX(LINEST(J295:J296,I295:I296,TRUE,FALSE),1)","v":5.9999999999999991E-2},{"$f":"INDEX(LINEST(J295:J296,I295:I296,TRUE,FALSE),2)","v":49},{"$f":"((($I$27-1)/3)*((K296*$J$27+L296)-(K293*$J$27+L293)))+(K293*$J$27+L293)","v":51.858024691358025},4,200,56,{"$f":"INDEX(LINEST(P295:P296,O295:O296,TRUE,FALSE),1)","v":0.05},{"$f":"INDEX(LINEST(P295:P296,O295:O296,TRUE,FALSE),2)","v":46},{"$f":"((($I$27-1)/3)*((Q296*$J$27+R296)-(Q293*$J$27+R293)))+(Q293*$J$27+R293)","v":50.224279835390945},4,200,54,{"$f":"INDEX(LINEST(V295:V296,U295:U296,TRUE,FALSE),1)","v":8.0000000000000016E-2},{"$f":"INDEX(LINEST(V295:V296,U295:U296,TRUE,FALSE),2)","v":38},{"$f":"((($I$27-1)/3)*((W296*$J$27+X296)-(W293*$J$27+X293)))+(W293*$J$27+X293)","v":44.676954732510289},4,200,53,{"$f":"INDEX(LINEST(AB295:AB296,AA295:AA296,TRUE,FALSE),1)","v":7.0000000000000021E-2},{"$f":"INDEX(LINEST(AB295:AB296,AA295:AA296,TRUE,FALSE),2)","v":39},{"$f":"((($I$27-1)/3)*((AC296*$J$27+AD296)-(AC293*$J$27+AD293)))+(AC293*$J$27+AD293)","v":48.271604938271608},4,200,50,{"$f":"INDEX(LINEST(AH295:AH296,AG295:AG296,TRUE,FALSE),1)","v":0.05},{"$f":"INDEX(LINEST(AH295:AH296,AG295:AG296,TRUE,FALSE),2)","v":40},{"$f":"((($I$27-1)/3)*((AI296*$J$27+AJ296)-(AI293*$J$27+AJ293)))+(AI293*$J$27+AJ293)","v":47.909465020576128},4,200,46,{"$f":"INDEX(LINEST(AN295:AN296,AM295:AM296,TRUE,FALSE),1)","v":0.09},{"$f":"INDEX(LINEST(AN295:AN296,AM295:AM296,TRUE,FALSE),2)","v":28},{"$f":"((($I$27-1)/3)*((AO296*$J$27+AP296)-(AO293*$J$27+AP293)))+(AO293*$J$27+AP293)","v":36.176954732510289},4,200,45,{"$f":"INDEX(LINEST(AT295:AT296,AS295:AS296,TRUE,FALSE),1)","v":0.05},{"$f":"INDEX(LINEST(AT295:AT296,AS295:AS296,TRUE,FALSE),2)","v":35},{"$f":"((($I$27-1)/3)*((AU296*$J$27+AV296)-(AU293*$J$27+AV293)))+(AU293*$J$27+AV293)","v":36.358024691358025},4,200,58,{"$f":"INDEX(LINEST(AZ295:AZ296,AY295:AY296,TRUE,FALSE),1)","v":5.9999999999999991E-2},{"$f":"INDEX(LINEST(AZ295:AZ296,AY295:AY296,TRUE,FALSE),2)","v":46},{"$f":"((($I$27-1)/3)*((BA296*$J$27+BB296)-(BA293*$J$27+BB293)))+(BA293*$J$27+BB293)","v":53.771604938271608}]
[null,4,500,73,{"$f":"INDEX(LINEST(D296:D297,C296:C297,TRUE,FALSE),1)","v":2.0000000000000007E-2},{"$f":"INDEX(LINEST(D296:D297,C296:C297,TRUE,FALSE),2)","v":63},{"$f":"((($I$27-1)/3)*((E297*$J$27+F297)-(E294*$J$27+F294)))+(E294*$J$27+F294)","v":56.30932784636488},4,500,65,{"$f":"INDEX(LINEST(J296:J297,I296:I297,TRUE,FALSE),1)","v":1.3333333333333336E-2},{"$f":"INDEX(LINEST(J296:J297,I296:I297,TRUE,FALSE),2)","v":58.333333333333329},{"$f":"((($I$27-1)/3)*((K297*$J$27+L297)-(K294*$J$27+L294)))+(K294*$J$27+L294)","v":52.962962962962955},4,500,60,{"$f":"INDEX(LINEST(P296:P297,O296:O297,TRUE,FALSE),1)","v":1.3333333333333336E-2},{"$f":"INDEX(LINEST(P296:P297,O296:O297,TRUE,FALSE),2)","v":53.333333333333329},{"$f":"((($I$27-1)/3)*((Q297*$J$27+R297)-(Q294*$J$27+R294)))+(Q294*$J$27+R294)","v":52.740054869684499},4,500,58,{"$f":"INDEX(LINEST(V296:V297,U296:U297,TRUE,FALSE),1)","v":1.3333333333333336E-2},{"$f":"INDEX(LINEST(V296:V297,U296:U297,TRUE,FALSE),2)","v":51.333333333333329},{"$f":"((($I$27-1)/3)*((W297*$J$27+X297)-(W294*$J$27+X294)))+(W294*$J$27+X294)","v":46.099451303155007},4,500,61,{"$f":"INDEX(LINEST(AB296:AB297,AA296:AA297,TRUE,FALSE),1)","v":2.6666666666666672E-2},{"$f":"INDEX(LINEST(AB296:AB297,AA296:AA297,TRUE,FALSE),2)","v":47.666666666666664},{"$f":"((($I$27-1)/3)*((AC297*$J$27+AD297)-(AC294*$J$27+AD294)))+(AC294*$J$27+AD294)","v":48.800411522633745},4,500,61,{"$f":"INDEX(LINEST(AH296:AH297,AG296:AG297,TRUE,FALSE),1)","v":3.6666666666666674E-2},{"$f":"INDEX(LINEST(AH296:AH297,AG296:AG297,TRUE,FALSE),2)","v":42.666666666666664},{"$f":"((($I$27-1)/3)*((AI297*$J$27+AJ297)-(AI294*$J$27+AJ294)))+(AI294*$J$27+AJ294)","v":52.124828532235938},4,500,58,{"$f":"INDEX(LINEST(AN296:AN297,AM296:AM297,TRUE,FALSE),1)","v":4.0000000000000015E-2},{"$f":"INDEX(LINEST(AN296:AN297,AM296:AM297,TRUE,FALSE),2)","v":37.999999999999993},{"$f":"((($I$27-1)/3)*((AO297*$J$27+AP297)-(AO294*$J$27+AP294)))+(AO294*$J$27+AP294)","v":39.359396433470508},4,500,55,{"$f":"INDEX(LINEST(AT296:AT297,AS296:AS297,TRUE,FALSE),1)","v":3.3333333333333333E-2},{"$f":"INDEX(LINEST(AT296:AT297,AS296:AS297,TRUE,FALSE),2)","v":38.333333333333336},{"$f":"((($I$27-1)/3)*((AU297*$J$27+AV297)-(AU294*$J$27+AV294)))+(AU294*$J$27+AV294)","v":37.191358024691354},4,500,66,{"$f":"INDEX(LINEST(AZ296:AZ297,AY296:AY297,TRUE,FALSE),1)","v":2.6666666666666672E-2},{"$f":"INDEX(LINEST(AZ296:AZ297,AY296:AY297,TRUE,FALSE),2)","v":52.666666666666664},{"$f":"((($I$27-1)/3)*((BA297*$J$27+BB297)-(BA294*$J$27+BB294)))+(BA294*$J$27+BB294)","v":56.120713305898491}]
[null,10,100,70,null,null,null,10,100,67,null,null,null,10,100,56,null,null,null,10,100,49,null,null,null,10,100,48,null,null,null,10,100,44,null,null,null,10,100,43,null,null,null,10,100,45,null,null,null,10,100,56]
[null,10,200,79,{"$f":"INDEX(LINEST(D298:D299,C298:C299,TRUE,FALSE),1)","v":0.09},{"$f":"INDEX(LINEST(D298:D299,C298:C299,TRUE,FALSE),2)","v":61},{"$f":"((($I$27-4)/6)*((E299*$J$27+F299)-(E296*$J$27+F296)))+(E296*$J$27+F296)","v":58.995884773662553},10,200,71,{"$f":"INDEX(LINEST(J298:J299,I298:I299,TRUE,FALSE),1)","v":4.0000000000000008E-2},{"$f":"INDEX(LINEST(J298:J299,I298:I299,TRUE,FALSE),2)","v":63},{"$f":"((($I$27-4)/6)*((K299*$J$27+L299)-(K296*$J$27+L296)))+(K296*$J$27+L296)","v":53.495884773662553},10,200,62,{"$f":"INDEX(LINEST(P298:P299,O298:O299,TRUE,FALSE),1)","v":5.9999999999999991E-2},{"$f":"INDEX(LINEST(P298:P299,O298:O299,TRUE,FALSE),2)","v":50},{"$f":"((($I$27-4)/6)*((Q299*$J$27+R299)-(Q296*$J$27+R296)))+(Q296*$J$27+R296)","v":51.247942386831276},10,200,56,{"$f":"INDEX(LINEST(V298:V299,U298:U299,TRUE,FALSE),1)","v":7.0000000000000021E-2},{"$f":"INDEX(LINEST(V298:V299,U298:U299,TRUE,FALSE),2)","v":42},{"$f":"((($I$27-4)/6)*((W299*$J$27+X299)-(W296*$J$27+X296)))+(W296*$J$27+X296)","v":48.976337448559669},10,200,55,{"$f":"INDEX(LINEST(AB298:AB299,AA298:AA299,TRUE,FALSE),1)","v":7.0000000000000021E-2},{"$f":"INDEX(LINEST(AB298:AB299,AA298:AA299,TRUE,FALSE),2)","v":41},{"$f":"((($I$27-4)/6)*((AC299*$J$27+AD299)-(AC296*$J$27+AD296)))+(AC296*$J$27+AD296)","v":48.681069958847736},10,200,53,{"$f":"INDEX(LINEST(AH298:AH299,AG298:AG299,TRUE,FALSE),1)","v":0.09},{"$f":"INDEX(LINEST(AH298:AH299,AG298:AG299,TRUE,FALSE),2)","v":35},{"$f":"((($I$27-4)/6)*((AI299*$J$27+AJ299)-(AI296*$J$27+AJ296)))+(AI296*$J$27+AJ296)","v":47.090534979423872},10,200,49,{"$f":"INDEX(LINEST(AN298:AN299,AM298:AM299,TRUE,FALSE),1)","v":5.9999999999999991E-2},{"$f":"INDEX(LINEST(AN298:AN299,AM298:AM299,TRUE,FALSE),2)","v":37},{"$f":"((($I$27-4)/6)*((AO299*$J$27+AP299)-(AO296*$J$27+AP296)))+(AO296*$J$27+AP296)","v":39.657407407407405},10,200,51,{"$f":"INDEX(LINEST(AT298:AT299,AS298:AS299,TRUE,FALSE),1)","v":5.9999999999999991E-2},{"$f":"INDEX(LINEST(AT298:AT299,AS298:AS299,TRUE,FALSE),2)","v":39},{"$f":"((($I$27-4)/6)*((AU299*$J$27+AV299)-(AU296*$J$27+AV296)))+(AU296*$J$27+AV296)","v":40.247942386831276},10,200,62,{"$f":"INDEX(LINEST(AZ298:AZ299,AY298:AY299,TRUE,FALSE),1)","v":5.9999999999999991E-2},{"$f":"INDEX(LINEST(AZ298:AZ299,AY298:AY299,TRUE,FALSE),2)","v":50},{"$f":"((($I$27-4)/6)*((BA299*$J$27+BB299)-(BA296*$J$27+BB296)))+(BA296*$J$27+BB296)","v":53.362139917695472}]
[null,10,500,85,{"$f":"INDEX(LINEST(D299:D300,C299:C300,TRUE,FALSE),1)","v":2.0000000000000007E-2},{"$f":"INDEX(LINEST(D299:D300,C299:C300,TRUE,FALSE),2)","v":75},{"$f":"((($I$27-4)/6)*((E300*$J$27+F300)-(E297*$J$27+F297)))+(E297*$J$27+F297)","v":61.086419753086417},10,500,79,{"$f":"INDEX(LINEST(J299:J300,I299:I300,TRUE,FALSE),1)","v":2.6666666666666672E-2},{"$f":"INDEX(LINEST(J299:J300,I299:I300,TRUE,FALSE),2)","v":65.666666666666657},{"$f":"((($I$27-4)/6)*((K300*$J$27+L300)-(K297*$J$27+L297)))+(K297*$J$27+L297)","v":56.5116598079561},10,500,70,{"$f":"INDEX(LINEST(P299:P300,O299:O300,TRUE,FALSE),1)","v":2.6666666666666672E-2},{"$f":"INDEX(LINEST(P299:P300,O299:O300,TRUE,FALSE),2)","v":56.666666666666664},{"$f":"((($I$27-4)/6)*((Q300*$J$27+R300)-(Q297*$J$27+R297)))+(Q297*$J$27+R297)","v":53.149519890260628},10,500,63,{"$f":"INDEX(LINEST(V299:V300,U299:U300,TRUE,FALSE),1)","v":2.3333333333333331E-2},{"$f":"INDEX(LINEST(V299:V300,U299:U300,TRUE,FALSE),2)","v":51.333333333333336},{"$f":"((($I$27-4)/6)*((W300*$J$27+X300)-(W297*$J$27+X297)))+(W297*$J$27+X297)","v":52.719135802469125},10,500,64,{"$f":"INDEX(LINEST(AB299:AB300,AA299:AA300,TRUE,FALSE),1)","v":0.03},{"$f":"INDEX(LINEST(AB299:AB300,AA299:AA300,TRUE,FALSE),2)","v":49},{"$f":"((($I$27-4)/6)*((AC300*$J$27+AD300)-(AC297*$J$27+AD297)))+(AC297*$J$27+AD297)","v":50.915980795610423},10,500,61,{"$f":"INDEX(LINEST(AH299:AH300,AG299:AG300,TRUE,FALSE),1)","v":2.6666666666666672E-2},{"$f":"INDEX(LINEST(AH299:AH300,AG299:AG300,TRUE,FALSE),2)","v":47.666666666666664},{"$f":"((($I$27-4)/6)*((AI300*$J$27+AJ300)-(AI297*$J$27+AJ297)))+(AI297*$J$27+AJ297)","v":46.733539094650205},10,500,60,{"$f":"INDEX(LINEST(AN299:AN300,AM299:AM300,TRUE,FALSE),1)","v":3.6666666666666674E-2},{"$f":"INDEX(LINEST(AN299:AN300,AM299:AM300,TRUE,FALSE),2)","v":41.666666666666664},{"$f":"((($I$27-4)/6)*((AO300*$J$27+AP300)-(AO297*$J$27+AP297)))+(AO297*$J$27+AP297)","v":42.703360768175571},10,500,62,{"$f":"INDEX(LINEST(AT299:AT300,AS299:AS300,TRUE,FALSE),1)","v":3.6666666666666674E-2},{"$f":"INDEX(LINEST(AT299:AT300,AS299:AS300,TRUE,FALSE),2)","v":43.666666666666664},{"$f":"((($I$27-4)/6)*((AU300*$J$27+AV300)-(AU297*$J$27+AV297)))+(AU297*$J$27+AV297)","v":40.944787379972567},10,500,71,{"$f":"INDEX(LINEST(AZ299:AZ300,AY299:AY300,TRUE,FALSE),1)","v":0.03},{"$f":"INDEX(LINEST(AZ299:AZ300,AY299:AY300,TRUE,FALSE),2)","v":56},{"$f":"((($I$27-4)/6)*((BA300*$J$27+BB300)-(BA297*$J$27+BB297)))+(BA297*$J$27+BB297)","v":55.097050754458159}]
[]
["800x300",1,100,{"$f":"D292+1","v":54},null,null,null,1,100,{"$f":"J292+1","v":50},null,null,null,1,100,{"$f":"P292+1","v":47},null,null,null,1,100,{"$f":"V292+1","v":42},null,null,null,1,100,{"$f":"AB292+1","v":48},null,null,null,1,100,{"$f":"AH292+1","v":43},null,null,null,1,100,{"$f":"AN292+1","v":31},null,null,null,1,100,{"$f":"AT292+1","v":33},null,null,null,1,100,{"$f":"AZ292+1","v":51}]
[null,1,200,56,{"$f":"INDEX(LINEST(D302:D303,C302:C303,TRUE,FALSE),1)","v":2.0000000000000004E-2},{"$f":"INDEX(LINEST(D302:D303,C302:C303,TRUE,FALSE),2)","v":52},null,1,200,53,{"$f":"INDEX(LINEST(J302:J303,I302:I303,TRUE,FALSE),1)","v":2.9999999999999995E-2},{"$f":"INDEX(LINEST(J302:J303,I302:I303,TRUE,FALSE),2)","v":47},null,1,200,54,{"$f":"INDEX(LINEST(P302:P303,O302:O303,TRUE,FALSE),1)","v":7.0000000000000021E-2},{"$f":"INDEX(LINEST(P302:P303,O302:O303,TRUE,FALSE),2)","v":40},null,1,200,47,{"$f":"INDEX(LINEST(V302:V303,U302:U303,TRUE,FALSE),1)","v":0.05},{"$f":"INDEX(LINEST(V302:V303,U302:U303,TRUE,FALSE),2)","v":37},null,1,200,50,{"$f":"INDEX(LINEST(AB302:AB303,AA302:AA303,TRUE,FALSE),1)","v":2.0000000000000004E-2},{"$f":"INDEX(LINEST(AB302:AB303,AA302:AA303,TRUE,FALSE),2)","v":46},null,1,200,55,{"$f":"INDEX(LINEST(AH302:AH303,AG302:AG303,TRUE,FALSE),1)","v":0.11999999999999998},{"$f":"INDEX(LINEST(AH302:AH303,AG302:AG303,TRUE,FALSE),2)","v":31.000000000000004},null,1,200,41,{"$f":"INDEX(LINEST(AN302:AN303,AM302:AM303,TRUE,FALSE),1)","v":0.1},{"$f":"INDEX(LINEST(AN302:AN303,AM302:AM303,TRUE,FALSE),2)","v":21},null,1,200,39,{"$f":"INDEX(LINEST(AT302:AT303,AS302:AS303,TRUE,FALSE),1)","v":5.9999999999999991E-2},{"$f":"INDEX(LINEST(AT302:AT303,AS302:AS303,TRUE,FALSE),2)","v":27},null,1,200,58,{"$f":"INDEX(LINEST(AZ302:AZ303,AY302:AY303,TRUE,FALSE),1)","v":7.0000000000000021E-2},{"$f":"INDEX(LINEST(AZ302:AZ303,AY302:AY303,TRUE,FALSE),2)","v":44}]
[null,1,500,61,{"$f":"INDEX(LINEST(D303:D304,C303:C304,TRUE,FALSE),1)","v":1.6666666666666666E-2},{"$f":"INDEX(LINEST(D303:D304,C303:C304,TRUE,FALSE),2)","v":52.666666666666664},null,1,500,57,{"$f":"INDEX(LINEST(J303:J304,I303:I304,TRUE,FALSE),1)","v":1.3333333333333336E-2},{"$f":"INDEX(LINEST(J303:J304,I303:I304,TRUE,FALSE),2)","v":50.333333333333329},null,1,500,59,{"$f":"INDEX(LINEST(P303:P304,O303:O304,TRUE,FALSE),1)","v":1.6666666666666666E-2},{"$f":"INDEX(LINEST(P303:P304,O303:O304,TRUE,FALSE),2)","v":50.666666666666664},null,1,500,56,{"$f":"INDEX(LINEST(V303:V304,U303:U304,TRUE,FALSE),1)","v":0.03},{"$f":"INDEX(LINEST(V303:V304,U303:U304,TRUE,FALSE),2)","v":41},null,1,500,55,{"$f":"INDEX(LINEST(AB303:AB304,AA303:AA304,TRUE,FALSE),1)","v":1.6666666666666666E-2},{"$f":"INDEX(LINEST(AB303:AB304,AA303:AA304,TRUE,FALSE),2)","v":46.666666666666664},null,1,500,61,{"$f":"INDEX(LINEST(AH303:AH304,AG303:AG304,TRUE,FALSE),1)","v":2.0000000000000007E-2},{"$f":"INDEX(LINEST(AH303:AH304,AG303:AG304,TRUE,FALSE),2)","v":51},null,1,500,51,{"$f":"INDEX(LINEST(AN303:AN304,AM303:AM304,TRUE,FALSE),1)","v":3.3333333333333333E-2},{"$f":"INDEX(LINEST(AN303:AN304,AM303:AM304,TRUE,FALSE),2)","v":34.333333333333336},null,1,500,52,{"$f":"INDEX(LINEST(AT303:AT304,AS303:AS304,TRUE,FALSE),1)","v":4.3333333333333349E-2},{"$f":"INDEX(LINEST(AT303:AT304,AS303:AS304,TRUE,FALSE),2)","v":30.333333333333329},null,1,500,64,{"$f":"INDEX(LINEST(AZ303:AZ304,AY303:AY304,TRUE,FALSE),1)","v":2.0000000000000007E-2},{"$f":"INDEX(LINEST(AZ303:AZ304,AY303:AY304,TRUE,FALSE),2)","v":54}]
[null,4,100,61,null,null,null,4,100,56,null,null,null,4,100,52,null,null,null,4,100,47,null,null,null,4,100,47,null,null,null,4,100,46,null,null,null,4,100,38,null,null,null,4,100,41,null,null,null,4,100,53]
[null,4,200,68,{"$f":"INDEX(LINEST(D305:D306,C305:C306,TRUE,FALSE),1)","v":7.0000000000000021E-2},{"$f":"INDEX(LINEST(D305:D306,C305:C306,TRUE,FALSE),2)","v":54},{"$f":"((($I$28-1)/3)*((E306*$J$28+F306)-(E303*$J$28+F303)))+(E303*$J$28+F303)","v":55.498456790123456},4,200,62,{"$f":"INDEX(LINEST(J305:J306,I305:I306,TRUE,FALSE),1)","v":5.9999999999999991E-2},{"$f":"INDEX(LINEST(J305:J306,I305:I306,TRUE,FALSE),2)","v":50},{"$f":"((($I$28-1)/3)*((K306*$J$28+L306)-(K303*$J$28+L303)))+(K303*$J$28+L303)","v":51.893518518518519},4,200,57,{"$f":"INDEX(LINEST(P305:P306,O305:O306,TRUE,FALSE),1)","v":0.05},{"$f":"INDEX(LINEST(P305:P306,O305:O306,TRUE,FALSE),2)","v":47},{"$f":"((($I$28-1)/3)*((Q306*$J$28+R306)-(Q303*$J$28+R303)))+(Q303*$J$28+R303)","v":50.709876543209873},4,200,55,{"$f":"INDEX(LINEST(V305:V306,U305:U306,TRUE,FALSE),1)","v":8.0000000000000016E-2},{"$f":"INDEX(LINEST(V305:V306,U305:U306,TRUE,FALSE),2)","v":39},{"$f":"((($I$28-1)/3)*((W306*$J$28+X306)-(W303*$J$28+X303)))+(W303*$J$28+X303)","v":44.841049382716051},4,200,54,{"$f":"INDEX(LINEST(AB305:AB306,AA305:AA306,TRUE,FALSE),1)","v":7.0000000000000021E-2},{"$f":"INDEX(LINEST(AB305:AB306,AA305:AA306,TRUE,FALSE),2)","v":40},{"$f":"((($I$28-1)/3)*((AC306*$J$28+AD306)-(AC303*$J$28+AD303)))+(AC303*$J$28+AD303)","v":49.078703703703702},4,200,51,{"$f":"INDEX(LINEST(AH305:AH306,AG305:AG306,TRUE,FALSE),1)","v":0.05},{"$f":"INDEX(LINEST(AH305:AH306,AG305:AG306,TRUE,FALSE),2)","v":41},{"$f":"((($I$28-1)/3)*((AI306*$J$28+AJ306)-(AI303*$J$28+AJ303)))+(AI303*$J$28+AJ303)","v":48.973765432098766},4,200,47,{"$f":"INDEX(LINEST(AN305:AN306,AM305:AM306,TRUE,FALSE),1)","v":0.09},{"$f":"INDEX(LINEST(AN305:AN306,AM305:AM306,TRUE,FALSE),2)","v":29},{"$f":"((($I$28-1)/3)*((AO306*$J$28+AP306)-(AO303*$J$28+AP303)))+(AO303*$J$28+AP303)","v":36.341049382716051},4,200,46,{"$f":"INDEX(LINEST(AT305:AT306,AS305:AS306,TRUE,FALSE),1)","v":0.05},{"$f":"INDEX(LINEST(AT305:AT306,AS305:AS306,TRUE,FALSE),2)","v":36},{"$f":"((($I$28-1)/3)*((AU306*$J$28+AV306)-(AU303*$J$28+AV303)))+(AU303*$J$28+AV303)","v":36.393518518518519},4,200,59,{"$f":"INDEX(LINEST(AZ305:AZ306,AY305:AY306,TRUE,FALSE),1)","v":5.9999999999999991E-2},{"$f":"INDEX(LINEST(AZ305:AZ306,AY305:AY306,TRUE,FALSE),2)","v":47},{"$f":"((($I$28-1)/3)*((BA306*$J$28+BB306)-(BA303*$J$28+BB303)))+(BA303*$J$28+BB303)","v":54.578703703703702}]
[null,4,500,74,{"$f":"INDEX(LINEST(D306:D307,C306:C307,TRUE,FALSE),1)","v":2.0000000000000007E-2},{"$f":"INDEX(LINEST(D306:D307,C306:C307,TRUE,FALSE),2)","v":64},{"$f":"((($I$28-1)/3)*((E307*$J$28+F307)-(E304*$J$28+F304)))+(E304*$J$28+F304)","v":55.787551440329217},4,500,66,{"$f":"INDEX(LINEST(J306:J307,I306:I307,TRUE,FALSE),1)","v":1.3333333333333336E-2},{"$f":"INDEX(LINEST(J306:J307,I306:I307,TRUE,FALSE),2)","v":59.333333333333329},{"$f":"((($I$28-1)/3)*((K307*$J$28+L307)-(K304*$J$28+L304)))+(K304*$J$28+L304)","v":52.80555555555555},4,500,61,{"$f":"INDEX(LINEST(P306:P307,O306:O307,TRUE,FALSE),1)","v":1.3333333333333336E-2},{"$f":"INDEX(LINEST(P306:P307,O306:O307,TRUE,FALSE),2)","v":54.333333333333329},{"$f":"((($I$28-1)/3)*((Q307*$J$28+R307)-(Q304*$J$28+R304)))+(Q304*$J$28+R304)","v":53.332818930041149},4,500,59,{"$f":"INDEX(LINEST(V306:V307,U306:U307,TRUE,FALSE),1)","v":1.3333333333333336E-2},{"$f":"INDEX(LINEST(V306:V307,U306:U307,TRUE,FALSE),2)","v":52.333333333333329},{"$f":"((($I$28-1)/3)*((W307*$J$28+X307)-(W304*$J$28+X304)))+(W304*$J$28+X304)","v":45.963477366255141},4,500,62,{"$f":"INDEX(LINEST(AB306:AB307,AA306:AA307,TRUE,FALSE),1)","v":2.6666666666666672E-2},{"$f":"INDEX(LINEST(AB306:AB307,AA306:AA307,TRUE,FALSE),2)","v":48.666666666666664},{"$f":"((($I$28-1)/3)*((AC307*$J$28+AD307)-(AC304*$J$28+AD304)))+(AC304*$J$28+AD304)","v":49.350308641975303},4,500,62,{"$f":"INDEX(LINEST(AH306:AH307,AG306:AG307,TRUE,FALSE),1)","v":3.6666666666666674E-2},{"$f":"INDEX(LINEST(AH306:AH307,AG306:AG307,TRUE,FALSE),2)","v":43.666666666666664},{"$f":"((($I$28-1)/3)*((AI307*$J$28+AJ307)-(AI304*$J$28+AJ304)))+(AI304*$J$28+AJ304)","v":53.746399176954732},4,500,59,{"$f":"INDEX(LINEST(AN306:AN307,AM306:AM307,TRUE,FALSE),1)","v":4.0000000000000015E-2},{"$f":"INDEX(LINEST(AN306:AN307,AM306:AM307,TRUE,FALSE),2)","v":38.999999999999993},{"$f":"((($I$28-1)/3)*((AO307*$J$28+AP307)-(AO304*$J$28+AP304)))+(AO304*$J$28+AP304)","v":39.630658436213992},4,500,56,{"$f":"INDEX(LINEST(AT306:AT307,AS306:AS307,TRUE,FALSE),1)","v":3.3333333333333333E-2},{"$f":"INDEX(LINEST(AT306:AT307,AS306:AS307,TRUE,FALSE),2)","v":39.333333333333336},{"$f":"((($I$28-1)/3)*((AU307*$J$28+AV307)-(AU304*$J$28+AV304)))+(AU304*$J$28+AV304)","v":37.226851851851848},4,500,67,{"$f":"INDEX(LINEST(AZ306:AZ307,AY306:AY307,TRUE,FALSE),1)","v":2.6666666666666672E-2},{"$f":"INDEX(LINEST(AZ306:AZ307,AY306:AY307,TRUE,FALSE),2)","v":53.666666666666664},{"$f":"((($I$28-1)/3)*((BA307*$J$28+BB307)-(BA304*$J$28+BB304)))+(BA304*$J$28+BB304)","v":57.034979423868315}]
[null,10,100,71,null,null,null,10,100,68,null,null,null,10,100,57,null,null,null,10,100,50,null,null,null,10,100,49,null,null,null,10,100,45,null,null,null,10,100,44,null,null,null,10,100,46,null,null,null,10,100,57]
[null,10,200,80,{"$f":"INDEX(LINEST(D308:D309,C308:C309,TRUE,FALSE),1)","v":0.09},{"$f":"INDEX(LINEST(D308:D309,C308:C309,TRUE,FALSE),2)","v":62},{"$f":"((($I$28-4)/6)*((E309*$J$28+F309)-(E306*$J$28+F306)))+(E306*$J$28+F306)","v":59.288580246913583},10,200,72,{"$f":"INDEX(LINEST(J308:J309,I308:I309,TRUE,FALSE),1)","v":4.0000000000000008E-2},{"$f":"INDEX(LINEST(J308:J309,I308:I309,TRUE,FALSE),2)","v":64},{"$f":"((($I$28-4)/6)*((K309*$J$28+L309)-(K306*$J$28+L306)))+(K306*$J$28+L306)","v":53.788580246913583},10,200,63,{"$f":"INDEX(LINEST(P308:P309,O308:O309,TRUE,FALSE),1)","v":5.9999999999999991E-2},{"$f":"INDEX(LINEST(P308:P309,O308:O309,TRUE,FALSE),2)","v":51},{"$f":"((($I$28-4)/6)*((Q309*$J$28+R309)-(Q306*$J$28+R306)))+(Q306*$J$28+R306)","v":51.894290123456791},10,200,57,{"$f":"INDEX(LINEST(V308:V309,U308:U309,TRUE,FALSE),1)","v":7.0000000000000021E-2},{"$f":"INDEX(LINEST(V308:V309,U308:U309,TRUE,FALSE),2)","v":43},{"$f":"((($I$28-4)/6)*((W309*$J$28+X309)-(W306*$J$28+X306)))+(W306*$J$28+X306)","v":49.815586419753089},10,200,56,{"$f":"INDEX(LINEST(AB308:AB309,AA308:AA309,TRUE,FALSE),1)","v":7.0000000000000021E-2},{"$f":"INDEX(LINEST(AB308:AB309,AA308:AA309,TRUE,FALSE),2)","v":42},{"$f":"((($I$28-4)/6)*((AC309*$J$28+AD309)-(AC306*$J$28+AD306)))+(AC306*$J$28+AD306)","v":49.552469135802468},10,200,54,{"$f":"INDEX(LINEST(AH308:AH309,AG308:AG309,TRUE,FALSE),1)","v":0.09},{"$f":"INDEX(LINEST(AH308:AH309,AG308:AG309,TRUE,FALSE),2)","v":36},{"$f":"((($I$28-4)/6)*((AI309*$J$28+AJ309)-(AI306*$J$28+AJ306)))+(AI306*$J$28+AJ306)","v":48.026234567901234},10,200,50,{"$f":"INDEX(LINEST(AN308:AN309,AM308:AM309,TRUE,FALSE),1)","v":5.9999999999999991E-2},{"$f":"INDEX(LINEST(AN308:AN309,AM308:AM309,TRUE,FALSE),2)","v":38},{"$f":"((($I$28-4)/6)*((AO309*$J$28+AP309)-(AO306*$J$28+AP306)))+(AO306*$J$28+AP306)","v":40.368055555555557},10,200,52,{"$f":"INDEX(LINEST(AT308:AT309,AS308:AS309,TRUE,FALSE),1)","v":5.9999999999999991E-2},{"$f":"INDEX(LINEST(AT308:AT309,AS308:AS309,TRUE,FALSE),2)","v":40},{"$f":"((($I$28-4)/6)*((AU309*$J$28+AV309)-(AU306*$J$28+AV306)))+(AU306*$J$28+AV306)","v":40.894290123456791},10,200,63,{"$f":"INDEX(LINEST(AZ308:AZ309,AY308:AY309,TRUE,FALSE),1)","v":5.9999999999999991E-2},{"$f":"INDEX(LINEST(AZ308:AZ309,AY308:AY309,TRUE,FALSE),2)","v":51},{"$f":"((($I$28-4)/6)*((BA309*$J$28+BB309)-(BA306*$J$28+BB306)))+(BA306*$J$28+BB306)","v":54.104938271604937}]
[null,10,500,86,{"$f":"INDEX(LINEST(D309:D310,C309:C310,TRUE,FALSE),1)","v":2.0000000000000007E-2},{"$f":"INDEX(LINEST(D309:D310,C309:C310,TRUE,FALSE),2)","v":76},{"$f":"((($I$28-4)/6)*((E310*$J$28+F310)-(E307*$J$28+F307)))+(E307*$J$28+F307)","v":61.314814814814817},10,500,80,{"$f":"INDEX(LINEST(J309:J310,I309:I310,TRUE,FALSE),1)","v":2.6666666666666672E-2},{"$f":"INDEX(LINEST(J309:J310,I309:I310,TRUE,FALSE),2)","v":66.666666666666657},{"$f":"((($I$28-4)/6)*((K310*$J$28+L310)-(K307*$J$28+L307)))+(K307*$J$28+L307)","v":56.911522633744852},10,500,71,{"$f":"INDEX(LINEST(P309:P310,O309:O310,TRUE,FALSE),1)","v":2.6666666666666672E-2},{"$f":"INDEX(LINEST(P309:P310,O309:O310,TRUE,FALSE),2)","v":57.666666666666664},{"$f":"((($I$28-4)/6)*((Q310*$J$28+R310)-(Q307*$J$28+R307)))+(Q307*$J$28+R307)","v":53.806584362139915},10,500,64,{"$f":"INDEX(LINEST(V309:V310,U309:U310,TRUE,FALSE),1)","v":2.3333333333333331E-2},{"$f":"INDEX(LINEST(V309:V310,U309:U310,TRUE,FALSE),2)","v":52.333333333333336},{"$f":"((($I$28-4)/6)*((W310*$J$28+X310)-(W307*$J$28+X307)))+(W307*$J$28+X307)","v":53.622685185185176},10,500,65,{"$f":"INDEX(LINEST(AB309:AB310,AA309:AA310,TRUE,FALSE),1)","v":0.03},{"$f":"INDEX(LINEST(AB309:AB310,AA309:AA310,TRUE,FALSE),2)","v":50},{"$f":"((($I$28-4)/6)*((AC310*$J$28+AD310)-(AC307*$J$28+AD307)))+(AC307*$J$28+AD307)","v":51.798096707818928},10,500,62,{"$f":"INDEX(LINEST(AH309:AH310,AG309:AG310,TRUE,FALSE),1)","v":2.6666666666666672E-2},{"$f":"INDEX(LINEST(AH309:AH310,AG309:AG310,TRUE,FALSE),2)","v":48.666666666666664},{"$f":"((($I$28-4)/6)*((AI310*$J$28+AJ310)-(AI307*$J$28+AJ307)))+(AI307*$J$28+AJ307)","v":47.508487654320987},10,500,61,{"$f":"INDEX(LINEST(AN309:AN310,AM309:AM310,TRUE,FALSE),1)","v":3.6666666666666674E-2},{"$f":"INDEX(LINEST(AN309:AN310,AM309:AM310,TRUE,FALSE),2)","v":42.666666666666664},{"$f":"((($I$28-4)/6)*((AO310*$J$28+AP310)-(AO307*$J$28+AP307)))+(AO307*$J$28+AP307)","v":43.4997427983539},10,500,63,{"$f":"INDEX(LINEST(AT309:AT310,AS309:AS310,TRUE,FALSE),1)","v":3.6666666666666674E-2},{"$f":"INDEX(LINEST(AT309:AT310,AS309:AS310,TRUE,FALSE),2)","v":44.666666666666664},{"$f":"((($I$28-4)/6)*((AU310*$J$28+AV310)-(AU307*$J$28+AV307)))+(AU307*$J$28+AV307)","v":41.569701646090536},10,500,72,{"$f":"INDEX(LINEST(AZ309:AZ310,AY309:AY310,TRUE,FALSE),1)","v":0.03},{"$f":"INDEX(LINEST(AZ309:AZ310,AY309:AY310,TRUE,FALSE),2)","v":57},{"$f":"((($I$28-4)/6)*((BA310*$J$28+BB310)-(BA307*$J$28+BB307)))+(BA307*$J$28+BB307)","v":55.850565843621396}]
[]
["1000x300",1,100,{"$f":"D292+2","v":55},null,null,null,1,100,{"$f":"J292+2","v":51},null,null,null,1,100,{"$f":"P292+2","v":48},null,null,null,1,100,{"$f":"V292+2","v":43},null,null,null,1,100,{"$f":"AB292+2","v":49},null,null,null,1,100,{"$f":"AH292+2","v":44},null,null,null,1,100,{"$f":"AN292+2","v":32},null,null,null,1,100,{"$f":"AT292+2","v":34},null,null,null,1,100,{"$f":"AZ292+2","v":52}]
[null,1,200,57,{"$f":"INDEX(LINEST(D312:D313,C312:C313,TRUE,FALSE),1)","v":2.0000000000000004E-2},{"$f":"INDEX(LINEST(D312:D313,C312:C313,TRUE,FALSE),2)","v":53},null,1,200,54,{"$f":"INDEX(LINEST(J312:J313,I312:I313,TRUE,FALSE),1)","v":2.9999999999999995E-2},{"$f":"INDEX(LINEST(J312:J313,I312:I313,TRUE,FALSE),2)","v":48},null,1,200,55,{"$f":"INDEX(LINEST(P312:P313,O312:O313,TRUE,FALSE),1)","v":7.0000000000000021E-2},{"$f":"INDEX(LINEST(P312:P313,O312:O313,TRUE,FALSE),2)","v":41},null,1,200,48,{"$f":"INDEX(LINEST(V312:V313,U312:U313,TRUE,FALSE),1)","v":0.05},{"$f":"INDEX(LINEST(V312:V313,U312:U313,TRUE,FALSE),2)","v":38},null,1,200,51,{"$f":"INDEX(LINEST(AB312:AB313,AA312:AA313,TRUE,FALSE),1)","v":2.0000000000000004E-2},{"$f":"INDEX(LINEST(AB312:AB313,AA312:AA313,TRUE,FALSE),2)","v":47},null,1,200,56,{"$f":"INDEX(LINEST(AH312:AH313,AG312:AG313,TRUE,FALSE),1)","v":0.11999999999999998},{"$f":"INDEX(LINEST(AH312:AH313,AG312:AG313,TRUE,FALSE),2)","v":32},null,1,200,42,{"$f":"INDEX(LINEST(AN312:AN313,AM312:AM313,TRUE,FALSE),1)","v":0.1},{"$f":"INDEX(LINEST(AN312:AN313,AM312:AM313,TRUE,FALSE),2)","v":22},null,1,200,40,{"$f":"INDEX(LINEST(AT312:AT313,AS312:AS313,TRUE,FALSE),1)","v":5.9999999999999991E-2},{"$f":"INDEX(LINEST(AT312:AT313,AS312:AS313,TRUE,FALSE),2)","v":28},null,1,200,59,{"$f":"INDEX(LINEST(AZ312:AZ313,AY312:AY313,TRUE,FALSE),1)","v":7.0000000000000021E-2},{"$f":"INDEX(LINEST(AZ312:AZ313,AY312:AY313,TRUE,FALSE),2)","v":45}]
[null,1,500,62,{"$f":"INDEX(LINEST(D313:D314,C313:C314,TRUE,FALSE),1)","v":1.6666666666666666E-2},{"$f":"INDEX(LINEST(D313:D314,C313:C314,TRUE,FALSE),2)","v":53.666666666666664},null,1,500,58,{"$f":"INDEX(LINEST(J313:J314,I313:I314,TRUE,FALSE),1)","v":1.3333333333333336E-2},{"$f":"INDEX(LINEST(J313:J314,I313:I314,TRUE,FALSE),2)","v":51.333333333333329},null,1,500,60,{"$f":"INDEX(LINEST(P313:P314,O313:O314,TRUE,FALSE),1)","v":1.6666666666666666E-2},{"$f":"INDEX(LINEST(P313:P314,O313:O314,TRUE,FALSE),2)","v":51.666666666666664},null,1,500,57,{"$f":"INDEX(LINEST(V313:V314,U313:U314,TRUE,FALSE),1)","v":0.03},{"$f":"INDEX(LINEST(V313:V314,U313:U314,TRUE,FALSE),2)","v":42},null,1,500,56,{"$f":"INDEX(LINEST(AB313:AB314,AA313:AA314,TRUE,FALSE),1)","v":1.6666666666666666E-2},{"$f":"INDEX(LINEST(AB313:AB314,AA313:AA314,TRUE,FALSE),2)","v":47.666666666666664},null,1,500,62,{"$f":"INDEX(LINEST(AH313:AH314,AG313:AG314,TRUE,FALSE),1)","v":2.0000000000000007E-2},{"$f":"INDEX(LINEST(AH313:AH314,AG313:AG314,TRUE,FALSE),2)","v":52},null,1,500,52,{"$f":"INDEX(LINEST(AN313:AN314,AM313:AM314,TRUE,FALSE),1)","v":3.3333333333333333E-2},{"$f":"INDEX(LINEST(AN313:AN314,AM313:AM314,TRUE,FALSE),2)","v":35.333333333333336},null,1,500,53,{"$f":"INDEX(LINEST(AT313:AT314,AS313:AS314,TRUE,FALSE),1)","v":4.3333333333333349E-2},{"$f":"INDEX(LINEST(AT313:AT314,AS313:AS314,TRUE,FALSE),2)","v":31.333333333333329},null,1,500,65,{"$f":"INDEX(LINEST(AZ313:AZ314,AY313:AY314,TRUE,FALSE),1)","v":2.0000000000000007E-2},{"$f":"INDEX(LINEST(AZ313:AZ314,AY313:AY314,TRUE,FALSE),2)","v":55}]
[null,4,100,62,null,null,null,4,100,57,null,null,null,4,100,53,null,null,null,4,100,48,null,null,null,4,100,48,null,null,null,4,100,47,null,null,null,4,100,39,null,null,null,4,100,42,null,null,null,4,100,54]
[null,4,200,69,{"$f":"INDEX(LINEST(D315:D316,C315:C316,TRUE,FALSE),1)","v":7.0000000000000021E-2},{"$f":"INDEX(LINEST(D315:D316,C315:C316,TRUE,FALSE),2)","v":55},{"$f":"((($I$29-1)/3)*((E316*$J$29+F316)-(E313*$J$29+F313)))+(E313*$J$29+F313)","v":55.76543209876543},4,200,63,{"$f":"INDEX(LINEST(J315:J316,I315:I316,TRUE,FALSE),1)","v":5.9999999999999991E-2},{"$f":"INDEX(LINEST(J315:J316,I315:I316,TRUE,FALSE),2)","v":51},{"$f":"((($I$29-1)/3)*((K316*$J$29+L316)-(K313*$J$29+L313)))+(K313*$J$29+L313)","v":52.314814814814817},4,200,58,{"$f":"INDEX(LINEST(P315:P316,O315:O316,TRUE,FALSE),1)","v":0.05},{"$f":"INDEX(LINEST(P315:P316,O315:O316,TRUE,FALSE),2)","v":48},{"$f":"((($I$29-1)/3)*((Q316*$J$29+R316)-(Q313*$J$29+R313)))+(Q313*$J$29+R313)","v":51.401234567901234},4,200,56,{"$f":"INDEX(LINEST(V315:V316,U315:U316,TRUE,FALSE),1)","v":8.0000000000000016E-2},{"$f":"INDEX(LINEST(V315:V316,U315:U316,TRUE,FALSE),2)","v":40},{"$f":"((($I$29-1)/3)*((W316*$J$29+X316)-(W313*$J$29+X313)))+(W313*$J$29+X313)","v":45.339506172839506},4,200,55,{"$f":"INDEX(LINEST(AB315:AB316,AA315:AA316,TRUE,FALSE),1)","v":7.0000000000000021E-2},{"$f":"INDEX(LINEST(AB315:AB316,AA315:AA316,TRUE,FALSE),2)","v":41},{"$f":"((($I$29-1)/3)*((AC316*$J$29+AD316)-(AC313*$J$29+AD313)))+(AC313*$J$29+AD313)","v":49.962962962962962},4,200,52,{"$f":"INDEX(LINEST(AH315:AH316,AG315:AG316,TRUE,FALSE),1)","v":0.05},{"$f":"INDEX(LINEST(AH315:AH316,AG315:AG316,TRUE,FALSE),2)","v":42},{"$f":"((($I$29-1)/3)*((AI316*$J$29+AJ316)-(AI313*$J$29+AJ313)))+(AI313*$J$29+AJ313)","v":50.012345679012348},4,200,48,{"$f":"INDEX(LINEST(AN315:AN316,AM315:AM316,TRUE,FALSE),1)","v":0.09},{"$f":"INDEX(LINEST(AN315:AN316,AM315:AM316,TRUE,FALSE),2)","v":30},{"$f":"((($I$29-1)/3)*((AO316*$J$29+AP316)-(AO313*$J$29+AP313)))+(AO313*$J$29+AP313)","v":36.839506172839506},4,200,47,{"$f":"INDEX(LINEST(AT315:AT316,AS315:AS316,TRUE,FALSE),1)","v":0.05},{"$f":"INDEX(LINEST(AT315:AT316,AS315:AS316,TRUE,FALSE),2)","v":37},{"$f":"((($I$29-1)/3)*((AU316*$J$29+AV316)-(AU313*$J$29+AV313)))+(AU313*$J$29+AV313)","v":36.814814814814817},4,200,60,{"$f":"INDEX(LINEST(AZ315:AZ316,AY315:AY316,TRUE,FALSE),1)","v":5.9999999999999991E-2},{"$f":"INDEX(LINEST(AZ315:AZ316,AY315:AY316,TRUE,FALSE),2)","v":48},{"$f":"((($I$29-1)/3)*((BA316*$J$29+BB316)-(BA313*$J$29+BB313)))+(BA313*$J$29+BB313)","v":55.462962962962962}]
[null,4,500,75,{"$f":"INDEX(LINEST(D316:D317,C316:C317,TRUE,FALSE),1)","v":2.0000000000000007E-2},{"$f":"INDEX(LINEST(D316:D317,C316:C317,TRUE,FALSE),2)","v":65},{"$f":"((($I$29-1)/3)*((E317*$J$29+F317)-(E314*$J$29+F314)))+(E314*$J$29+F314)","v":55.874485596707814},4,500,67,{"$f":"INDEX(LINEST(J316:J317,I316:I317,TRUE,FALSE),1)","v":1.3333333333333336E-2},{"$f":"INDEX(LINEST(J316:J317,I316:I317,TRUE,FALSE),2)","v":60.333333333333329},{"$f":"((($I$29-1)/3)*((K317*$J$29+L317)-(K314*$J$29+L314)))+(K314*$J$29+L314)","v":53.111111111111107},4,500,62,{"$f":"INDEX(LINEST(P316:P317,O316:O317,TRUE,FALSE),1)","v":1.3333333333333336E-2},{"$f":"INDEX(LINEST(P316:P317,O316:O317,TRUE,FALSE),2)","v":55.333333333333329},{"$f":"((($I$29-1)/3)*((Q317*$J$29+R317)-(Q314*$J$29+R314)))+(Q314*$J$29+R314)","v":54.088477366255141},4,500,60,{"$f":"INDEX(LINEST(V316:V317,U316:U317,TRUE,FALSE),1)","v":1.3333333333333336E-2},{"$f":"INDEX(LINEST(V316:V317,U316:U317,TRUE,FALSE),2)","v":53.333333333333329},{"$f":"((($I$29-1)/3)*((W317*$J$29+X317)-(W314*$J$29+X314)))+(W314*$J$29+X314)","v":46.281893004115226},4,500,63,{"$f":"INDEX(LINEST(AB316:AB317,AA316:AA317,TRUE,FALSE),1)","v":2.6666666666666672E-2},{"$f":"INDEX(LINEST(AB316:AB317,AA316:AA317,TRUE,FALSE),2)","v":49.666666666666664},{"$f":"((($I$29-1)/3)*((AC317*$J$29+AD317)-(AC314*$J$29+AD314)))+(AC314*$J$29+AD314)","v":50.080246913580247},4,500,63,{"$f":"INDEX(LINEST(AH316:AH317,AG316:AG317,TRUE,FALSE),1)","v":3.6666666666666674E-2},{"$f":"INDEX(LINEST(AH316:AH317,AG316:AG317,TRUE,FALSE),2)","v":44.666666666666664},{"$f":"((($I$29-1)/3)*((AI317*$J$29+AJ317)-(AI314*$J$29+AJ314)))+(AI314*$J$29+AJ314)","v":55.119341563786008},4,500,60,{"$f":"INDEX(LINEST(AN316:AN317,AM316:AM317,TRUE,FALSE),1)","v":4.0000000000000015E-2},{"$f":"INDEX(LINEST(AN316:AN317,AM316:AM317,TRUE,FALSE),2)","v":39.999999999999993},{"$f":"((($I$29-1)/3)*((AO317*$J$29+AP317)-(AO314*$J$29+AP314)))+(AO314*$J$29+AP314)","v":40.193415637860085},4,500,57,{"$f":"INDEX(LINEST(AT316:AT317,AS316:AS317,TRUE,FALSE),1)","v":3.3333333333333333E-2},{"$f":"INDEX(LINEST(AT316:AT317,AS316:AS317,TRUE,FALSE),2)","v":40.333333333333336},{"$f":"((($I$29-1)/3)*((AU317*$J$29+AV317)-(AU314*$J$29+AV314)))+(AU314*$J$29+AV314)","v":37.648148148148145},4,500,68,{"$f":"INDEX(LINEST(AZ316:AZ317,AY316:AY317,TRUE,FALSE),1)","v":2.6666666666666672E-2},{"$f":"INDEX(LINEST(AZ316:AZ317,AY316:AY317,TRUE,FALSE),2)","v":54.666666666666664},{"$f":"((($I$29-1)/3)*((BA317*$J$29+BB317)-(BA314*$J$29+BB314)))+(BA314*$J$29+BB314)","v":57.983539094650205}]
[null,10,100,72,null,null,null,10,100,69,null,null,null,10,100,58,null,null,null,10,100,51,null,null,null,10,100,50,null,null,null,10,100,46,null,null,null,10,100,45,null,null,null,10,100,47,null,null,null,10,100,58]
[null,10,200,81,{"$f":"INDEX(LINEST(D318:D319,C318:C319,TRUE,FALSE),1)","v":0.09},{"$f":"INDEX(LINEST(D318:D319,C318:C319,TRUE,FALSE),2)","v":63},{"$f":"((($I$29-4)/6)*((E319*$J$29+F319)-(E316*$J$29+F316)))+(E316*$J$29+F316)","v":59.864197530864196},10,200,73,{"$f":"INDEX(LINEST(J318:J319,I318:I319,TRUE,FALSE),1)","v":4.0000000000000008E-2},{"$f":"INDEX(LINEST(J318:J319,I318:I319,TRUE,FALSE),2)","v":65},{"$f":"((($I$29-4)/6)*((K319*$J$29+L319)-(K316*$J$29+L316)))+(K316*$J$29+L316)","v":54.364197530864196},10,200,64,{"$f":"INDEX(LINEST(P318:P319,O318:O319,TRUE,FALSE),1)","v":5.9999999999999991E-2},{"$f":"INDEX(LINEST(P318:P319,O318:O319,TRUE,FALSE),2)","v":52},{"$f":"((($I$29-4)/6)*((Q319*$J$29+R319)-(Q316*$J$29+R316)))+(Q316*$J$29+R316)","v":52.682098765432102},10,200,58,{"$f":"INDEX(LINEST(V318:V319,U318:U319,TRUE,FALSE),1)","v":7.0000000000000021E-2},{"$f":"INDEX(LINEST(V318:V319,U318:U319,TRUE,FALSE),2)","v":44},{"$f":"((($I$29-4)/6)*((W319*$J$29+X319)-(W316*$J$29+X316)))+(W316*$J$29+X316)","v":50.719135802469133},10,200,57,{"$f":"INDEX(LINEST(AB318:AB319,AA318:AA319,TRUE,FALSE),1)","v":7.0000000000000021E-2},{"$f":"INDEX(LINEST(AB318:AB319,AA318:AA319,TRUE,FALSE),2)","v":43},{"$f":"((($I$29-4)/6)*((AC319*$J$29+AD319)-(AC316*$J$29+AD316)))+(AC316*$J$29+AD316)","v":50.47530864197531},10,200,55,{"$f":"INDEX(LINEST(AH318:AH319,AG318:AG319,TRUE,FALSE),1)","v":0.09},{"$f":"INDEX(LINEST(AH318:AH319,AG318:AG319,TRUE,FALSE),2)","v":37},{"$f":"((($I$29-4)/6)*((AI319*$J$29+AJ319)-(AI316*$J$29+AJ316)))+(AI316*$J$29+AJ316)","v":48.987654320987652},10,200,51,{"$f":"INDEX(LINEST(AN318:AN319,AM318:AM319,TRUE,FALSE),1)","v":5.9999999999999991E-2},{"$f":"INDEX(LINEST(AN318:AN319,AM318:AM319,TRUE,FALSE),2)","v":39},{"$f":"((($I$29-4)/6)*((AO319*$J$29+AP319)-(AO316*$J$29+AP316)))+(AO316*$J$29+AP316)","v":41.194444444444443},10,200,53,{"$f":"INDEX(LINEST(AT318:AT319,AS318:AS319,TRUE,FALSE),1)","v":5.9999999999999991E-2},{"$f":"INDEX(LINEST(AT318:AT319,AS318:AS319,TRUE,FALSE),2)","v":41},{"$f":"((($I$29-4)/6)*((AU319*$J$29+AV319)-(AU316*$J$29+AV316)))+(AU316*$J$29+AV316)","v":41.682098765432102},10,200,64,{"$f":"INDEX(LINEST(AZ318:AZ319,AY318:AY319,TRUE,FALSE),1)","v":5.9999999999999991E-2},{"$f":"INDEX(LINEST(AZ318:AZ319,AY318:AY319,TRUE,FALSE),2)","v":52},{"$f":"((($I$29-4)/6)*((BA319*$J$29+BB319)-(BA316*$J$29+BB316)))+(BA316*$J$29+BB316)","v":54.950617283950621}]
[null,10,500,87,{"$f":"INDEX(LINEST(D319:D320,C319:C320,TRUE,FALSE),1)","v":2.0000000000000007E-2},{"$f":"INDEX(LINEST(D319:D320,C319:C320,TRUE,FALSE),2)","v":77},{"$f":"((($I$29-4)/6)*((E320*$J$29+F320)-(E317*$J$29+F317)))+(E317*$J$29+F317)","v":61.851851851851855},10,500,81,{"$f":"INDEX(LINEST(J319:J320,I319:I320,TRUE,FALSE),1)","v":2.6666666666666672E-2},{"$f":"INDEX(LINEST(J319:J320,I319:I320,TRUE,FALSE),2)","v":67.666666666666657},{"$f":"((($I$29-4)/6)*((K320*$J$29+L320)-(K317*$J$29+L317)))+(K317*$J$29+L317)","v":57.551440329218103},10,500,72,{"$f":"INDEX(LINEST(P319:P320,O319:O320,TRUE,FALSE),1)","v":2.6666666666666672E-2},{"$f":"INDEX(LINEST(P319:P320,O319:O320,TRUE,FALSE),2)","v":58.666666666666664},{"$f":"((($I$29-4)/6)*((Q320*$J$29+R320)-(Q317*$J$29+R317)))+(Q317*$J$29+R317)","v":54.600823045267482},10,500,65,{"$f":"INDEX(LINEST(V319:V320,U319:U320,TRUE,FALSE),1)","v":2.3333333333333331E-2},{"$f":"INDEX(LINEST(V319:V320,U319:U320,TRUE,FALSE),2)","v":53.333333333333336},{"$f":"((($I$29-4)/6)*((W320*$J$29+X320)-(W317*$J$29+X317)))+(W317*$J$29+X317)","v":54.56481481481481},10,500,66,{"$f":"INDEX(LINEST(AB319:AB320,AA319:AA320,TRUE,FALSE),1)","v":0.03},{"$f":"INDEX(LINEST(AB319:AB320,AA319:AA320,TRUE,FALSE),2)","v":51},{"$f":"((($I$29-4)/6)*((AC320*$J$29+AD320)-(AC317*$J$29+AD317)))+(AC317*$J$29+AD317)","v":52.727366255144027},10,500,63,{"$f":"INDEX(LINEST(AH319:AH320,AG319:AG320,TRUE,FALSE),1)","v":2.6666666666666672E-2},{"$f":"INDEX(LINEST(AH319:AH320,AG319:AG320,TRUE,FALSE),2)","v":49.666666666666664},{"$f":"((($I$29-4)/6)*((AI320*$J$29+AJ320)-(AI317*$J$29+AJ317)))+(AI317*$J$29+AJ317)","v":48.373456790123456},10,500,62,{"$f":"INDEX(LINEST(AN319:AN320,AM319:AM320,TRUE,FALSE),1)","v":3.6666666666666674E-2},{"$f":"INDEX(LINEST(AN319:AN320,AM319:AM320,TRUE,FALSE),2)","v":43.666666666666664},{"$f":"((($I$29-4)/6)*((AO320*$J$29+AP320)-(AO317*$J$29+AP317)))+(AO317*$J$29+AP317)","v":44.377572016460896},10,500,64,{"$f":"INDEX(LINEST(AT319:AT320,AS319:AS320,TRUE,FALSE),1)","v":3.6666666666666674E-2},{"$f":"INDEX(LINEST(AT319:AT320,AS319:AS320,TRUE,FALSE),2)","v":45.666666666666664},{"$f":"((($I$29-4)/6)*((AU320*$J$29+AV320)-(AU317*$J$29+AV317)))+(AU317*$J$29+AV317)","v":42.344650205761319},10,500,73,{"$f":"INDEX(LINEST(AZ319:AZ320,AY319:AY320,TRUE,FALSE),1)","v":0.03},{"$f":"INDEX(LINEST(AZ319:AZ320,AY319:AY320,TRUE,FALSE),2)","v":58},{"$f":"((($I$29-4)/6)*((BA320*$J$29+BB320)-(BA317*$J$29+BB317)))+(BA317*$J$29+BB317)","v":56.702674897119337}]
[]
["1200x300",1,100,{"$f":"D292+3","v":56},null,null,null,1,100,{"$f":"J292+3","v":52},null,null,null,1,100,{"$f":"P292+3","v":49},null,null,null,1,100,{"$f":"V292+3","v":44},null,null,null,1,100,{"$f":"AB292+3","v":50},null,null,null,1,100,{"$f":"AH292+3","v":45},null,null,null,1,100,{"$f":"AN292+3","v":33},null,null,null,1,100,{"$f":"AT292+3","v":35},null,null,null,1,100,{"$f":"AZ292+3","v":53}]
[null,1,200,58,{"$f":"INDEX(LINEST(D322:D323,C322:C323,TRUE,FALSE),1)","v":2.0000000000000004E-2},{"$f":"INDEX(LINEST(D322:D323,C322:C323,TRUE,FALSE),2)","v":54},null,1,200,55,{"$f":"INDEX(LINEST(J322:J323,I322:I323,TRUE,FALSE),1)","v":2.9999999999999995E-2},{"$f":"INDEX(LINEST(J322:J323,I322:I323,TRUE,FALSE),2)","v":49},null,1,200,56,{"$f":"INDEX(LINEST(P322:P323,O322:O323,TRUE,FALSE),1)","v":7.0000000000000021E-2},{"$f":"INDEX(LINEST(P322:P323,O322:O323,TRUE,FALSE),2)","v":42},null,1,200,49,{"$f":"INDEX(LINEST(V322:V323,U322:U323,TRUE,FALSE),1)","v":0.05},{"$f":"INDEX(LINEST(V322:V323,U322:U323,TRUE,FALSE),2)","v":39},null,1,200,52,{"$f":"INDEX(LINEST(AB322:AB323,AA322:AA323,TRUE,FALSE),1)","v":2.0000000000000004E-2},{"$f":"INDEX(LINEST(AB322:AB323,AA322:AA323,TRUE,FALSE),2)","v":48},null,1,200,57,{"$f":"INDEX(LINEST(AH322:AH323,AG322:AG323,TRUE,FALSE),1)","v":0.11999999999999998},{"$f":"INDEX(LINEST(AH322:AH323,AG322:AG323,TRUE,FALSE),2)","v":33},null,1,200,43,{"$f":"INDEX(LINEST(AN322:AN323,AM322:AM323,TRUE,FALSE),1)","v":0.1},{"$f":"INDEX(LINEST(AN322:AN323,AM322:AM323,TRUE,FALSE),2)","v":23},null,1,200,41,{"$f":"INDEX(LINEST(AT322:AT323,AS322:AS323,TRUE,FALSE),1)","v":5.9999999999999991E-2},{"$f":"INDEX(LINEST(AT322:AT323,AS322:AS323,TRUE,FALSE),2)","v":29},null,1,200,60,{"$f":"INDEX(LINEST(AZ322:AZ323,AY322:AY323,TRUE,FALSE),1)","v":7.0000000000000021E-2},{"$f":"INDEX(LINEST(AZ322:AZ323,AY322:AY323,TRUE,FALSE),2)","v":46}]
[null,1,500,63,{"$f":"INDEX(LINEST(D323:D324,C323:C324,TRUE,FALSE),1)","v":1.6666666666666666E-2},{"$f":"INDEX(LINEST(D323:D324,C323:C324,TRUE,FALSE),2)","v":54.666666666666664},null,1,500,59,{"$f":"INDEX(LINEST(J323:J324,I323:I324,TRUE,FALSE),1)","v":1.3333333333333336E-2},{"$f":"INDEX(LINEST(J323:J324,I323:I324,TRUE,FALSE),2)","v":52.333333333333329},null,1,500,61,{"$f":"INDEX(LINEST(P323:P324,O323:O324,TRUE,FALSE),1)","v":1.6666666666666666E-2},{"$f":"INDEX(LINEST(P323:P324,O323:O324,TRUE,FALSE),2)","v":52.666666666666664},null,1,500,58,{"$f":"INDEX(LINEST(V323:V324,U323:U324,TRUE,FALSE),1)","v":0.03},{"$f":"INDEX(LINEST(V323:V324,U323:U324,TRUE,FALSE),2)","v":43},null,1,500,57,{"$f":"INDEX(LINEST(AB323:AB324,AA323:AA324,TRUE,FALSE),1)","v":1.6666666666666666E-2},{"$f":"INDEX(LINEST(AB323:AB324,AA323:AA324,TRUE,FALSE),2)","v":48.666666666666664},null,1,500,63,{"$f":"INDEX(LINEST(AH323:AH324,AG323:AG324,TRUE,FALSE),1)","v":2.0000000000000007E-2},{"$f":"INDEX(LINEST(AH323:AH324,AG323:AG324,TRUE,FALSE),2)","v":53},null,1,500,53,{"$f":"INDEX(LINEST(AN323:AN324,AM323:AM324,TRUE,FALSE),1)","v":3.3333333333333333E-2},{"$f":"INDEX(LINEST(AN323:AN324,AM323:AM324,TRUE,FALSE),2)","v":36.333333333333336},null,1,500,54,{"$f":"INDEX(LINEST(AT323:AT324,AS323:AS324,TRUE,FALSE),1)","v":4.3333333333333349E-2},{"$f":"INDEX(LINEST(AT323:AT324,AS323:AS324,TRUE,FALSE),2)","v":32.333333333333329},null,1,500,66,{"$f":"INDEX(LINEST(AZ323:AZ324,AY323:AY324,TRUE,FALSE),1)","v":2.0000000000000007E-2},{"$f":"INDEX(LINEST(AZ323:AZ324,AY323:AY324,TRUE,FALSE),2)","v":56}]
[null,4,100,63,null,null,null,4,100,58,null,null,null,4,100,54,null,null,null,4,100,49,null,null,null,4,100,49,null,null,null,4,100,48,null,null,null,4,100,40,null,null,null,4,100,43,null,null,null,4,100,55]
[null,4,200,70,{"$f":"INDEX(LINEST(D325:D326,C325:C326,TRUE,FALSE),1)","v":7.0000000000000021E-2},{"$f":"INDEX(LINEST(D325:D326,C325:C326,TRUE,FALSE),2)","v":56},{"$f":"((($I$30-1)/3)*((E326*$J$30+F326)-(E323*$J$30+F323)))+(E323*$J$30+F323)","v":56.276748971193413},4,200,64,{"$f":"INDEX(LINEST(J325:J326,I325:I326,TRUE,FALSE),1)","v":5.9999999999999991E-2},{"$f":"INDEX(LINEST(J325:J326,I325:I326,TRUE,FALSE),2)","v":52},{"$f":"((($I$30-1)/3)*((K326*$J$30+L326)-(K323*$J$30+L323)))+(K323*$J$30+L323)","v":52.929012345679013},4,200,59,{"$f":"INDEX(LINEST(P325:P326,O325:O326,TRUE,FALSE),1)","v":0.05},{"$f":"INDEX(LINEST(P325:P326,O325:O326,TRUE,FALSE),2)","v":49},{"$f":"((($I$30-1)/3)*((Q326*$J$30+R326)-(Q323*$J$30+R323)))+(Q323*$J$30+R323)","v":52.195473251028808},4,200,57,{"$f":"INDEX(LINEST(V325:V326,U325:U326,TRUE,FALSE),1)","v":8.0000000000000016E-2},{"$f":"INDEX(LINEST(V325:V326,U325:U326,TRUE,FALSE),2)","v":41},{"$f":"((($I$30-1)/3)*((W326*$J$30+X326)-(W323*$J$30+X323)))+(W323*$J$30+X323)","v":46.005144032921812},4,200,56,{"$f":"INDEX(LINEST(AB325:AB326,AA325:AA326,TRUE,FALSE),1)","v":7.0000000000000021E-2},{"$f":"INDEX(LINEST(AB325:AB326,AA325:AA326,TRUE,FALSE),2)","v":42},{"$f":"((($I$30-1)/3)*((AC326*$J$30+AD326)-(AC323*$J$30+AD323)))+(AC323*$J$30+AD323)","v":50.885802469135804},4,200,53,{"$f":"INDEX(LINEST(AH325:AH326,AG325:AG326,TRUE,FALSE),1)","v":0.05},{"$f":"INDEX(LINEST(AH325:AH326,AG325:AG326,TRUE,FALSE),2)","v":43},{"$f":"((($I$30-1)/3)*((AI326*$J$30+AJ326)-(AI323*$J$30+AJ323)))+(AI323*$J$30+AJ323)","v":51.038065843621396},4,200,49,{"$f":"INDEX(LINEST(AN325:AN326,AM325:AM326,TRUE,FALSE),1)","v":0.09},{"$f":"INDEX(LINEST(AN325:AN326,AM325:AM326,TRUE,FALSE),2)","v":31},{"$f":"((($I$30-1)/3)*((AO326*$J$30+AP326)-(AO323*$J$30+AP323)))+(AO323*$J$30+AP323)","v":37.505144032921812},4,200,48,{"$f":"INDEX(LINEST(AT325:AT326,AS325:AS326,TRUE,FALSE),1)","v":0.05},{"$f":"INDEX(LINEST(AT325:AT326,AS325:AS326,TRUE,FALSE),2)","v":38},{"$f":"((($I$30-1)/3)*((AU326*$J$30+AV326)-(AU323*$J$30+AV323)))+(AU323*$J$30+AV323)","v":37.429012345679013},4,200,61,{"$f":"INDEX(LINEST(AZ325:AZ326,AY325:AY326,TRUE,FALSE),1)","v":5.9999999999999991E-2},{"$f":"INDEX(LINEST(AZ325:AZ326,AY325:AY326,TRUE,FALSE),2)","v":49},{"$f":"((($I$30-1)/3)*((BA326*$J$30+BB326)-(BA323*$J$30+BB323)))+(BA323*$J$30+BB323)","v":56.385802469135804}]
[null,4,500,76,{"$f":"INDEX(LINEST(D326:D327,C326:C327,TRUE,FALSE),1)","v":2.0000000000000007E-2},{"$f":"INDEX(LINEST(D326:D327,C326:C327,TRUE,FALSE),2)","v":66},{"$f":"((($I$30-1)/3)*((E327*$J$30+F327)-(E324*$J$30+F324)))+(E324*$J$30+F324)","v":56.265775034293547},4,500,68,{"$f":"INDEX(LINEST(J326:J327,I326:I327,TRUE,FALSE),1)","v":1.3333333333333336E-2},{"$f":"INDEX(LINEST(J326:J327,I326:I327,TRUE,FALSE),2)","v":61.333333333333329},{"$f":"((($I$30-1)/3)*((K327*$J$30+L327)-(K324*$J$30+L324)))+(K324*$J$30+L324)","v":53.648148148148145},4,500,63,{"$f":"INDEX(LINEST(P326:P327,O326:O327,TRUE,FALSE),1)","v":1.3333333333333336E-2},{"$f":"INDEX(LINEST(P326:P327,O326:O327,TRUE,FALSE),2)","v":56.333333333333329},{"$f":"((($I$30-1)/3)*((Q327*$J$30+R327)-(Q324*$J$30+R324)))+(Q324*$J$30+R324)","v":54.9255829903978},4,500,61,{"$f":"INDEX(LINEST(V326:V327,U326:U327,TRUE,FALSE),1)","v":1.3333333333333336E-2},{"$f":"INDEX(LINEST(V326:V327,U326:U327,TRUE,FALSE),2)","v":54.333333333333329},{"$f":"((($I$30-1)/3)*((W327*$J$30+X327)-(W324*$J$30+X324)))+(W324*$J$30+X324)","v":46.827503429355282},4,500,64,{"$f":"INDEX(LINEST(AB326:AB327,AA326:AA327,TRUE,FALSE),1)","v":2.6666666666666672E-2},{"$f":"INDEX(LINEST(AB326:AB327,AA326:AA327,TRUE,FALSE),2)","v":50.666666666666664},{"$f":"((($I$30-1)/3)*((AC327*$J$30+AD327)-(AC324*$J$30+AD324)))+(AC324*$J$30+AD324)","v":50.900205761316869},4,500,64,{"$f":"INDEX(LINEST(AH326:AH327,AG326:AG327,TRUE,FALSE),1)","v":3.6666666666666674E-2},{"$f":"INDEX(LINEST(AH326:AH327,AG326:AG327,TRUE,FALSE),2)","v":45.666666666666664},{"$f":"((($I$30-1)/3)*((AI327*$J$30+AJ327)-(AI324*$J$30+AJ324)))+(AI324*$J$30+AJ324)","v":56.367969821673526},4,500,61,{"$f":"INDEX(LINEST(AN326:AN327,AM326:AM327,TRUE,FALSE),1)","v":4.0000000000000015E-2},{"$f":"INDEX(LINEST(AN326:AN327,AM326:AM327,TRUE,FALSE),2)","v":40.999999999999993},{"$f":"((($I$30-1)/3)*((AO327*$J$30+AP327)-(AO324*$J$30+AP324)))+(AO324*$J$30+AP324)","v":40.901920438957482},4,500,58,{"$f":"INDEX(LINEST(AT326:AT327,AS326:AS327,TRUE,FALSE),1)","v":3.3333333333333333E-2},{"$f":"INDEX(LINEST(AT326:AT327,AS326:AS327,TRUE,FALSE),2)","v":41.333333333333336},{"$f":"((($I$30-1)/3)*((AU327*$J$30+AV327)-(AU324*$J$30+AV324)))+(AU324*$J$30+AV324)","v":38.262345679012341},4,500,69,{"$f":"INDEX(LINEST(AZ326:AZ327,AY326:AY327,TRUE,FALSE),1)","v":2.6666666666666672E-2},{"$f":"INDEX(LINEST(AZ326:AZ327,AY326:AY327,TRUE,FALSE),2)","v":55.666666666666664},{"$f":"((($I$30-1)/3)*((BA327*$J$30+BB327)-(BA324*$J$30+BB324)))+(BA324*$J$30+BB324)","v":58.949245541838131}]
[null,10,100,73,null,null,null,10,100,70,null,null,null,10,100,59,null,null,null,10,100,52,null,null,null,10,100,51,null,null,null,10,100,47,null,null,null,10,100,46,null,null,null,10,100,48,null,null,null,10,100,59]
[null,10,200,82,{"$f":"INDEX(LINEST(D328:D329,C328:C329,TRUE,FALSE),1)","v":0.09},{"$f":"INDEX(LINEST(D328:D329,C328:C329,TRUE,FALSE),2)","v":64},{"$f":"((($I$30-4)/6)*((E329*$J$30+F329)-(E326*$J$30+F326)))+(E326*$J$30+F326)","v":60.581275720164612},10,200,74,{"$f":"INDEX(LINEST(J328:J329,I328:I329,TRUE,FALSE),1)","v":4.0000000000000008E-2},{"$f":"INDEX(LINEST(J328:J329,I328:I329,TRUE,FALSE),2)","v":66},{"$f":"((($I$30-4)/6)*((K329*$J$30+L329)-(K326*$J$30+L326)))+(K326*$J$30+L326)","v":55.081275720164612},10,200,65,{"$f":"INDEX(LINEST(P328:P329,O328:O329,TRUE,FALSE),1)","v":5.9999999999999991E-2},{"$f":"INDEX(LINEST(P328:P329,O328:O329,TRUE,FALSE),2)","v":53},{"$f":"((($I$30-4)/6)*((Q329*$J$30+R329)-(Q326*$J$30+R326)))+(Q326*$J$30+R326)","v":53.540637860082306},10,200,59,{"$f":"INDEX(LINEST(V328:V329,U328:U329,TRUE,FALSE),1)","v":7.0000000000000021E-2},{"$f":"INDEX(LINEST(V328:V329,U328:U329,TRUE,FALSE),2)","v":45},{"$f":"((($I$30-4)/6)*((W329*$J$30+X329)-(W326*$J$30+X326)))+(W326*$J$30+X326)","v":51.654835390946502},10,200,58,{"$f":"INDEX(LINEST(AB328:AB329,AA328:AA329,TRUE,FALSE),1)","v":7.0000000000000021E-2},{"$f":"INDEX(LINEST(AB328:AB329,AA328:AA329,TRUE,FALSE),2)","v":44},{"$f":"((($I$30-4)/6)*((AC329*$J$30+AD329)-(AC326*$J$30+AD326)))+(AC326*$J$30+AD326)","v":51.4238683127572},10,200,56,{"$f":"INDEX(LINEST(AH328:AH329,AG328:AG329,TRUE,FALSE),1)","v":0.09},{"$f":"INDEX(LINEST(AH328:AH329,AG328:AG329,TRUE,FALSE),2)","v":38},{"$f":"((($I$30-4)/6)*((AI329*$J$30+AJ329)-(AI326*$J$30+AJ326)))+(AI326*$J$30+AJ326)","v":49.961934156378604},10,200,52,{"$f":"INDEX(LINEST(AN328:AN329,AM328:AM329,TRUE,FALSE),1)","v":5.9999999999999991E-2},{"$f":"INDEX(LINEST(AN328:AN329,AM328:AM329,TRUE,FALSE),2)","v":40},{"$f":"((($I$30-4)/6)*((AO329*$J$30+AP329)-(AO326*$J$30+AP326)))+(AO326*$J$30+AP326)","v":42.078703703703702},10,200,54,{"$f":"INDEX(LINEST(AT328:AT329,AS328:AS329,TRUE,FALSE),1)","v":5.9999999999999991E-2},{"$f":"INDEX(LINEST(AT328:AT329,AS328:AS329,TRUE,FALSE),2)","v":42},{"$f":"((($I$30-4)/6)*((AU329*$J$30+AV329)-(AU326*$J$30+AV326)))+(AU326*$J$30+AV326)","v":42.540637860082306},10,200,65,{"$f":"INDEX(LINEST(AZ328:AZ329,AY328:AY329,TRUE,FALSE),1)","v":5.9999999999999991E-2},{"$f":"INDEX(LINEST(AZ328:AZ329,AY328:AY329,TRUE,FALSE),2)","v":53},{"$f":"((($I$30-4)/6)*((BA329*$J$30+BB329)-(BA326*$J$30+BB326)))+(BA326*$J$30+BB326)","v":55.847736625514401}]
[null,10,500,88,{"$f":"INDEX(LINEST(D329:D330,C329:C330,TRUE,FALSE),1)","v":2.0000000000000007E-2},{"$f":"INDEX(LINEST(D329:D330,C329:C330,TRUE,FALSE),2)","v":78},{"$f":"((($I$30-4)/6)*((E330*$J$30+F330)-(E327*$J$30+F327)))+(E327*$J$30+F327)","v":62.543209876543209},10,500,82,{"$f":"INDEX(LINEST(J329:J330,I329:I330,TRUE,FALSE),1)","v":2.6666666666666672E-2},{"$f":"INDEX(LINEST(J329:J330,I329:I330,TRUE,FALSE),2)","v":68.666666666666657},{"$f":"((($I$30-4)/6)*((K330*$J$30+L330)-(K327*$J$30+L327)))+(K327*$J$30+L327)","v":58.311385459533604},10,500,73,{"$f":"INDEX(LINEST(P329:P330,O329:O330,TRUE,FALSE),1)","v":2.6666666666666672E-2},{"$f":"INDEX(LINEST(P329:P330,O329:O330,TRUE,FALSE),2)","v":59.666666666666664},{"$f":"((($I$30-4)/6)*((Q330*$J$30+R330)-(Q327*$J$30+R327)))+(Q327*$J$30+R327)","v":55.463648834019196},10,500,66,{"$f":"INDEX(LINEST(V329:V330,U329:U330,TRUE,FALSE),1)","v":2.3333333333333331E-2},{"$f":"INDEX(LINEST(V329:V330,U329:U330,TRUE,FALSE),2)","v":54.333333333333336},{"$f":"((($I$30-4)/6)*((W330*$J$30+X330)-(W327*$J$30+X327)))+(W327*$J$30+X327)","v":55.526234567901227},10,500,67,{"$f":"INDEX(LINEST(AB329:AB330,AA329:AA330,TRUE,FALSE),1)","v":0.03},{"$f":"INDEX(LINEST(AB329:AB330,AA329:AA330,TRUE,FALSE),2)","v":52},{"$f":"((($I$30-4)/6)*((AC330*$J$30+AD330)-(AC327*$J$30+AD327)))+(AC327*$J$30+AD327)","v":53.680212620027433},10,500,64,{"$f":"INDEX(LINEST(AH329:AH330,AG329:AG330,TRUE,FALSE),1)","v":2.6666666666666672E-2},{"$f":"INDEX(LINEST(AH329:AH330,AG329:AG330,TRUE,FALSE),2)","v":50.666666666666664},{"$f":"((($I$30-4)/6)*((AI330*$J$30+AJ330)-(AI327*$J$30+AJ327)))+(AI327*$J$30+AJ327)","v":49.28343621399177},10,500,63,{"$f":"INDEX(LINEST(AN329:AN330,AM329:AM330,TRUE,FALSE),1)","v":3.6666666666666674E-2},{"$f":"INDEX(LINEST(AN329:AN330,AM329:AM330,TRUE,FALSE),2)","v":44.666666666666664},{"$f":"((($I$30-4)/6)*((AO330*$J$30+AP330)-(AO327*$J$30+AP327)))+(AO327*$J$30+AP327)","v":45.296124828532228},10,500,65,{"$f":"INDEX(LINEST(AT329:AT330,AS329:AS330,TRUE,FALSE),1)","v":3.6666666666666674E-2},{"$f":"INDEX(LINEST(AT329:AT330,AS329:AS330,TRUE,FALSE),2)","v":46.666666666666664},{"$f":"((($I$30-4)/6)*((AU330*$J$30+AV330)-(AU327*$J$30+AV327)))+(AU327*$J$30+AV327)","v":43.194615912208512},10,500,74,{"$f":"INDEX(LINEST(AZ329:AZ330,AY329:AY330,TRUE,FALSE),1)","v":0.03},{"$f":"INDEX(LINEST(AZ329:AZ330,AY329:AY330,TRUE,FALSE),2)","v":59},{"$f":"((($I$30-4)/6)*((BA330*$J$30+BB330)-(BA327*$J$30+BB327)))+(BA327*$J$30+BB327)","v":57.604080932784633}]
[]
["400x400",1,100,{"$f":"D342-1","v":52},null,null,null,1,100,{"$f":"J342-1","v":47},null,null,null,1,100,{"$f":"P342-1","v":44},null,null,null,1,100,{"$f":"V342-1","v":42},null,null,null,1,100,{"$f":"AB342-1","v":48},null,null,null,1,100,{"$f":"AH342-1","v":40},null,null,null,1,100,{"$f":"AN342-1","v":29},null,null,null,1,100,{"$f":"AT342-1","v":30},null,null,null,1,100,{"$f":"AZ342-1","v":50}]
[null,1,200,51,{"$f":"INDEX(LINEST(D332:D333,C332:C333,TRUE,FALSE),1)","v":-1.0000000000000002E-2},{"$f":"INDEX(LINEST(D332:D333,C332:C333,TRUE,FALSE),2)","v":53},null,1,200,51,{"$f":"INDEX(LINEST(J332:J333,I332:I333,TRUE,FALSE),1)","v":4.0000000000000008E-2},{"$f":"INDEX(LINEST(J332:J333,I332:I333,TRUE,FALSE),2)","v":43},null,1,200,51,{"$f":"INDEX(LINEST(P332:P333,O332:O333,TRUE,FALSE),1)","v":7.0000000000000021E-2},{"$f":"INDEX(LINEST(P332:P333,O332:O333,TRUE,FALSE),2)","v":37},null,1,200,45,{"$f":"INDEX(LINEST(V332:V333,U332:U333,TRUE,FALSE),1)","v":2.9999999999999995E-2},{"$f":"INDEX(LINEST(V332:V333,U332:U333,TRUE,FALSE),2)","v":39},null,1,200,53,{"$f":"INDEX(LINEST(AB332:AB333,AA332:AA333,TRUE,FALSE),1)","v":0.05},{"$f":"INDEX(LINEST(AB332:AB333,AA332:AA333,TRUE,FALSE),2)","v":43},null,1,200,52,{"$f":"INDEX(LINEST(AH332:AH333,AG332:AG333,TRUE,FALSE),1)","v":0.11999999999999998},{"$f":"INDEX(LINEST(AH332:AH333,AG332:AG333,TRUE,FALSE),2)","v":28.000000000000004},null,1,200,39,{"$f":"INDEX(LINEST(AN332:AN333,AM332:AM333,TRUE,FALSE),1)","v":0.1},{"$f":"INDEX(LINEST(AN332:AN333,AM332:AM333,TRUE,FALSE),2)","v":19},null,1,200,37,{"$f":"INDEX(LINEST(AT332:AT333,AS332:AS333,TRUE,FALSE),1)","v":7.0000000000000021E-2},{"$f":"INDEX(LINEST(AT332:AT333,AS332:AS333,TRUE,FALSE),2)","v":22.999999999999996},null,1,200,56,{"$f":"INDEX(LINEST(AZ332:AZ333,AY332:AY333,TRUE,FALSE),1)","v":5.9999999999999991E-2},{"$f":"INDEX(LINEST(AZ332:AZ333,AY332:AY333,TRUE,FALSE),2)","v":44}]
[null,1,500,57,{"$f":"INDEX(LINEST(D333:D334,C333:C334,TRUE,FALSE),1)","v":2.0000000000000007E-2},{"$f":"INDEX(LINEST(D333:D334,C333:C334,TRUE,FALSE),2)","v":47},null,1,500,55,{"$f":"INDEX(LINEST(J333:J334,I333:I334,TRUE,FALSE),1)","v":1.3333333333333336E-2},{"$f":"INDEX(LINEST(J333:J334,I333:I334,TRUE,FALSE),2)","v":48.333333333333329},null,1,500,57,{"$f":"INDEX(LINEST(P333:P334,O333:O334,TRUE,FALSE),1)","v":2.0000000000000007E-2},{"$f":"INDEX(LINEST(P333:P334,O333:O334,TRUE,FALSE),2)","v":47},null,1,500,66,{"$f":"INDEX(LINEST(V333:V334,U333:U334,TRUE,FALSE),1)","v":7.0000000000000021E-2},{"$f":"INDEX(LINEST(V333:V334,U333:U334,TRUE,FALSE),2)","v":30.999999999999993},null,1,500,55,{"$f":"INDEX(LINEST(AB333:AB334,AA333:AA334,TRUE,FALSE),1)","v":6.666666666666668E-3},{"$f":"INDEX(LINEST(AB333:AB334,AA333:AA334,TRUE,FALSE),2)","v":51.666666666666664},null,1,500,58,{"$f":"INDEX(LINEST(AH333:AH334,AG333:AG334,TRUE,FALSE),1)","v":2.0000000000000007E-2},{"$f":"INDEX(LINEST(AH333:AH334,AG333:AG334,TRUE,FALSE),2)","v":48},null,1,500,53,{"$f":"INDEX(LINEST(AN333:AN334,AM333:AM334,TRUE,FALSE),1)","v":4.6666666666666662E-2},{"$f":"INDEX(LINEST(AN333:AN334,AM333:AM334,TRUE,FALSE),2)","v":29.666666666666668},null,1,500,51,{"$f":"INDEX(LINEST(AT333:AT334,AS333:AS334,TRUE,FALSE),1)","v":4.6666666666666662E-2},{"$f":"INDEX(LINEST(AT333:AT334,AS333:AS334,TRUE,FALSE),2)","v":27.666666666666668},null,1,500,63,{"$f":"INDEX(LINEST(AZ333:AZ334,AY333:AY334,TRUE,FALSE),1)","v":2.3333333333333331E-2},{"$f":"INDEX(LINEST(AZ333:AZ334,AY333:AY334,TRUE,FALSE),2)","v":51.333333333333336}]
[null,4,100,54,null,null,null,4,100,54,null,null,null,4,100,53,null,null,null,4,100,47,null,null,null,4,100,46,null,null,null,4,100,43,null,null,null,4,100,35,null,null,null,4,100,45,null,null,null,4,100,52]
[null,4,200,64,{"$f":"INDEX(LINEST(D335:D336,C335:C336,TRUE,FALSE),1)","v":0.1},{"$f":"INDEX(LINEST(D335:D336,C335:C336,TRUE,FALSE),2)","v":44},{"$f":"((($I$31-1)/3)*((E336*$J$31+F336)-(E333*$J$31+F333)))+(E333*$J$31+F333)","v":53.340277777777779},4,200,60,{"$f":"INDEX(LINEST(J335:J336,I335:I336,TRUE,FALSE),1)","v":5.9999999999999991E-2},{"$f":"INDEX(LINEST(J335:J336,I335:I336,TRUE,FALSE),2)","v":48},{"$f":"((($I$31-1)/3)*((K336*$J$31+L336)-(K333*$J$31+L333)))+(K333*$J$31+L333)","v":50.962962962962962},4,200,56,{"$f":"INDEX(LINEST(P335:P336,O335:O336,TRUE,FALSE),1)","v":2.9999999999999995E-2},{"$f":"INDEX(LINEST(P335:P336,O335:O336,TRUE,FALSE),2)","v":50},{"$f":"((($I$31-1)/3)*((Q336*$J$31+R336)-(Q333*$J$31+R333)))+(Q333*$J$31+R333)","v":49.217592592592595},4,200,55,{"$f":"INDEX(LINEST(V335:V336,U335:U336,TRUE,FALSE),1)","v":8.0000000000000016E-2},{"$f":"INDEX(LINEST(V335:V336,U335:U336,TRUE,FALSE),2)","v":39},{"$f":"((($I$31-1)/3)*((W336*$J$31+X336)-(W333*$J$31+X333)))+(W333*$J$31+X333)","v":45.340277777777779},4,200,54,{"$f":"INDEX(LINEST(AB335:AB336,AA335:AA336,TRUE,FALSE),1)","v":8.0000000000000016E-2},{"$f":"INDEX(LINEST(AB335:AB336,AA335:AA336,TRUE,FALSE),2)","v":38},{"$f":"((($I$31-1)/3)*((AC336*$J$31+AD336)-(AC333*$J$31+AD333)))+(AC333*$J$31+AD333)","v":50.377314814814817},4,200,49,{"$f":"INDEX(LINEST(AH335:AH336,AG335:AG336,TRUE,FALSE),1)","v":5.9999999999999991E-2},{"$f":"INDEX(LINEST(AH335:AH336,AG335:AG336,TRUE,FALSE),2)","v":37},{"$f":"((($I$31-1)/3)*((AI336*$J$31+AJ336)-(AI333*$J$31+AJ333)))+(AI333*$J$31+AJ333)","v":46},4,200,42,{"$f":"INDEX(LINEST(AN335:AN336,AM335:AM336,TRUE,FALSE),1)","v":7.0000000000000021E-2},{"$f":"INDEX(LINEST(AN335:AN336,AM335:AM336,TRUE,FALSE),2)","v":27.999999999999996},{"$f":"((($I$31-1)/3)*((AO336*$J$31+AP336)-(AO333*$J$31+AP333)))+(AO333*$J$31+AP333)","v":35.104166666666664},4,200,42,{"$f":"INDEX(LINEST(AT335:AT336,AS335:AS336,TRUE,FALSE),1)","v":-2.9999999999999995E-2},{"$f":"INDEX(LINEST(AT335:AT336,AS335:AS336,TRUE,FALSE),2)","v":48},{"$f":"((($I$31-1)/3)*((AU336*$J$31+AV336)-(AU333*$J$31+AV333)))+(AU333*$J$31+AV333)","v":35.953703703703702},4,200,58,{"$f":"INDEX(LINEST(AZ335:AZ336,AY335:AY336,TRUE,FALSE),1)","v":5.9999999999999991E-2},{"$f":"INDEX(LINEST(AZ335:AZ336,AY335:AY336,TRUE,FALSE),2)","v":46},{"$f":"((($I$31-1)/3)*((BA336*$J$31+BB336)-(BA333*$J$31+BB333)))+(BA333*$J$31+BB333)","v":53.49074074074074}]
[null,4,500,69,{"$f":"INDEX(LINEST(D336:D337,C336:C337,TRUE,FALSE),1)","v":1.6666666666666666E-2},{"$f":"INDEX(LINEST(D336:D337,C336:C337,TRUE,FALSE),2)","v":60.666666666666664},{"$f":"((($I$31-1)/3)*((E337*$J$31+F337)-(E334*$J$31+F334)))+(E334*$J$31+F334)","v":53.230709876543209},4,500,64,{"$f":"INDEX(LINEST(J336:J337,I336:I337,TRUE,FALSE),1)","v":1.3333333333333336E-2},{"$f":"INDEX(LINEST(J336:J337,I336:I337,TRUE,FALSE),2)","v":57.333333333333329},{"$f":"((($I$31-1)/3)*((K337*$J$31+L337)-(K334*$J$31+L334)))+(K334*$J$31+L334)","v":52.541666666666657},4,500,59,{"$f":"INDEX(LINEST(P336:P337,O336:O337,TRUE,FALSE),1)","v":1.0000000000000004E-2},{"$f":"INDEX(LINEST(P336:P337,O336:O337,TRUE,FALSE),2)","v":54},{"$f":"((($I$31-1)/3)*((Q337*$J$31+R337)-(Q334*$J$31+R334)))+(Q334*$J$31+R334)","v":51.349537037037038},4,500,57,{"$f":"INDEX(LINEST(V336:V337,U336:U337,TRUE,FALSE),1)","v":6.666666666666668E-3},{"$f":"INDEX(LINEST(V336:V337,U336:U337,TRUE,FALSE),2)","v":53.666666666666664},{"$f":"((($I$31-1)/3)*((W337*$J$31+X337)-(W334*$J$31+X334)))+(W334*$J$31+X334)","v":44.730709876543209},4,500,63,{"$f":"INDEX(LINEST(AB336:AB337,AA336:AA337,TRUE,FALSE),1)","v":0.03},{"$f":"INDEX(LINEST(AB336:AB337,AA336:AA337,TRUE,FALSE),2)","v":48},{"$f":"((($I$31-1)/3)*((AC337*$J$31+AD337)-(AC334*$J$31+AD334)))+(AC334*$J$31+AD334)","v":52.625771604938272},4,500,63,{"$f":"INDEX(LINEST(AH336:AH337,AG336:AG337,TRUE,FALSE),1)","v":4.6666666666666662E-2},{"$f":"INDEX(LINEST(AH336:AH337,AG336:AG337,TRUE,FALSE),2)","v":39.666666666666671},{"$f":"((($I$31-1)/3)*((AI337*$J$31+AJ337)-(AI334*$J$31+AJ334)))+(AI334*$J$31+AJ334)","v":49.936728395061728},4,500,56,{"$f":"INDEX(LINEST(AN336:AN337,AM336:AM337,TRUE,FALSE),1)","v":4.6666666666666662E-2},{"$f":"INDEX(LINEST(AN336:AN337,AM336:AM337,TRUE,FALSE),2)","v":32.666666666666671},{"$f":"((($I$31-1)/3)*((AO337*$J$31+AP337)-(AO334*$J$31+AP334)))+(AO334*$J$31+AP334)","v":37.402777777777779},4,500,52,{"$f":"INDEX(LINEST(AT336:AT337,AS336:AS337,TRUE,FALSE),1)","v":3.3333333333333333E-2},{"$f":"INDEX(LINEST(AT336:AT337,AS336:AS337,TRUE,FALSE),2)","v":35.333333333333336},{"$f":"((($I$31-1)/3)*((AU337*$J$31+AV337)-(AU334*$J$31+AV334)))+(AU334*$J$31+AV334)","v":36.057098765432094},4,500,68,{"$f":"INDEX(LINEST(AZ336:AZ337,AY336:AY337,TRUE,FALSE),1)","v":3.3333333333333333E-2},{"$f":"INDEX(LINEST(AZ336:AZ337,AY336:AY337,TRUE,FALSE),2)","v":51.333333333333336},{"$f":"((($I$31-1)/3)*((BA337*$J$31+BB337)-(BA334*$J$31+BB334)))+(BA334*$J$31+BB334)","v":55.201388888888893}]
[null,10,100,70,null,null,null,10,100,69,null,null,null,10,100,58,null,null,null,10,100,49,null,null,null,10,100,48,null,null,null,10,100,45,null,null,null,10,100,45,null,null,null,10,100,50,null,null,null,10,100,57]
[null,10,200,75,{"$f":"INDEX(LINEST(D338:D339,C338:C339,TRUE,FALSE),1)","v":0.05},{"$f":"INDEX(LINEST(D338:D339,C338:C339,TRUE,FALSE),2)","v":65},{"$f":"((($I$31-4)/6)*((E339*$J$31+F339)-(E336*$J$31+F336)))+(E336*$J$31+F336)","v":53.90625},10,200,71,{"$f":"INDEX(LINEST(J338:J339,I338:I339,TRUE,FALSE),1)","v":2.0000000000000004E-2},{"$f":"INDEX(LINEST(J338:J339,I338:I339,TRUE,FALSE),2)","v":67},{"$f":"((($I$31-4)/6)*((K339*$J$31+L339)-(K336*$J$31+L336)))+(K336*$J$31+L336)","v":52.094907407407405},10,200,62,{"$f":"INDEX(LINEST(P338:P339,O338:O339,TRUE,FALSE),1)","v":4.0000000000000008E-2},{"$f":"INDEX(LINEST(P338:P339,O338:O339,TRUE,FALSE),2)","v":54},{"$f":"((($I$31-4)/6)*((Q339*$J$31+R339)-(Q336*$J$31+R336)))+(Q336*$J$31+R336)","v":52.424768518518519},10,200,56,{"$f":"INDEX(LINEST(V338:V339,U338:U339,TRUE,FALSE),1)","v":7.0000000000000021E-2},{"$f":"INDEX(LINEST(V338:V339,U338:U339,TRUE,FALSE),2)","v":42},{"$f":"((($I$31-4)/6)*((W339*$J$31+X339)-(W336*$J$31+X336)))+(W336*$J$31+X336)","v":50.434027777777779},10,200,56,{"$f":"INDEX(LINEST(AB338:AB339,AA338:AA339,TRUE,FALSE),1)","v":8.0000000000000016E-2},{"$f":"INDEX(LINEST(AB338:AB339,AA338:AA339,TRUE,FALSE),2)","v":40},{"$f":"((($I$31-4)/6)*((AC339*$J$31+AD339)-(AC336*$J$31+AD336)))+(AC336*$J$31+AD336)","v":49.245370370370367},10,200,52,{"$f":"INDEX(LINEST(AH338:AH339,AG338:AG339,TRUE,FALSE),1)","v":7.0000000000000021E-2},{"$f":"INDEX(LINEST(AH338:AH339,AG338:AG339,TRUE,FALSE),2)","v":38},{"$f":"((($I$31-4)/6)*((AI339*$J$31+AJ339)-(AI336*$J$31+AJ336)))+(AI336*$J$31+AJ336)","v":45.056712962962962},10,200,48,{"$f":"INDEX(LINEST(AN338:AN339,AM338:AM339,TRUE,FALSE),1)","v":2.9999999999999995E-2},{"$f":"INDEX(LINEST(AN338:AN339,AM338:AM339,TRUE,FALSE),2)","v":42},{"$f":"((($I$31-4)/6)*((AO339*$J$31+AP339)-(AO336*$J$31+AP336)))+(AO336*$J$31+AP336)","v":35.481481481481481},10,200,51,{"$f":"INDEX(LINEST(AT338:AT339,AS338:AS339,TRUE,FALSE),1)","v":1.0000000000000002E-2},{"$f":"INDEX(LINEST(AT338:AT339,AS338:AS339,TRUE,FALSE),2)","v":49},{"$f":"((($I$31-4)/6)*((AU339*$J$31+AV339)-(AU336*$J$31+AV336)))+(AU336*$J$31+AV336)","v":40.858796296296298},10,200,62,{"$f":"INDEX(LINEST(AZ338:AZ339,AY338:AY339,TRUE,FALSE),1)","v":0.05},{"$f":"INDEX(LINEST(AZ338:AZ339,AY338:AY339,TRUE,FALSE),2)","v":52},{"$f":"((($I$31-4)/6)*((BA339*$J$31+BB339)-(BA336*$J$31+BB336)))+(BA336*$J$31+BB336)","v":53.302083333333336}]
[null,10,500,83,{"$f":"INDEX(LINEST(D339:D340,C339:C340,TRUE,FALSE),1)","v":2.6666666666666672E-2},{"$f":"INDEX(LINEST(D339:D340,C339:C340,TRUE,FALSE),2)","v":69.666666666666657},{"$f":"((($I$31-4)/6)*((E340*$J$31+F340)-(E337*$J$31+F337)))+(E337*$J$31+F337)","v":59.204861111111114},10,500,78,{"$f":"INDEX(LINEST(J339:J340,I339:I340,TRUE,FALSE),1)","v":2.3333333333333331E-2},{"$f":"INDEX(LINEST(J339:J340,I339:I340,TRUE,FALSE),2)","v":66.333333333333329},{"$f":"((($I$31-4)/6)*((K340*$J$31+L340)-(K337*$J$31+L337)))+(K337*$J$31+L337)","v":55.371527777777771},10,500,68,{"$f":"INDEX(LINEST(P339:P340,O339:O340,TRUE,FALSE),1)","v":2.0000000000000007E-2},{"$f":"INDEX(LINEST(P339:P340,O339:O340,TRUE,FALSE),2)","v":58},{"$f":"((($I$31-4)/6)*((Q340*$J$31+R340)-(Q337*$J$31+R337)))+(Q337*$J$31+R337)","v":53.424768518518519},10,500,61,{"$f":"INDEX(LINEST(V339:V340,U339:U340,TRUE,FALSE),1)","v":1.6666666666666666E-2},{"$f":"INDEX(LINEST(V339:V340,U339:U340,TRUE,FALSE),2)","v":52.666666666666664},{"$f":"((($I$31-4)/6)*((W340*$J$31+X340)-(W337*$J$31+X337)))+(W337*$J$31+X337)","v":54.47800925925926},10,500,64,{"$f":"INDEX(LINEST(AB339:AB340,AA339:AA340,TRUE,FALSE),1)","v":2.6666666666666672E-2},{"$f":"INDEX(LINEST(AB339:AB340,AA339:AA340,TRUE,FALSE),2)","v":50.666666666666664},{"$f":"((($I$31-4)/6)*((AC340*$J$31+AD340)-(AC337*$J$31+AD337)))+(AC337*$J$31+AD337)","v":51.682484567901234},10,500,61,{"$f":"INDEX(LINEST(AH339:AH340,AG339:AG340,TRUE,FALSE),1)","v":0.03},{"$f":"INDEX(LINEST(AH339:AH340,AG339:AG340,TRUE,FALSE),2)","v":46},{"$f":"((($I$31-4)/6)*((AI340*$J$31+AJ340)-(AI337*$J$31+AJ337)))+(AI337*$J$31+AJ337)","v":45.220293209876552},10,500,59,{"$f":"INDEX(LINEST(AN339:AN340,AM339:AM340,TRUE,FALSE),1)","v":3.6666666666666674E-2},{"$f":"INDEX(LINEST(AN339:AN340,AM339:AM340,TRUE,FALSE),2)","v":40.666666666666664},{"$f":"((($I$31-4)/6)*((AO340*$J$31+AP340)-(AO337*$J$31+AP337)))+(AO337*$J$31+AP337)","v":37.214120370370381},10,500,60,{"$f":"INDEX(LINEST(AT339:AT340,AS339:AS340,TRUE,FALSE),1)","v":0.03},{"$f":"INDEX(LINEST(AT339:AT340,AS339:AS340,TRUE,FALSE),2)","v":45},{"$f":"((($I$31-4)/6)*((AU340*$J$31+AV340)-(AU337*$J$31+AV337)))+(AU337*$J$31+AV337)","v":36.874614197530867},10,500,70,{"$f":"INDEX(LINEST(AZ339:AZ340,AY339:AY340,TRUE,FALSE),1)","v":2.6666666666666672E-2},{"$f":"INDEX(LINEST(AZ339:AZ340,AY339:AY340,TRUE,FALSE),2)","v":56.666666666666664},{"$f":"((($I$31-4)/6)*((BA340*$J$31+BB340)-(BA337*$J$31+BB337)))+(BA337*$J$31+BB337)","v":54.698302469135804}]
[]
["500x400",1,100,{"$f":"D352-1","v":53},null,null,null,1,100,{"$f":"J352-1","v":48},null,null,null,1,100,{"$f":"P352-1","v":45},null,null,null,1,100,{"$f":"V352-1","v":43},null,null,null,1,100,{"$f":"AB352-1","v":49},null,null,null,1,100,{"$f":"AH352-1","v":41},null,null,null,1,100,{"$f":"AN352-1","v":30},null,null,null,1,100,{"$f":"AT352-1","v":31},null,null,null,1,100,{"$f":"AZ352-1","v":51}]
[null,1,200,52,{"$f":"INDEX(LINEST(D342:D343,C342:C343,TRUE,FALSE),1)","v":-1.0000000000000002E-2},{"$f":"INDEX(LINEST(D342:D343,C342:C343,TRUE,FALSE),2)","v":54},null,1,200,52,{"$f":"INDEX(LINEST(J342:J343,I342:I343,TRUE,FALSE),1)","v":4.0000000000000008E-2},{"$f":"INDEX(LINEST(J342:J343,I342:I343,TRUE,FALSE),2)","v":44},null,1,200,52,{"$f":"INDEX(LINEST(P342:P343,O342:O343,TRUE,FALSE),1)","v":7.0000000000000021E-2},{"$f":"INDEX(LINEST(P342:P343,O342:O343,TRUE,FALSE),2)","v":38},null,1,200,46,{"$f":"INDEX(LINEST(V342:V343,U342:U343,TRUE,FALSE),1)","v":2.9999999999999995E-2},{"$f":"INDEX(LINEST(V342:V343,U342:U343,TRUE,FALSE),2)","v":40},null,1,200,54,{"$f":"INDEX(LINEST(AB342:AB343,AA342:AA343,TRUE,FALSE),1)","v":0.05},{"$f":"INDEX(LINEST(AB342:AB343,AA342:AA343,TRUE,FALSE),2)","v":44},null,1,200,53,{"$f":"INDEX(LINEST(AH342:AH343,AG342:AG343,TRUE,FALSE),1)","v":0.11999999999999998},{"$f":"INDEX(LINEST(AH342:AH343,AG342:AG343,TRUE,FALSE),2)","v":29.000000000000004},null,1,200,40,{"$f":"INDEX(LINEST(AN342:AN343,AM342:AM343,TRUE,FALSE),1)","v":0.1},{"$f":"INDEX(LINEST(AN342:AN343,AM342:AM343,TRUE,FALSE),2)","v":20},null,1,200,38,{"$f":"INDEX(LINEST(AT342:AT343,AS342:AS343,TRUE,FALSE),1)","v":7.0000000000000021E-2},{"$f":"INDEX(LINEST(AT342:AT343,AS342:AS343,TRUE,FALSE),2)","v":23.999999999999996},null,1,200,57,{"$f":"INDEX(LINEST(AZ342:AZ343,AY342:AY343,TRUE,FALSE),1)","v":5.9999999999999991E-2},{"$f":"INDEX(LINEST(AZ342:AZ343,AY342:AY343,TRUE,FALSE),2)","v":45}]
[null,1,500,58,{"$f":"INDEX(LINEST(D343:D344,C343:C344,TRUE,FALSE),1)","v":2.0000000000000007E-2},{"$f":"INDEX(LINEST(D343:D344,C343:C344,TRUE,FALSE),2)","v":48},null,1,500,56,{"$f":"INDEX(LINEST(J343:J344,I343:I344,TRUE,FALSE),1)","v":1.3333333333333336E-2},{"$f":"INDEX(LINEST(J343:J344,I343:I344,TRUE,FALSE),2)","v":49.333333333333329},null,1,500,58,{"$f":"INDEX(LINEST(P343:P344,O343:O344,TRUE,FALSE),1)","v":2.0000000000000007E-2},{"$f":"INDEX(LINEST(P343:P344,O343:O344,TRUE,FALSE),2)","v":48},null,1,500,67,{"$f":"INDEX(LINEST(V343:V344,U343:U344,TRUE,FALSE),1)","v":7.0000000000000021E-2},{"$f":"INDEX(LINEST(V343:V344,U343:U344,TRUE,FALSE),2)","v":31.999999999999993},null,1,500,56,{"$f":"INDEX(LINEST(AB343:AB344,AA343:AA344,TRUE,FALSE),1)","v":6.666666666666668E-3},{"$f":"INDEX(LINEST(AB343:AB344,AA343:AA344,TRUE,FALSE),2)","v":52.666666666666664},null,1,500,59,{"$f":"INDEX(LINEST(AH343:AH344,AG343:AG344,TRUE,FALSE),1)","v":2.0000000000000007E-2},{"$f":"INDEX(LINEST(AH343:AH344,AG343:AG344,TRUE,FALSE),2)","v":49},null,1,500,54,{"$f":"INDEX(LINEST(AN343:AN344,AM343:AM344,TRUE,FALSE),1)","v":4.6666666666666662E-2},{"$f":"INDEX(LINEST(AN343:AN344,AM343:AM344,TRUE,FALSE),2)","v":30.666666666666668},null,1,500,52,{"$f":"INDEX(LINEST(AT343:AT344,AS343:AS344,TRUE,FALSE),1)","v":4.6666666666666662E-2},{"$f":"INDEX(LINEST(AT343:AT344,AS343:AS344,TRUE,FALSE),2)","v":28.666666666666668},null,1,500,64,{"$f":"INDEX(LINEST(AZ343:AZ344,AY343:AY344,TRUE,FALSE),1)","v":2.3333333333333331E-2},{"$f":"INDEX(LINEST(AZ343:AZ344,AY343:AY344,TRUE,FALSE),2)","v":52.333333333333336}]
[null,4,100,55,null,null,null,4,100,55,null,null,null,4,100,54,null,null,null,4,100,48,null,null,null,4,100,47,null,null,null,4,100,44,null,null,null,4,100,36,null,null,null,4,100,46,null,null,null,4,100,53]
[null,4,200,65,{"$f":"INDEX(LINEST(D345:D346,C345:C346,TRUE,FALSE),1)","v":0.1},{"$f":"INDEX(LINEST(D345:D346,C345:C346,TRUE,FALSE),2)","v":45},{"$f":"((($I$32-1)/3)*((E346*$J$32+F346)-(E343*$J$32+F343)))+(E343*$J$32+F343)","v":53.472222222222221},4,200,61,{"$f":"INDEX(LINEST(J345:J346,I345:I346,TRUE,FALSE),1)","v":5.9999999999999991E-2},{"$f":"INDEX(LINEST(J345:J346,I345:I346,TRUE,FALSE),2)","v":49},{"$f":"((($I$32-1)/3)*((K346*$J$32+L346)-(K343*$J$32+L343)))+(K343*$J$32+L343)","v":51.037037037037038},4,200,57,{"$f":"INDEX(LINEST(P345:P346,O345:O346,TRUE,FALSE),1)","v":2.9999999999999995E-2},{"$f":"INDEX(LINEST(P345:P346,O345:O346,TRUE,FALSE),2)","v":51},{"$f":"((($I$32-1)/3)*((Q346*$J$32+R346)-(Q343*$J$32+R343)))+(Q343*$J$32+R343)","v":49.407407407407405},4,200,56,{"$f":"INDEX(LINEST(V345:V346,U345:U346,TRUE,FALSE),1)","v":8.0000000000000016E-2},{"$f":"INDEX(LINEST(V345:V346,U345:U346,TRUE,FALSE),2)","v":40},{"$f":"((($I$32-1)/3)*((W346*$J$32+X346)-(W343*$J$32+X343)))+(W343*$J$32+X343)","v":45.472222222222221},4,200,55,{"$f":"INDEX(LINEST(AB345:AB346,AA345:AA346,TRUE,FALSE),1)","v":8.0000000000000016E-2},{"$f":"INDEX(LINEST(AB345:AB346,AA345:AA346,TRUE,FALSE),2)","v":39},{"$f":"((($I$32-1)/3)*((AC346*$J$32+AD346)-(AC343*$J$32+AD343)))+(AC343*$J$32+AD343)","v":51.435185185185183},4,200,50,{"$f":"INDEX(LINEST(AH345:AH346,AG345:AG346,TRUE,FALSE),1)","v":5.9999999999999991E-2},{"$f":"INDEX(LINEST(AH345:AH346,AG345:AG346,TRUE,FALSE),2)","v":38},{"$f":"((($I$32-1)/3)*((AI346*$J$32+AJ346)-(AI343*$J$32+AJ343)))+(AI343*$J$32+AJ343)","v":47},4,200,43,{"$f":"INDEX(LINEST(AN345:AN346,AM345:AM346,TRUE,FALSE),1)","v":7.0000000000000021E-2},{"$f":"INDEX(LINEST(AN345:AN346,AM345:AM346,TRUE,FALSE),2)","v":28.999999999999996},{"$f":"((($I$32-1)/3)*((AO346*$J$32+AP346)-(AO343*$J$32+AP343)))+(AO343*$J$32+AP343)","v":35.583333333333336},4,200,43,{"$f":"INDEX(LINEST(AT345:AT346,AS345:AS346,TRUE,FALSE),1)","v":-2.9999999999999995E-2},{"$f":"INDEX(LINEST(AT345:AT346,AS345:AS346,TRUE,FALSE),2)","v":49},{"$f":"((($I$32-1)/3)*((AU346*$J$32+AV346)-(AU343*$J$32+AV343)))+(AU343*$J$32+AV343)","v":35.796296296296298},4,200,59,{"$f":"INDEX(LINEST(AZ345:AZ346,AY345:AY346,TRUE,FALSE),1)","v":5.9999999999999991E-2},{"$f":"INDEX(LINEST(AZ345:AZ346,AY345:AY346,TRUE,FALSE),2)","v":47},{"$f":"((($I$32-1)/3)*((BA346*$J$32+BB346)-(BA343*$J$32+BB343)))+(BA343*$J$32+BB343)","v":54.25925925925926}]
[null,4,500,70,{"$f":"INDEX(LINEST(D346:D347,C346:C347,TRUE,FALSE),1)","v":1.6666666666666666E-2},{"$f":"INDEX(LINEST(D346:D347,C346:C347,TRUE,FALSE),2)","v":61.666666666666664},{"$f":"((($I$32-1)/3)*((E347*$J$32+F347)-(E344*$J$32+F344)))+(E344*$J$32+F344)","v":52.706790123456791},4,500,65,{"$f":"INDEX(LINEST(J346:J347,I346:I347,TRUE,FALSE),1)","v":1.3333333333333336E-2},{"$f":"INDEX(LINEST(J346:J347,I346:I347,TRUE,FALSE),2)","v":58.333333333333329},{"$f":"((($I$32-1)/3)*((K347*$J$32+L347)-(K344*$J$32+L344)))+(K344*$J$32+L344)","v":52.499999999999993},4,500,60,{"$f":"INDEX(LINEST(P346:P347,O346:O347,TRUE,FALSE),1)","v":1.0000000000000004E-2},{"$f":"INDEX(LINEST(P346:P347,O346:O347,TRUE,FALSE),2)","v":55},{"$f":"((($I$32-1)/3)*((Q347*$J$32+R347)-(Q344*$J$32+R344)))+(Q344*$J$32+R344)","v":51.712962962962962},4,500,58,{"$f":"INDEX(LINEST(V346:V347,U346:U347,TRUE,FALSE),1)","v":6.666666666666668E-3},{"$f":"INDEX(LINEST(V346:V347,U346:U347,TRUE,FALSE),2)","v":54.666666666666664},{"$f":"((($I$32-1)/3)*((W347*$J$32+X347)-(W344*$J$32+X344)))+(W344*$J$32+X344)","v":44.206790123456791},4,500,64,{"$f":"INDEX(LINEST(AB346:AB347,AA346:AA347,TRUE,FALSE),1)","v":0.03},{"$f":"INDEX(LINEST(AB346:AB347,AA346:AA347,TRUE,FALSE),2)","v":49},{"$f":"((($I$32-1)/3)*((AC347*$J$32+AD347)-(AC344*$J$32+AD344)))+(AC344*$J$32+AD344)","v":53.645061728395056},4,500,64,{"$f":"INDEX(LINEST(AH346:AH347,AG346:AG347,TRUE,FALSE),1)","v":4.6666666666666662E-2},{"$f":"INDEX(LINEST(AH346:AH347,AG346:AG347,TRUE,FALSE),2)","v":40.666666666666671},{"$f":"((($I$32-1)/3)*((AI347*$J$32+AJ347)-(AI344*$J$32+AJ344)))+(AI344*$J$32+AJ344)","v":51.438271604938272},4,500,57,{"$f":"INDEX(LINEST(AN346:AN347,AM346:AM347,TRUE,FALSE),1)","v":4.6666666666666662E-2},{"$f":"INDEX(LINEST(AN346:AN347,AM346:AM347,TRUE,FALSE),2)","v":33.666666666666671},{"$f":"((($I$32-1)/3)*((AO347*$J$32+AP347)-(AO344*$J$32+AP344)))+(AO344*$J$32+AP344)","v":38.055555555555557},4,500,53,{"$f":"INDEX(LINEST(AT346:AT347,AS346:AS347,TRUE,FALSE),1)","v":3.3333333333333333E-2},{"$f":"INDEX(LINEST(AT346:AT347,AS346:AS347,TRUE,FALSE),2)","v":36.333333333333336},{"$f":"((($I$32-1)/3)*((AU347*$J$32+AV347)-(AU344*$J$32+AV344)))+(AU344*$J$32+AV344)","v":36.401234567901234},4,500,69,{"$f":"INDEX(LINEST(AZ346:AZ347,AY346:AY347,TRUE,FALSE),1)","v":3.3333333333333333E-2},{"$f":"INDEX(LINEST(AZ346:AZ347,AY346:AY347,TRUE,FALSE),2)","v":52.333333333333336},{"$f":"((($I$32-1)/3)*((BA347*$J$32+BB347)-(BA344*$J$32+BB344)))+(BA344*$J$32+BB344)","v":56.027777777777779}]
[null,10,100,71,null,null,null,10,100,70,null,null,null,10,100,59,null,null,null,10,100,50,null,null,null,10,100,49,null,null,null,10,100,46,null,null,null,10,100,46,null,null,null,10,100,51,null,null,null,10,100,58]
[null,10,200,76,{"$f":"INDEX(LINEST(D348:D349,C348:C349,TRUE,FALSE),1)","v":0.05},{"$f":"INDEX(LINEST(D348:D349,C348:C349,TRUE,FALSE),2)","v":66},{"$f":"((($I$32-4)/6)*((E349*$J$32+F349)-(E346*$J$32+F346)))+(E346*$J$32+F346)","v":54.125},10,200,72,{"$f":"INDEX(LINEST(J348:J349,I348:I349,TRUE,FALSE),1)","v":2.0000000000000004E-2},{"$f":"INDEX(LINEST(J348:J349,I348:I349,TRUE,FALSE),2)","v":68},{"$f":"((($I$32-4)/6)*((K349*$J$32+L349)-(K346*$J$32+L346)))+(K346*$J$32+L346)","v":52.342592592592595},10,200,63,{"$f":"INDEX(LINEST(P348:P349,O348:O349,TRUE,FALSE),1)","v":4.0000000000000008E-2},{"$f":"INDEX(LINEST(P348:P349,O348:O349,TRUE,FALSE),2)","v":55},{"$f":"((($I$32-4)/6)*((Q349*$J$32+R349)-(Q346*$J$32+R346)))+(Q346*$J$32+R346)","v":53.106481481481481},10,200,57,{"$f":"INDEX(LINEST(V348:V349,U348:U349,TRUE,FALSE),1)","v":7.0000000000000021E-2},{"$f":"INDEX(LINEST(V348:V349,U348:U349,TRUE,FALSE),2)","v":43},{"$f":"((($I$32-4)/6)*((W349*$J$32+X349)-(W346*$J$32+X346)))+(W346*$J$32+X346)","v":51.347222222222221},10,200,57,{"$f":"INDEX(LINEST(AB348:AB349,AA348:AA349,TRUE,FALSE),1)","v":8.0000000000000016E-2},{"$f":"INDEX(LINEST(AB348:AB349,AA348:AA349,TRUE,FALSE),2)","v":41},{"$f":"((($I$32-4)/6)*((AC349*$J$32+AD349)-(AC346*$J$32+AD346)))+(AC346*$J$32+AD346)","v":50.129629629629626},10,200,53,{"$f":"INDEX(LINEST(AH348:AH349,AG348:AG349,TRUE,FALSE),1)","v":7.0000000000000021E-2},{"$f":"INDEX(LINEST(AH348:AH349,AG348:AG349,TRUE,FALSE),2)","v":39},{"$f":"((($I$32-4)/6)*((AI349*$J$32+AJ349)-(AI346*$J$32+AJ346)))+(AI346*$J$32+AJ346)","v":45.912037037037038},10,200,49,{"$f":"INDEX(LINEST(AN348:AN349,AM348:AM349,TRUE,FALSE),1)","v":2.9999999999999995E-2},{"$f":"INDEX(LINEST(AN348:AN349,AM348:AM349,TRUE,FALSE),2)","v":43},{"$f":"((($I$32-4)/6)*((AO349*$J$32+AP349)-(AO346*$J$32+AP346)))+(AO346*$J$32+AP346)","v":36.018518518518519},10,200,52,{"$f":"INDEX(LINEST(AT348:AT349,AS348:AS349,TRUE,FALSE),1)","v":1.0000000000000002E-2},{"$f":"INDEX(LINEST(AT348:AT349,AS348:AS349,TRUE,FALSE),2)","v":50},{"$f":"((($I$32-4)/6)*((AU349*$J$32+AV349)-(AU346*$J$32+AV346)))+(AU346*$J$32+AV346)","v":41.453703703703702},10,200,63,{"$f":"INDEX(LINEST(AZ348:AZ349,AY348:AY349,TRUE,FALSE),1)","v":0.05},{"$f":"INDEX(LINEST(AZ348:AZ349,AY348:AY349,TRUE,FALSE),2)","v":53},{"$f":"((($I$32-4)/6)*((BA349*$J$32+BB349)-(BA346*$J$32+BB346)))+(BA346*$J$32+BB346)","v":54.041666666666664}]
[null,10,500,84,{"$f":"INDEX(LINEST(D349:D350,C349:C350,TRUE,FALSE),1)","v":2.6666666666666672E-2},{"$f":"INDEX(LINEST(D349:D350,C349:C350,TRUE,FALSE),2)","v":70.666666666666657},{"$f":"((($I$32-4)/6)*((E350*$J$32+F350)-(E347*$J$32+F347)))+(E347*$J$32+F347)","v":59.597222222222214},10,500,79,{"$f":"INDEX(LINEST(J349:J350,I349:I350,TRUE,FALSE),1)","v":2.3333333333333331E-2},{"$f":"INDEX(LINEST(J349:J350,I349:I350,TRUE,FALSE),2)","v":67.333333333333329},{"$f":"((($I$32-4)/6)*((K350*$J$32+L350)-(K347*$J$32+L347)))+(K347*$J$32+L347)","v":55.763888888888886},10,500,69,{"$f":"INDEX(LINEST(P349:P350,O349:O350,TRUE,FALSE),1)","v":2.0000000000000007E-2},{"$f":"INDEX(LINEST(P349:P350,O349:O350,TRUE,FALSE),2)","v":59},{"$f":"((($I$32-4)/6)*((Q350*$J$32+R350)-(Q347*$J$32+R347)))+(Q347*$J$32+R347)","v":54.106481481481481},10,500,62,{"$f":"INDEX(LINEST(V349:V350,U349:U350,TRUE,FALSE),1)","v":1.6666666666666666E-2},{"$f":"INDEX(LINEST(V349:V350,U349:U350,TRUE,FALSE),2)","v":53.666666666666664},{"$f":"((($I$32-4)/6)*((W350*$J$32+X350)-(W347*$J$32+X347)))+(W347*$J$32+X347)","v":55.449074074074069},10,500,65,{"$f":"INDEX(LINEST(AB349:AB350,AA349:AA350,TRUE,FALSE),1)","v":2.6666666666666672E-2},{"$f":"INDEX(LINEST(AB349:AB350,AA349:AA350,TRUE,FALSE),2)","v":51.666666666666664},{"$f":"((($I$32-4)/6)*((AC350*$J$32+AD350)-(AC347*$J$32+AD347)))+(AC347*$J$32+AD347)","v":52.557098765432102},10,500,62,{"$f":"INDEX(LINEST(AH349:AH350,AG349:AG350,TRUE,FALSE),1)","v":0.03},{"$f":"INDEX(LINEST(AH349:AH350,AG349:AG350,TRUE,FALSE),2)","v":47},{"$f":"((($I$32-4)/6)*((AI350*$J$32+AJ350)-(AI347*$J$32+AJ347)))+(AI347*$J$32+AJ347)","v":45.998456790123463},10,500,60,{"$f":"INDEX(LINEST(AN349:AN350,AM349:AM350,TRUE,FALSE),1)","v":3.6666666666666674E-2},{"$f":"INDEX(LINEST(AN349:AN350,AM349:AM350,TRUE,FALSE),2)","v":41.666666666666664},{"$f":"((($I$32-4)/6)*((AO350*$J$32+AP350)-(AO347*$J$32+AP347)))+(AO347*$J$32+AP347)","v":37.837962962962969},10,500,61,{"$f":"INDEX(LINEST(AT349:AT350,AS349:AS350,TRUE,FALSE),1)","v":0.03},{"$f":"INDEX(LINEST(AT349:AT350,AS349:AS350,TRUE,FALSE),2)","v":46},{"$f":"((($I$32-4)/6)*((AU350*$J$32+AV350)-(AU347*$J$32+AV347)))+(AU347*$J$32+AV347)","v":37.34413580246914},10,500,71,{"$f":"INDEX(LINEST(AZ349:AZ350,AY349:AY350,TRUE,FALSE),1)","v":2.6666666666666672E-2},{"$f":"INDEX(LINEST(AZ349:AZ350,AY349:AY350,TRUE,FALSE),2)","v":57.666666666666664},{"$f":"((($I$32-4)/6)*((BA350*$J$32+BB350)-(BA347*$J$32+BB347)))+(BA347*$J$32+BB347)","v":55.447530864197532}]
[]
["600x400",1,100,{"$f":"D362-1","v":54},null,null,null,1,100,{"$f":"J362-1","v":49},null,null,null,1,100,{"$f":"P362-1","v":46},null,null,null,1,100,{"$f":"V362-1","v":44},null,null,null,1,100,{"$f":"AB362-1","v":50},null,null,null,1,100,{"$f":"AH362-1","v":42},null,null,null,1,100,{"$f":"AN362-1","v":31},null,null,null,1,100,{"$f":"AT362-1","v":32},null,null,null,1,100,{"$f":"AZ362-1","v":52}]
[null,1,200,53,{"$f":"INDEX(LINEST(D352:D353,C352:C353,TRUE,FALSE),1)","v":-1.0000000000000002E-2},{"$f":"INDEX(LINEST(D352:D353,C352:C353,TRUE,FALSE),2)","v":55},null,1,200,53,{"$f":"INDEX(LINEST(J352:J353,I352:I353,TRUE,FALSE),1)","v":4.0000000000000008E-2},{"$f":"INDEX(LINEST(J352:J353,I352:I353,TRUE,FALSE),2)","v":45},null,1,200,53,{"$f":"INDEX(LINEST(P352:P353,O352:O353,TRUE,FALSE),1)","v":7.0000000000000021E-2},{"$f":"INDEX(LINEST(P352:P353,O352:O353,TRUE,FALSE),2)","v":39},null,1,200,47,{"$f":"INDEX(LINEST(V352:V353,U352:U353,TRUE,FALSE),1)","v":2.9999999999999995E-2},{"$f":"INDEX(LINEST(V352:V353,U352:U353,TRUE,FALSE),2)","v":41},null,1,200,55,{"$f":"INDEX(LINEST(AB352:AB353,AA352:AA353,TRUE,FALSE),1)","v":0.05},{"$f":"INDEX(LINEST(AB352:AB353,AA352:AA353,TRUE,FALSE),2)","v":45},null,1,200,54,{"$f":"INDEX(LINEST(AH352:AH353,AG352:AG353,TRUE,FALSE),1)","v":0.11999999999999998},{"$f":"INDEX(LINEST(AH352:AH353,AG352:AG353,TRUE,FALSE),2)","v":30.000000000000004},null,1,200,41,{"$f":"INDEX(LINEST(AN352:AN353,AM352:AM353,TRUE,FALSE),1)","v":0.1},{"$f":"INDEX(LINEST(AN352:AN353,AM352:AM353,TRUE,FALSE),2)","v":21},null,1,200,39,{"$f":"INDEX(LINEST(AT352:AT353,AS352:AS353,TRUE,FALSE),1)","v":7.0000000000000021E-2},{"$f":"INDEX(LINEST(AT352:AT353,AS352:AS353,TRUE,FALSE),2)","v":24.999999999999996},null,1,200,58,{"$f":"INDEX(LINEST(AZ352:AZ353,AY352:AY353,TRUE,FALSE),1)","v":5.9999999999999991E-2},{"$f":"INDEX(LINEST(AZ352:AZ353,AY352:AY353,TRUE,FALSE),2)","v":46}]
[null,1,500,59,{"$f":"INDEX(LINEST(D353:D354,C353:C354,TRUE,FALSE),1)","v":2.0000000000000007E-2},{"$f":"INDEX(LINEST(D353:D354,C353:C354,TRUE,FALSE),2)","v":49},null,1,500,57,{"$f":"INDEX(LINEST(J353:J354,I353:I354,TRUE,FALSE),1)","v":1.3333333333333336E-2},{"$f":"INDEX(LINEST(J353:J354,I353:I354,TRUE,FALSE),2)","v":50.333333333333329},null,1,500,59,{"$f":"INDEX(LINEST(P353:P354,O353:O354,TRUE,FALSE),1)","v":2.0000000000000007E-2},{"$f":"INDEX(LINEST(P353:P354,O353:O354,TRUE,FALSE),2)","v":49},null,1,500,68,{"$f":"INDEX(LINEST(V353:V354,U353:U354,TRUE,FALSE),1)","v":7.0000000000000021E-2},{"$f":"INDEX(LINEST(V353:V354,U353:U354,TRUE,FALSE),2)","v":32.999999999999993},null,1,500,57,{"$f":"INDEX(LINEST(AB353:AB354,AA353:AA354,TRUE,FALSE),1)","v":6.666666666666668E-3},{"$f":"INDEX(LINEST(AB353:AB354,AA353:AA354,TRUE,FALSE),2)","v":53.666666666666664},null,1,500,60,{"$f":"INDEX(LINEST(AH353:AH354,AG353:AG354,TRUE,FALSE),1)","v":2.0000000000000007E-2},{"$f":"INDEX(LINEST(AH353:AH354,AG353:AG354,TRUE,FALSE),2)","v":50},null,1,500,55,{"$f":"INDEX(LINEST(AN353:AN354,AM353:AM354,TRUE,FALSE),1)","v":4.6666666666666662E-2},{"$f":"INDEX(LINEST(AN353:AN354,AM353:AM354,TRUE,FALSE),2)","v":31.666666666666668},null,1,500,53,{"$f":"INDEX(LINEST(AT353:AT354,AS353:AS354,TRUE,FALSE),1)","v":4.6666666666666662E-2},{"$f":"INDEX(LINEST(AT353:AT354,AS353:AS354,TRUE,FALSE),2)","v":29.666666666666668},null,1,500,65,{"$f":"INDEX(LINEST(AZ353:AZ354,AY353:AY354,TRUE,FALSE),1)","v":2.3333333333333331E-2},{"$f":"INDEX(LINEST(AZ353:AZ354,AY353:AY354,TRUE,FALSE),2)","v":53.333333333333336}]
[null,4,100,56,null,null,null,4,100,56,null,null,null,4,100,55,null,null,null,4,100,49,null,null,null,4,100,48,null,null,null,4,100,45,null,null,null,4,100,37,null,null,null,4,100,47,null,null,null,4,100,54]
[null,4,200,66,{"$f":"INDEX(LINEST(D355:D356,C355:C356,TRUE,FALSE),1)","v":0.1},{"$f":"INDEX(LINEST(D355:D356,C355:C356,TRUE,FALSE),2)","v":46},{"$f":"((($I$33-1)/3)*((E356*$J$33+F356)-(E353*$J$33+F353)))+(E353*$J$33+F353)","v":53.893518518518519},4,200,62,{"$f":"INDEX(LINEST(J355:J356,I355:I356,TRUE,FALSE),1)","v":5.9999999999999991E-2},{"$f":"INDEX(LINEST(J355:J356,I355:I356,TRUE,FALSE),2)","v":50},{"$f":"((($I$33-1)/3)*((K356*$J$33+L356)-(K353*$J$33+L353)))+(K353*$J$33+L353)","v":51.419753086419753},4,200,58,{"$f":"INDEX(LINEST(P355:P356,O355:O356,TRUE,FALSE),1)","v":2.9999999999999995E-2},{"$f":"INDEX(LINEST(P355:P356,O355:O356,TRUE,FALSE),2)","v":52},{"$f":"((($I$33-1)/3)*((Q356*$J$33+R356)-(Q353*$J$33+R353)))+(Q353*$J$33+R353)","v":49.867283950617285},4,200,57,{"$f":"INDEX(LINEST(V355:V356,U355:U356,TRUE,FALSE),1)","v":8.0000000000000016E-2},{"$f":"INDEX(LINEST(V355:V356,U355:U356,TRUE,FALSE),2)","v":41},{"$f":"((($I$33-1)/3)*((W356*$J$33+X356)-(W353*$J$33+X353)))+(W353*$J$33+X353)","v":45.893518518518519},4,200,56,{"$f":"INDEX(LINEST(AB355:AB356,AA355:AA356,TRUE,FALSE),1)","v":8.0000000000000016E-2},{"$f":"INDEX(LINEST(AB355:AB356,AA355:AA356,TRUE,FALSE),2)","v":40},{"$f":"((($I$33-1)/3)*((AC356*$J$33+AD356)-(AC353*$J$33+AD353)))+(AC353*$J$33+AD353)","v":52.473765432098766},4,200,51,{"$f":"INDEX(LINEST(AH355:AH356,AG355:AG356,TRUE,FALSE),1)","v":5.9999999999999991E-2},{"$f":"INDEX(LINEST(AH355:AH356,AG355:AG356,TRUE,FALSE),2)","v":39},{"$f":"((($I$33-1)/3)*((AI356*$J$33+AJ356)-(AI353*$J$33+AJ353)))+(AI353*$J$33+AJ353)","v":48},4,200,44,{"$f":"INDEX(LINEST(AN355:AN356,AM355:AM356,TRUE,FALSE),1)","v":7.0000000000000021E-2},{"$f":"INDEX(LINEST(AN355:AN356,AM355:AM356,TRUE,FALSE),2)","v":29.999999999999996},{"$f":"((($I$33-1)/3)*((AO356*$J$33+AP356)-(AO353*$J$33+AP353)))+(AO353*$J$33+AP353)","v":36.236111111111114},4,200,44,{"$f":"INDEX(LINEST(AT355:AT356,AS355:AS356,TRUE,FALSE),1)","v":-2.9999999999999995E-2},{"$f":"INDEX(LINEST(AT355:AT356,AS355:AS356,TRUE,FALSE),2)","v":50},{"$f":"((($I$33-1)/3)*((AU356*$J$33+AV356)-(AU353*$J$33+AV353)))+(AU353*$J$33+AV353)","v":36.02469135802469},4,200,60,{"$f":"INDEX(LINEST(AZ355:AZ356,AY355:AY356,TRUE,FALSE),1)","v":5.9999999999999991E-2},{"$f":"INDEX(LINEST(AZ355:AZ356,AY355:AY356,TRUE,FALSE),2)","v":48},{"$f":"((($I$33-1)/3)*((BA356*$J$33+BB356)-(BA353*$J$33+BB353)))+(BA353*$J$33+BB353)","v":55.104938271604937}]
[null,4,500,71,{"$f":"INDEX(LINEST(D356:D357,C356:C357,TRUE,FALSE),1)","v":1.6666666666666666E-2},{"$f":"INDEX(LINEST(D356:D357,C356:C357,TRUE,FALSE),2)","v":62.666666666666664},{"$f":"((($I$33-1)/3)*((E357*$J$33+F357)-(E354*$J$33+F354)))+(E354*$J$33+F354)","v":52.690843621399175},4,500,66,{"$f":"INDEX(LINEST(J356:J357,I356:I357,TRUE,FALSE),1)","v":1.3333333333333336E-2},{"$f":"INDEX(LINEST(J356:J357,I356:I357,TRUE,FALSE),2)","v":59.333333333333329},{"$f":"((($I$33-1)/3)*((K357*$J$33+L357)-(K354*$J$33+L354)))+(K354*$J$33+L354)","v":52.80555555555555},4,500,61,{"$f":"INDEX(LINEST(P356:P357,O356:O357,TRUE,FALSE),1)","v":1.0000000000000004E-2},{"$f":"INDEX(LINEST(P356:P357,O356:O357,TRUE,FALSE),2)","v":56},{"$f":"((($I$33-1)/3)*((Q357*$J$33+R357)-(Q354*$J$33+R354)))+(Q354*$J$33+R354)","v":52.288580246913583},4,500,59,{"$f":"INDEX(LINEST(V356:V357,U356:U357,TRUE,FALSE),1)","v":6.666666666666668E-3},{"$f":"INDEX(LINEST(V356:V357,U356:U357,TRUE,FALSE),2)","v":55.666666666666664},{"$f":"((($I$33-1)/3)*((W357*$J$33+X357)-(W354*$J$33+X354)))+(W354*$J$33+X354)","v":44.190843621399175},4,500,65,{"$f":"INDEX(LINEST(AB356:AB357,AA356:AA357,TRUE,FALSE),1)","v":0.03},{"$f":"INDEX(LINEST(AB356:AB357,AA356:AA357,TRUE,FALSE),2)","v":50},{"$f":"((($I$33-1)/3)*((AC357*$J$33+AD357)-(AC354*$J$33+AD354)))+(AC354*$J$33+AD354)","v":54.657921810699584},4,500,65,{"$f":"INDEX(LINEST(AH356:AH357,AG356:AG357,TRUE,FALSE),1)","v":4.6666666666666662E-2},{"$f":"INDEX(LINEST(AH356:AH357,AG356:AG357,TRUE,FALSE),2)","v":41.666666666666671},{"$f":"((($I$33-1)/3)*((AI357*$J$33+AJ357)-(AI354*$J$33+AJ354)))+(AI354*$J$33+AJ354)","v":52.772633744855966},4,500,58,{"$f":"INDEX(LINEST(AN356:AN357,AM356:AM357,TRUE,FALSE),1)","v":4.6666666666666662E-2},{"$f":"INDEX(LINEST(AN356:AN357,AM356:AM357,TRUE,FALSE),2)","v":34.666666666666671},{"$f":"((($I$33-1)/3)*((AO357*$J$33+AP357)-(AO354*$J$33+AP354)))+(AO354*$J$33+AP354)","v":38.824074074074069},4,500,54,{"$f":"INDEX(LINEST(AT356:AT357,AS356:AS357,TRUE,FALSE),1)","v":3.3333333333333333E-2},{"$f":"INDEX(LINEST(AT356:AT357,AS356:AS357,TRUE,FALSE),2)","v":37.333333333333336},{"$f":"((($I$33-1)/3)*((AU357*$J$33+AV357)-(AU354*$J$33+AV354)))+(AU354*$J$33+AV354)","v":36.96399176954732},4,500,70,{"$f":"INDEX(LINEST(AZ356:AZ357,AY356:AY357,TRUE,FALSE),1)","v":3.3333333333333333E-2},{"$f":"INDEX(LINEST(AZ356:AZ357,AY356:AY357,TRUE,FALSE),2)","v":53.333333333333336},{"$f":"((($I$33-1)/3)*((BA357*$J$33+BB357)-(BA354*$J$33+BB354)))+(BA354*$J$33+BB354)","v":56.912037037037038}]
[null,10,100,72,null,null,null,10,100,71,null,null,null,10,100,60,null,null,null,10,100,51,null,null,null,10,100,50,null,null,null,10,100,47,null,null,null,10,100,47,null,null,null,10,100,52,null,null,null,10,100,59]
[null,10,200,77,{"$f":"INDEX(LINEST(D358:D359,C358:C359,TRUE,FALSE),1)","v":0.05},{"$f":"INDEX(LINEST(D358:D359,C358:C359,TRUE,FALSE),2)","v":67},{"$f":"((($I$33-4)/6)*((E359*$J$33+F359)-(E356*$J$33+F356)))+(E356*$J$33+F356)","v":54.604166666666664},10,200,73,{"$f":"INDEX(LINEST(J358:J359,I358:I359,TRUE,FALSE),1)","v":2.0000000000000004E-2},{"$f":"INDEX(LINEST(J358:J359,I358:I359,TRUE,FALSE),2)","v":69},{"$f":"((($I$33-4)/6)*((K359*$J$33+L359)-(K356*$J$33+L356)))+(K356*$J$33+L356)","v":52.841049382716051},10,200,64,{"$f":"INDEX(LINEST(P358:P359,O358:O359,TRUE,FALSE),1)","v":4.0000000000000008E-2},{"$f":"INDEX(LINEST(P358:P359,O358:O359,TRUE,FALSE),2)","v":56},{"$f":"((($I$33-4)/6)*((Q359*$J$33+R359)-(Q356*$J$33+R356)))+(Q356*$J$33+R356)","v":53.894290123456791},10,200,58,{"$f":"INDEX(LINEST(V358:V359,U358:U359,TRUE,FALSE),1)","v":7.0000000000000021E-2},{"$f":"INDEX(LINEST(V358:V359,U358:U359,TRUE,FALSE),2)","v":44},{"$f":"((($I$33-4)/6)*((W359*$J$33+X359)-(W356*$J$33+X356)))+(W356*$J$33+X356)","v":52.289351851851855},10,200,58,{"$f":"INDEX(LINEST(AB358:AB359,AA358:AA359,TRUE,FALSE),1)","v":8.0000000000000016E-2},{"$f":"INDEX(LINEST(AB358:AB359,AA358:AA359,TRUE,FALSE),2)","v":42},{"$f":"((($I$33-4)/6)*((AC359*$J$33+AD359)-(AC356*$J$33+AD356)))+(AC356*$J$33+AD356)","v":51.052469135802468},10,200,54,{"$f":"INDEX(LINEST(AH358:AH359,AG358:AG359,TRUE,FALSE),1)","v":7.0000000000000021E-2},{"$f":"INDEX(LINEST(AH358:AH359,AG358:AG359,TRUE,FALSE),2)","v":40},{"$f":"((($I$33-4)/6)*((AI359*$J$33+AJ359)-(AI356*$J$33+AJ356)))+(AI356*$J$33+AJ356)","v":46.815586419753089},10,200,50,{"$f":"INDEX(LINEST(AN358:AN359,AM358:AM359,TRUE,FALSE),1)","v":2.9999999999999995E-2},{"$f":"INDEX(LINEST(AN358:AN359,AM358:AM359,TRUE,FALSE),2)","v":44},{"$f":"((($I$33-4)/6)*((AO359*$J$33+AP359)-(AO356*$J$33+AP356)))+(AO356*$J$33+AP356)","v":36.709876543209873},10,200,53,{"$f":"INDEX(LINEST(AT358:AT359,AS358:AS359,TRUE,FALSE),1)","v":1.0000000000000002E-2},{"$f":"INDEX(LINEST(AT358:AT359,AS358:AS359,TRUE,FALSE),2)","v":51},{"$f":"((($I$33-4)/6)*((AU359*$J$33+AV359)-(AU356*$J$33+AV356)))+(AU356*$J$33+AV356)","v":42.183641975308639},10,200,64,{"$f":"INDEX(LINEST(AZ358:AZ359,AY358:AY359,TRUE,FALSE),1)","v":0.05},{"$f":"INDEX(LINEST(AZ358:AZ359,AY358:AY359,TRUE,FALSE),2)","v":54},{"$f":"((($I$33-4)/6)*((BA359*$J$33+BB359)-(BA356*$J$33+BB356)))+(BA356*$J$33+BB356)","v":54.868055555555557}]
[null,10,500,85,{"$f":"INDEX(LINEST(D359:D360,C359:C360,TRUE,FALSE),1)","v":2.6666666666666672E-2},{"$f":"INDEX(LINEST(D359:D360,C359:C360,TRUE,FALSE),2)","v":71.666666666666657},{"$f":"((($I$33-4)/6)*((E360*$J$33+F360)-(E357*$J$33+F357)))+(E357*$J$33+F357)","v":60.192129629629619},10,500,80,{"$f":"INDEX(LINEST(J359:J360,I359:I360,TRUE,FALSE),1)","v":2.3333333333333331E-2},{"$f":"INDEX(LINEST(J359:J360,I359:I360,TRUE,FALSE),2)","v":68.333333333333329},{"$f":"((($I$33-4)/6)*((K360*$J$33+L360)-(K357*$J$33+L357)))+(K357*$J$33+L357)","v":56.358796296296291},10,500,70,{"$f":"INDEX(LINEST(P359:P360,O359:O360,TRUE,FALSE),1)","v":2.0000000000000007E-2},{"$f":"INDEX(LINEST(P359:P360,O359:O360,TRUE,FALSE),2)","v":60},{"$f":"((($I$33-4)/6)*((Q360*$J$33+R360)-(Q357*$J$33+R357)))+(Q357*$J$33+R357)","v":54.894290123456791},10,500,63,{"$f":"INDEX(LINEST(V359:V360,U359:U360,TRUE,FALSE),1)","v":1.6666666666666666E-2},{"$f":"INDEX(LINEST(V359:V360,U359:U360,TRUE,FALSE),2)","v":54.666666666666664},{"$f":"((($I$33-4)/6)*((W360*$J$33+X360)-(W357*$J$33+X357)))+(W357*$J$33+X357)","v":56.429783950617285},10,500,66,{"$f":"INDEX(LINEST(AB359:AB360,AA359:AA360,TRUE,FALSE),1)","v":2.6666666666666672E-2},{"$f":"INDEX(LINEST(AB359:AB360,AA359:AA360,TRUE,FALSE),2)","v":52.666666666666664},{"$f":"((($I$33-4)/6)*((AC360*$J$33+AD360)-(AC357*$J$33+AD357)))+(AC357*$J$33+AD357)","v":53.473508230452673},10,500,63,{"$f":"INDEX(LINEST(AH359:AH360,AG359:AG360,TRUE,FALSE),1)","v":0.03},{"$f":"INDEX(LINEST(AH359:AH360,AG359:AG360,TRUE,FALSE),2)","v":48},{"$f":"((($I$33-4)/6)*((AI360*$J$33+AJ360)-(AI357*$J$33+AJ357)))+(AI357*$J$33+AJ357)","v":46.850565843621403},10,500,61,{"$f":"INDEX(LINEST(AN359:AN360,AM359:AM360,TRUE,FALSE),1)","v":3.6666666666666674E-2},{"$f":"INDEX(LINEST(AN359:AN360,AM359:AM360,TRUE,FALSE),2)","v":42.666666666666664},{"$f":"((($I$33-4)/6)*((AO360*$J$33+AP360)-(AO357*$J$33+AP357)))+(AO357*$J$33+AP357)","v":38.587191358024697},10,500,62,{"$f":"INDEX(LINEST(AT359:AT360,AS359:AS360,TRUE,FALSE),1)","v":0.03},{"$f":"INDEX(LINEST(AT359:AT360,AS359:AS360,TRUE,FALSE),2)","v":47},{"$f":"((($I$33-4)/6)*((AU360*$J$33+AV360)-(AU357*$J$33+AV357)))+(AU357*$J$33+AV357)","v":37.990483539094654},10,500,72,{"$f":"INDEX(LINEST(AZ359:AZ360,AY359:AY360,TRUE,FALSE),1)","v":2.6666666666666672E-2},{"$f":"INDEX(LINEST(AZ359:AZ360,AY359:AY360,TRUE,FALSE),2)","v":58.666666666666664},{"$f":"((($I$33-4)/6)*((BA360*$J$33+BB360)-(BA357*$J$33+BB357)))+(BA357*$J$33+BB357)","v":56.280349794238688}]
[]
["800x400",1,100,55,null,null,null,1,100,50,null,null,null,1,100,47,null,null,null,1,100,45,null,null,null,1,100,51,null,null,null,1,100,43,null,null,null,1,100,32,null,null,null,1,100,33,null,null,null,1,100,53]
[null,1,200,54,{"$f":"INDEX(LINEST(D362:D363,C362:C363,TRUE,FALSE),1)","v":-1.0000000000000002E-2},{"$f":"INDEX(LINEST(D362:D363,C362:C363,TRUE,FALSE),2)","v":56},null,1,200,54,{"$f":"INDEX(LINEST(J362:J363,I362:I363,TRUE,FALSE),1)","v":4.0000000000000008E-2},{"$f":"INDEX(LINEST(J362:J363,I362:I363,TRUE,FALSE),2)","v":46},null,1,200,54,{"$f":"INDEX(LINEST(P362:P363,O362:O363,TRUE,FALSE),1)","v":7.0000000000000021E-2},{"$f":"INDEX(LINEST(P362:P363,O362:O363,TRUE,FALSE),2)","v":40},null,1,200,48,{"$f":"INDEX(LINEST(V362:V363,U362:U363,TRUE,FALSE),1)","v":2.9999999999999995E-2},{"$f":"INDEX(LINEST(V362:V363,U362:U363,TRUE,FALSE),2)","v":42},null,1,200,56,{"$f":"INDEX(LINEST(AB362:AB363,AA362:AA363,TRUE,FALSE),1)","v":0.05},{"$f":"INDEX(LINEST(AB362:AB363,AA362:AA363,TRUE,FALSE),2)","v":46},null,1,200,55,{"$f":"INDEX(LINEST(AH362:AH363,AG362:AG363,TRUE,FALSE),1)","v":0.11999999999999998},{"$f":"INDEX(LINEST(AH362:AH363,AG362:AG363,TRUE,FALSE),2)","v":31.000000000000004},null,1,200,42,{"$f":"INDEX(LINEST(AN362:AN363,AM362:AM363,TRUE,FALSE),1)","v":0.1},{"$f":"INDEX(LINEST(AN362:AN363,AM362:AM363,TRUE,FALSE),2)","v":22},null,1,200,40,{"$f":"INDEX(LINEST(AT362:AT363,AS362:AS363,TRUE,FALSE),1)","v":7.0000000000000021E-2},{"$f":"INDEX(LINEST(AT362:AT363,AS362:AS363,TRUE,FALSE),2)","v":25.999999999999996},null,1,200,59,{"$f":"INDEX(LINEST(AZ362:AZ363,AY362:AY363,TRUE,FALSE),1)","v":5.9999999999999991E-2},{"$f":"INDEX(LINEST(AZ362:AZ363,AY362:AY363,TRUE,FALSE),2)","v":47}]
[null,1,500,60,{"$f":"INDEX(LINEST(D363:D364,C363:C364,TRUE,FALSE),1)","v":2.0000000000000007E-2},{"$f":"INDEX(LINEST(D363:D364,C363:C364,TRUE,FALSE),2)","v":50},null,1,500,58,{"$f":"INDEX(LINEST(J363:J364,I363:I364,TRUE,FALSE),1)","v":1.3333333333333336E-2},{"$f":"INDEX(LINEST(J363:J364,I363:I364,TRUE,FALSE),2)","v":51.333333333333329},null,1,500,60,{"$f":"INDEX(LINEST(P363:P364,O363:O364,TRUE,FALSE),1)","v":2.0000000000000007E-2},{"$f":"INDEX(LINEST(P363:P364,O363:O364,TRUE,FALSE),2)","v":50},null,1,500,69,{"$f":"INDEX(LINEST(V363:V364,U363:U364,TRUE,FALSE),1)","v":7.0000000000000021E-2},{"$f":"INDEX(LINEST(V363:V364,U363:U364,TRUE,FALSE),2)","v":33.999999999999993},null,1,500,58,{"$f":"INDEX(LINEST(AB363:AB364,AA363:AA364,TRUE,FALSE),1)","v":6.666666666666668E-3},{"$f":"INDEX(LINEST(AB363:AB364,AA363:AA364,TRUE,FALSE),2)","v":54.666666666666664},null,1,500,61,{"$f":"INDEX(LINEST(AH363:AH364,AG363:AG364,TRUE,FALSE),1)","v":2.0000000000000007E-2},{"$f":"INDEX(LINEST(AH363:AH364,AG363:AG364,TRUE,FALSE),2)","v":51},null,1,500,56,{"$f":"INDEX(LINEST(AN363:AN364,AM363:AM364,TRUE,FALSE),1)","v":4.6666666666666662E-2},{"$f":"INDEX(LINEST(AN363:AN364,AM363:AM364,TRUE,FALSE),2)","v":32.666666666666671},null,1,500,54,{"$f":"INDEX(LINEST(AT363:AT364,AS363:AS364,TRUE,FALSE),1)","v":4.6666666666666662E-2},{"$f":"INDEX(LINEST(AT363:AT364,AS363:AS364,TRUE,FALSE),2)","v":30.666666666666668},null,1,500,66,{"$f":"INDEX(LINEST(AZ363:AZ364,AY363:AY364,TRUE,FALSE),1)","v":2.3333333333333331E-2},{"$f":"INDEX(LINEST(AZ363:AZ364,AY363:AY364,TRUE,FALSE),2)","v":54.333333333333336}]
[null,4,100,57,null,null,null,4,100,57,null,null,null,4,100,56,null,null,null,4,100,50,null,null,null,4,100,49,null,null,null,4,100,46,null,null,null,4,100,38,null,null,null,4,100,48,null,null,null,4,100,55]
[null,4,200,67,{"$f":"INDEX(LINEST(D365:D366,C365:C366,TRUE,FALSE),1)","v":0.1},{"$f":"INDEX(LINEST(D365:D366,C365:C366,TRUE,FALSE),2)","v":47},{"$f":"((($I$34-1)/3)*((E366*$J$34+F366)-(E363*$J$34+F363)))+(E363*$J$34+F363)","v":54.170138888888886},4,200,63,{"$f":"INDEX(LINEST(J365:J366,I365:I366,TRUE,FALSE),1)","v":5.9999999999999991E-2},{"$f":"INDEX(LINEST(J365:J366,I365:I366,TRUE,FALSE),2)","v":51},{"$f":"((($I$34-1)/3)*((K366*$J$34+L366)-(K363*$J$34+L363)))+(K363*$J$34+L363)","v":51.648148148148145},4,200,59,{"$f":"INDEX(LINEST(P365:P366,O365:O366,TRUE,FALSE),1)","v":2.9999999999999995E-2},{"$f":"INDEX(LINEST(P365:P366,O365:O366,TRUE,FALSE),2)","v":53},{"$f":"((($I$34-1)/3)*((Q366*$J$34+R366)-(Q363*$J$34+R363)))+(Q363*$J$34+R363)","v":50.192129629629626},4,200,58,{"$f":"INDEX(LINEST(V365:V366,U365:U366,TRUE,FALSE),1)","v":8.0000000000000016E-2},{"$f":"INDEX(LINEST(V365:V366,U365:U366,TRUE,FALSE),2)","v":42},{"$f":"((($I$34-1)/3)*((W366*$J$34+X366)-(W363*$J$34+X363)))+(W363*$J$34+X363)","v":46.170138888888886},4,200,57,{"$f":"INDEX(LINEST(AB365:AB366,AA365:AA366,TRUE,FALSE),1)","v":8.0000000000000016E-2},{"$f":"INDEX(LINEST(AB365:AB366,AA365:AA366,TRUE,FALSE),2)","v":41},{"$f":"((($I$34-1)/3)*((AC366*$J$34+AD366)-(AC363*$J$34+AD363)))+(AC363*$J$34+AD363)","v":53.52199074074074},4,200,52,{"$f":"INDEX(LINEST(AH365:AH366,AG365:AG366,TRUE,FALSE),1)","v":5.9999999999999991E-2},{"$f":"INDEX(LINEST(AH365:AH366,AG365:AG366,TRUE,FALSE),2)","v":40},{"$f":"((($I$34-1)/3)*((AI366*$J$34+AJ366)-(AI363*$J$34+AJ363)))+(AI363*$J$34+AJ363)","v":49},4,200,45,{"$f":"INDEX(LINEST(AN365:AN366,AM365:AM366,TRUE,FALSE),1)","v":7.0000000000000021E-2},{"$f":"INDEX(LINEST(AN365:AN366,AM365:AM366,TRUE,FALSE),2)","v":30.999999999999996},{"$f":"((($I$34-1)/3)*((AO366*$J$34+AP366)-(AO363*$J$34+AP363)))+(AO363*$J$34+AP363)","v":36.802083333333336},4,200,45,{"$f":"INDEX(LINEST(AT365:AT366,AS365:AS366,TRUE,FALSE),1)","v":-2.9999999999999995E-2},{"$f":"INDEX(LINEST(AT365:AT366,AS365:AS366,TRUE,FALSE),2)","v":51},{"$f":"((($I$34-1)/3)*((AU366*$J$34+AV366)-(AU363*$J$34+AV363)))+(AU363*$J$34+AV363)","v":36.060185185185183},4,200,61,{"$f":"INDEX(LINEST(AZ365:AZ366,AY365:AY366,TRUE,FALSE),1)","v":5.9999999999999991E-2},{"$f":"INDEX(LINEST(AZ365:AZ366,AY365:AY366,TRUE,FALSE),2)","v":49},{"$f":"((($I$34-1)/3)*((BA366*$J$34+BB366)-(BA363*$J$34+BB363)))+(BA363*$J$34+BB363)","v":55.912037037037038}]
[null,4,500,72,{"$f":"INDEX(LINEST(D366:D367,C366:C367,TRUE,FALSE),1)","v":1.6666666666666666E-2},{"$f":"INDEX(LINEST(D366:D367,C366:C367,TRUE,FALSE),2)","v":63.666666666666664},{"$f":"((($I$34-1)/3)*((E367*$J$34+F367)-(E364*$J$34+F364)))+(E364*$J$34+F364)","v":52.420910493827158},4,500,67,{"$f":"INDEX(LINEST(J366:J367,I366:I367,TRUE,FALSE),1)","v":1.3333333333333336E-2},{"$f":"INDEX(LINEST(J366:J367,I366:I367,TRUE,FALSE),2)","v":60.333333333333329},{"$f":"((($I$34-1)/3)*((K367*$J$34+L367)-(K364*$J$34+L364)))+(K364*$J$34+L364)","v":52.937499999999993},4,500,62,{"$f":"INDEX(LINEST(P366:P367,O366:O367,TRUE,FALSE),1)","v":1.0000000000000004E-2},{"$f":"INDEX(LINEST(P366:P367,O366:O367,TRUE,FALSE),2)","v":57},{"$f":"((($I$34-1)/3)*((Q367*$J$34+R367)-(Q364*$J$34+R364)))+(Q364*$J$34+R364)","v":52.758101851851855},4,500,60,{"$f":"INDEX(LINEST(V366:V367,U366:U367,TRUE,FALSE),1)","v":6.666666666666668E-3},{"$f":"INDEX(LINEST(V366:V367,U366:U367,TRUE,FALSE),2)","v":56.666666666666664},{"$f":"((($I$34-1)/3)*((W367*$J$34+X367)-(W364*$J$34+X364)))+(W364*$J$34+X364)","v":43.920910493827158},4,500,66,{"$f":"INDEX(LINEST(AB366:AB367,AA366:AA367,TRUE,FALSE),1)","v":0.03},{"$f":"INDEX(LINEST(AB366:AB367,AA366:AA367,TRUE,FALSE),2)","v":51},{"$f":"((($I$34-1)/3)*((AC367*$J$34+AD367)-(AC364*$J$34+AD364)))+(AC364*$J$34+AD364)","v":55.673996913580247},4,500,66,{"$f":"INDEX(LINEST(AH366:AH367,AG366:AG367,TRUE,FALSE),1)","v":4.6666666666666662E-2},{"$f":"INDEX(LINEST(AH366:AH367,AG366:AG367,TRUE,FALSE),2)","v":42.666666666666671},{"$f":"((($I$34-1)/3)*((AI367*$J$34+AJ367)-(AI364*$J$34+AJ364)))+(AI364*$J$34+AJ364)","v":54.190586419753089},4,500,59,{"$f":"INDEX(LINEST(AN366:AN367,AM366:AM367,TRUE,FALSE),1)","v":4.6666666666666662E-2},{"$f":"INDEX(LINEST(AN366:AN367,AM366:AM367,TRUE,FALSE),2)","v":35.666666666666671},{"$f":"((($I$34-1)/3)*((AO367*$J$34+AP367)-(AO364*$J$34+AP364)))+(AO364*$J$34+AP364)","v":39.534722222222229},4,500,55,{"$f":"INDEX(LINEST(AT366:AT367,AS366:AS367,TRUE,FALSE),1)","v":3.3333333333333333E-2},{"$f":"INDEX(LINEST(AT366:AT367,AS366:AS367,TRUE,FALSE),2)","v":38.333333333333336},{"$f":"((($I$34-1)/3)*((AU367*$J$34+AV367)-(AU364*$J$34+AV364)))+(AU364*$J$34+AV364)","v":37.417438271604937},4,500,71,{"$f":"INDEX(LINEST(AZ366:AZ367,AY366:AY367,TRUE,FALSE),1)","v":3.3333333333333333E-2},{"$f":"INDEX(LINEST(AZ366:AZ367,AY366:AY367,TRUE,FALSE),2)","v":54.333333333333336},{"$f":"((($I$34-1)/3)*((BA367*$J$34+BB367)-(BA364*$J$34+BB364)))+(BA364*$J$34+BB364)","v":57.767361111111114}]
[null,10,100,73,null,null,null,10,100,72,null,null,null,10,100,61,null,null,null,10,100,52,null,null,null,10,100,51,null,null,null,10,100,48,null,null,null,10,100,48,null,null,null,10,100,53,null,null,null,10,100,60]
[null,10,200,78,{"$f":"INDEX(LINEST(D368:D369,C368:C369,TRUE,FALSE),1)","v":0.05},{"$f":"INDEX(LINEST(D368:D369,C368:C369,TRUE,FALSE),2)","v":68},{"$f":"((($I$34-4)/6)*((E369*$J$34+F369)-(E366*$J$34+F366)))+(E366*$J$34+F366)","v":54.953125},10,200,74,{"$f":"INDEX(LINEST(J368:J369,I368:I369,TRUE,FALSE),1)","v":2.0000000000000004E-2},{"$f":"INDEX(LINEST(J368:J369,I368:I369,TRUE,FALSE),2)","v":70},{"$f":"((($I$34-4)/6)*((K369*$J$34+L369)-(K366*$J$34+L366)))+(K366*$J$34+L366)","v":53.214120370370367},10,200,65,{"$f":"INDEX(LINEST(P368:P369,O368:O369,TRUE,FALSE),1)","v":4.0000000000000008E-2},{"$f":"INDEX(LINEST(P368:P369,O368:O369,TRUE,FALSE),2)","v":57},{"$f":"((($I$34-4)/6)*((Q369*$J$34+R369)-(Q366*$J$34+R366)))+(Q366*$J$34+R366)","v":54.629050925925924},10,200,59,{"$f":"INDEX(LINEST(V368:V369,U368:U369,TRUE,FALSE),1)","v":7.0000000000000021E-2},{"$f":"INDEX(LINEST(V368:V369,U368:U369,TRUE,FALSE),2)","v":45},{"$f":"((($I$34-4)/6)*((W369*$J$34+X369)-(W366*$J$34+X366)))+(W366*$J$34+X366)","v":53.217013888888886},10,200,59,{"$f":"INDEX(LINEST(AB368:AB369,AA368:AA369,TRUE,FALSE),1)","v":8.0000000000000016E-2},{"$f":"INDEX(LINEST(AB368:AB369,AA368:AA369,TRUE,FALSE),2)","v":43},{"$f":"((($I$34-4)/6)*((AC369*$J$34+AD369)-(AC366*$J$34+AD366)))+(AC366*$J$34+AD366)","v":51.956018518518519},10,200,55,{"$f":"INDEX(LINEST(AH368:AH369,AG368:AG369,TRUE,FALSE),1)","v":7.0000000000000021E-2},{"$f":"INDEX(LINEST(AH368:AH369,AG368:AG369,TRUE,FALSE),2)","v":41},{"$f":"((($I$34-4)/6)*((AI369*$J$34+AJ369)-(AI366*$J$34+AJ366)))+(AI366*$J$34+AJ366)","v":47.695023148148145},10,200,51,{"$f":"INDEX(LINEST(AN368:AN369,AM368:AM369,TRUE,FALSE),1)","v":2.9999999999999995E-2},{"$f":"INDEX(LINEST(AN368:AN369,AM368:AM369,TRUE,FALSE),2)","v":45},{"$f":"((($I$34-4)/6)*((AO369*$J$34+AP369)-(AO366*$J$34+AP366)))+(AO366*$J$34+AP366)","v":37.324074074074076},10,200,54,{"$f":"INDEX(LINEST(AT368:AT369,AS368:AS369,TRUE,FALSE),1)","v":1.0000000000000002E-2},{"$f":"INDEX(LINEST(AT368:AT369,AS368:AS369,TRUE,FALSE),2)","v":52},{"$f":"((($I$34-4)/6)*((AU369*$J$34+AV369)-(AU366*$J$34+AV366)))+(AU366*$J$34+AV366)","v":42.846064814814817},10,200,65,{"$f":"INDEX(LINEST(AZ368:AZ369,AY368:AY369,TRUE,FALSE),1)","v":0.05},{"$f":"INDEX(LINEST(AZ368:AZ369,AY368:AY369,TRUE,FALSE),2)","v":55},{"$f":"((($I$34-4)/6)*((BA369*$J$34+BB369)-(BA366*$J$34+BB366)))+(BA366*$J$34+BB366)","v":55.651041666666664}]
[null,10,500,86,{"$f":"INDEX(LINEST(D369:D370,C369:C370,TRUE,FALSE),1)","v":2.6666666666666672E-2},{"$f":"INDEX(LINEST(D369:D370,C369:C370,TRUE,FALSE),2)","v":72.666666666666657},{"$f":"((($I$34-4)/6)*((E370*$J$34+F370)-(E367*$J$34+F367)))+(E367*$J$34+F367)","v":60.685763888888879},10,500,81,{"$f":"INDEX(LINEST(J369:J370,I369:I370,TRUE,FALSE),1)","v":2.3333333333333331E-2},{"$f":"INDEX(LINEST(J369:J370,I369:I370,TRUE,FALSE),2)","v":69.333333333333329},{"$f":"((($I$34-4)/6)*((K370*$J$34+L370)-(K367*$J$34+L367)))+(K367*$J$34+L367)","v":56.85243055555555},10,500,71,{"$f":"INDEX(LINEST(P369:P370,O369:O370,TRUE,FALSE),1)","v":2.0000000000000007E-2},{"$f":"INDEX(LINEST(P369:P370,O369:O370,TRUE,FALSE),2)","v":61},{"$f":"((($I$34-4)/6)*((Q370*$J$34+R370)-(Q367*$J$34+R367)))+(Q367*$J$34+R367)","v":55.629050925925924},10,500,64,{"$f":"INDEX(LINEST(V369:V370,U369:U370,TRUE,FALSE),1)","v":1.6666666666666666E-2},{"$f":"INDEX(LINEST(V369:V370,U369:U370,TRUE,FALSE),2)","v":55.666666666666664},{"$f":"((($I$34-4)/6)*((W370*$J$34+X370)-(W367*$J$34+X367)))+(W367*$J$34+X367)","v":57.405671296296291},10,500,67,{"$f":"INDEX(LINEST(AB369:AB370,AA369:AA370,TRUE,FALSE),1)","v":2.6666666666666672E-2},{"$f":"INDEX(LINEST(AB369:AB370,AA369:AA370,TRUE,FALSE),2)","v":53.666666666666664},{"$f":"((($I$34-4)/6)*((AC370*$J$34+AD370)-(AC367*$J$34+AD367)))+(AC367*$J$34+AD367)","v":54.369020061728399},10,500,64,{"$f":"INDEX(LINEST(AH369:AH370,AG369:AG370,TRUE,FALSE),1)","v":0.03},{"$f":"INDEX(LINEST(AH369:AH370,AG369:AG370,TRUE,FALSE),2)","v":49},{"$f":"((($I$34-4)/6)*((AI370*$J$34+AJ370)-(AI367*$J$34+AJ367)))+(AI367*$J$34+AJ367)","v":47.665702160493836},10,500,62,{"$f":"INDEX(LINEST(AN369:AN370,AM369:AM370,TRUE,FALSE),1)","v":3.6666666666666674E-2},{"$f":"INDEX(LINEST(AN369:AN370,AM369:AM370,TRUE,FALSE),2)","v":43.666666666666664},{"$f":"((($I$34-4)/6)*((AO370*$J$34+AP370)-(AO367*$J$34+AP367)))+(AO367*$J$34+AP367)","v":39.273726851851862},10,500,63,{"$f":"INDEX(LINEST(AT369:AT370,AS369:AS370,TRUE,FALSE),1)","v":0.03},{"$f":"INDEX(LINEST(AT369:AT370,AS369:AS370,TRUE,FALSE),2)","v":48},{"$f":"((($I$34-4)/6)*((AU370*$J$34+AV370)-(AU367*$J$34+AV367)))+(AU367*$J$34+AV367)","v":38.548418209876544},10,500,73,{"$f":"INDEX(LINEST(AZ369:AZ370,AY369:AY370,TRUE,FALSE),1)","v":2.6666666666666672E-2},{"$f":"INDEX(LINEST(AZ369:AZ370,AY369:AY370,TRUE,FALSE),2)","v":59.666666666666664},{"$f":"((($I$34-4)/6)*((BA370*$J$34+BB370)-(BA367*$J$34+BB367)))+(BA367*$J$34+BB367)","v":57.071373456790127}]
[]
["1000x400",1,100,{"$f":"D362+1","v":56},null,null,null,1,100,{"$f":"J362+1","v":51},null,null,null,1,100,{"$f":"P362+1","v":48},null,null,null,1,100,{"$f":"V362+1","v":46},null,null,null,1,100,{"$f":"AB362+1","v":52},null,null,null,1,100,{"$f":"AH362+1","v":44},null,null,null,1,100,{"$f":"AN362+1","v":33},null,null,null,1,100,{"$f":"AT362+1","v":34},null,null,null,1,100,{"$f":"AZ362+1","v":54}]
[null,1,200,55,{"$f":"INDEX(LINEST(D372:D373,C372:C373,TRUE,FALSE),1)","v":-1.0000000000000002E-2},{"$f":"INDEX(LINEST(D372:D373,C372:C373,TRUE,FALSE),2)","v":57},null,1,200,55,{"$f":"INDEX(LINEST(J372:J373,I372:I373,TRUE,FALSE),1)","v":4.0000000000000008E-2},{"$f":"INDEX(LINEST(J372:J373,I372:I373,TRUE,FALSE),2)","v":47},null,1,200,55,{"$f":"INDEX(LINEST(P372:P373,O372:O373,TRUE,FALSE),1)","v":7.0000000000000021E-2},{"$f":"INDEX(LINEST(P372:P373,O372:O373,TRUE,FALSE),2)","v":41},null,1,200,49,{"$f":"INDEX(LINEST(V372:V373,U372:U373,TRUE,FALSE),1)","v":2.9999999999999995E-2},{"$f":"INDEX(LINEST(V372:V373,U372:U373,TRUE,FALSE),2)","v":43},null,1,200,57,{"$f":"INDEX(LINEST(AB372:AB373,AA372:AA373,TRUE,FALSE),1)","v":0.05},{"$f":"INDEX(LINEST(AB372:AB373,AA372:AA373,TRUE,FALSE),2)","v":47},null,1,200,56,{"$f":"INDEX(LINEST(AH372:AH373,AG372:AG373,TRUE,FALSE),1)","v":0.11999999999999998},{"$f":"INDEX(LINEST(AH372:AH373,AG372:AG373,TRUE,FALSE),2)","v":32},null,1,200,43,{"$f":"INDEX(LINEST(AN372:AN373,AM372:AM373,TRUE,FALSE),1)","v":0.1},{"$f":"INDEX(LINEST(AN372:AN373,AM372:AM373,TRUE,FALSE),2)","v":23},null,1,200,41,{"$f":"INDEX(LINEST(AT372:AT373,AS372:AS373,TRUE,FALSE),1)","v":7.0000000000000021E-2},{"$f":"INDEX(LINEST(AT372:AT373,AS372:AS373,TRUE,FALSE),2)","v":26.999999999999996},null,1,200,60,{"$f":"INDEX(LINEST(AZ372:AZ373,AY372:AY373,TRUE,FALSE),1)","v":5.9999999999999991E-2},{"$f":"INDEX(LINEST(AZ372:AZ373,AY372:AY373,TRUE,FALSE),2)","v":48}]
[null,1,500,61,{"$f":"INDEX(LINEST(D373:D374,C373:C374,TRUE,FALSE),1)","v":2.0000000000000007E-2},{"$f":"INDEX(LINEST(D373:D374,C373:C374,TRUE,FALSE),2)","v":51},null,1,500,59,{"$f":"INDEX(LINEST(J373:J374,I373:I374,TRUE,FALSE),1)","v":1.3333333333333336E-2},{"$f":"INDEX(LINEST(J373:J374,I373:I374,TRUE,FALSE),2)","v":52.333333333333329},null,1,500,61,{"$f":"INDEX(LINEST(P373:P374,O373:O374,TRUE,FALSE),1)","v":2.0000000000000007E-2},{"$f":"INDEX(LINEST(P373:P374,O373:O374,TRUE,FALSE),2)","v":51},null,1,500,70,{"$f":"INDEX(LINEST(V373:V374,U373:U374,TRUE,FALSE),1)","v":7.0000000000000021E-2},{"$f":"INDEX(LINEST(V373:V374,U373:U374,TRUE,FALSE),2)","v":34.999999999999993},null,1,500,59,{"$f":"INDEX(LINEST(AB373:AB374,AA373:AA374,TRUE,FALSE),1)","v":6.666666666666668E-3},{"$f":"INDEX(LINEST(AB373:AB374,AA373:AA374,TRUE,FALSE),2)","v":55.666666666666664},null,1,500,62,{"$f":"INDEX(LINEST(AH373:AH374,AG373:AG374,TRUE,FALSE),1)","v":2.0000000000000007E-2},{"$f":"INDEX(LINEST(AH373:AH374,AG373:AG374,TRUE,FALSE),2)","v":52},null,1,500,57,{"$f":"INDEX(LINEST(AN373:AN374,AM373:AM374,TRUE,FALSE),1)","v":4.6666666666666662E-2},{"$f":"INDEX(LINEST(AN373:AN374,AM373:AM374,TRUE,FALSE),2)","v":33.666666666666671},null,1,500,55,{"$f":"INDEX(LINEST(AT373:AT374,AS373:AS374,TRUE,FALSE),1)","v":4.6666666666666662E-2},{"$f":"INDEX(LINEST(AT373:AT374,AS373:AS374,TRUE,FALSE),2)","v":31.666666666666668},null,1,500,67,{"$f":"INDEX(LINEST(AZ373:AZ374,AY373:AY374,TRUE,FALSE),1)","v":2.3333333333333331E-2},{"$f":"INDEX(LINEST(AZ373:AZ374,AY373:AY374,TRUE,FALSE),2)","v":55.333333333333336}]
[null,4,100,58,null,null,null,4,100,58,null,null,null,4,100,57,null,null,null,4,100,51,null,null,null,4,100,50,null,null,null,4,100,47,null,null,null,4,100,39,null,null,null,4,100,49,null,null,null,4,100,56]
[null,4,200,68,{"$f":"INDEX(LINEST(D375:D376,C375:C376,TRUE,FALSE),1)","v":0.1},{"$f":"INDEX(LINEST(D375:D376,C375:C376,TRUE,FALSE),2)","v":48},{"$f":"((($I$35-1)/3)*((E376*$J$35+F376)-(E373*$J$35+F373)))+(E373*$J$35+F373)","v":54.736111111111114},4,200,64,{"$f":"INDEX(LINEST(J375:J376,I375:I376,TRUE,FALSE),1)","v":5.9999999999999991E-2},{"$f":"INDEX(LINEST(J375:J376,I375:I376,TRUE,FALSE),2)","v":52},{"$f":"((($I$35-1)/3)*((K376*$J$35+L376)-(K373*$J$35+L373)))+(K373*$J$35+L373)","v":52.185185185185183},4,200,60,{"$f":"INDEX(LINEST(P375:P376,O375:O376,TRUE,FALSE),1)","v":2.9999999999999995E-2},{"$f":"INDEX(LINEST(P375:P376,O375:O376,TRUE,FALSE),2)","v":54},{"$f":"((($I$35-1)/3)*((Q376*$J$35+R376)-(Q373*$J$35+R373)))+(Q373*$J$35+R373)","v":50.787037037037038},4,200,59,{"$f":"INDEX(LINEST(V375:V376,U375:U376,TRUE,FALSE),1)","v":8.0000000000000016E-2},{"$f":"INDEX(LINEST(V375:V376,U375:U376,TRUE,FALSE),2)","v":43},{"$f":"((($I$35-1)/3)*((W376*$J$35+X376)-(W373*$J$35+X373)))+(W373*$J$35+X373)","v":46.736111111111114},4,200,58,{"$f":"INDEX(LINEST(AB375:AB376,AA375:AA376,TRUE,FALSE),1)","v":8.0000000000000016E-2},{"$f":"INDEX(LINEST(AB375:AB376,AA375:AA376,TRUE,FALSE),2)","v":42},{"$f":"((($I$35-1)/3)*((AC376*$J$35+AD376)-(AC373*$J$35+AD373)))+(AC373*$J$35+AD373)","v":54.550925925925924},4,200,53,{"$f":"INDEX(LINEST(AH375:AH376,AG375:AG376,TRUE,FALSE),1)","v":5.9999999999999991E-2},{"$f":"INDEX(LINEST(AH375:AH376,AG375:AG376,TRUE,FALSE),2)","v":41},{"$f":"((($I$35-1)/3)*((AI376*$J$35+AJ376)-(AI373*$J$35+AJ373)))+(AI373*$J$35+AJ373)","v":50},4,200,46,{"$f":"INDEX(LINEST(AN375:AN376,AM375:AM376,TRUE,FALSE),1)","v":7.0000000000000021E-2},{"$f":"INDEX(LINEST(AN375:AN376,AM375:AM376,TRUE,FALSE),2)","v":31.999999999999996},{"$f":"((($I$35-1)/3)*((AO376*$J$35+AP376)-(AO373*$J$35+AP373)))+(AO373*$J$35+AP373)","v":37.541666666666664},4,200,46,{"$f":"INDEX(LINEST(AT375:AT376,AS375:AS376,TRUE,FALSE),1)","v":-2.9999999999999995E-2},{"$f":"INDEX(LINEST(AT375:AT376,AS375:AS376,TRUE,FALSE),2)","v":52},{"$f":"((($I$35-1)/3)*((AU376*$J$35+AV376)-(AU373*$J$35+AV373)))+(AU373*$J$35+AV373)","v":36.481481481481481},4,200,62,{"$f":"INDEX(LINEST(AZ375:AZ376,AY375:AY376,TRUE,FALSE),1)","v":5.9999999999999991E-2},{"$f":"INDEX(LINEST(AZ375:AZ376,AY375:AY376,TRUE,FALSE),2)","v":50},{"$f":"((($I$35-1)/3)*((BA376*$J$35+BB376)-(BA373*$J$35+BB373)))+(BA373*$J$35+BB373)","v":56.796296296296298}]
[null,4,500,73,{"$f":"INDEX(LINEST(D376:D377,C376:C377,TRUE,FALSE),1)","v":1.6666666666666666E-2},{"$f":"INDEX(LINEST(D376:D377,C376:C377,TRUE,FALSE),2)","v":64.666666666666671},{"$f":"((($I$35-1)/3)*((E377*$J$35+F377)-(E374*$J$35+F374)))+(E374*$J$35+F374)","v":52.658950617283949},4,500,68,{"$f":"INDEX(LINEST(J376:J377,I376:I377,TRUE,FALSE),1)","v":1.3333333333333336E-2},{"$f":"INDEX(LINEST(J376:J377,I376:I377,TRUE,FALSE),2)","v":61.333333333333329},{"$f":"((($I$35-1)/3)*((K377*$J$35+L377)-(K374*$J$35+L374)))+(K374*$J$35+L374)","v":53.416666666666664},4,500,63,{"$f":"INDEX(LINEST(P376:P377,O376:O377,TRUE,FALSE),1)","v":1.0000000000000004E-2},{"$f":"INDEX(LINEST(P376:P377,O376:O377,TRUE,FALSE),2)","v":58},{"$f":"((($I$35-1)/3)*((Q377*$J$35+R377)-(Q374*$J$35+R374)))+(Q374*$J$35+R374)","v":53.439814814814817},4,500,61,{"$f":"INDEX(LINEST(V376:V377,U376:U377,TRUE,FALSE),1)","v":6.666666666666668E-3},{"$f":"INDEX(LINEST(V376:V377,U376:U377,TRUE,FALSE),2)","v":57.666666666666664},{"$f":"((($I$35-1)/3)*((W377*$J$35+X377)-(W374*$J$35+X374)))+(W374*$J$35+X374)","v":44.158950617283949},4,500,67,{"$f":"INDEX(LINEST(AB376:AB377,AA376:AA377,TRUE,FALSE),1)","v":0.03},{"$f":"INDEX(LINEST(AB376:AB377,AA376:AA377,TRUE,FALSE),2)","v":52},{"$f":"((($I$35-1)/3)*((AC377*$J$35+AD377)-(AC374*$J$35+AD374)))+(AC374*$J$35+AD374)","v":56.683641975308639},4,500,67,{"$f":"INDEX(LINEST(AH376:AH377,AG376:AG377,TRUE,FALSE),1)","v":4.6666666666666662E-2},{"$f":"INDEX(LINEST(AH376:AH377,AG376:AG377,TRUE,FALSE),2)","v":43.666666666666671},{"$f":"((($I$35-1)/3)*((AI377*$J$35+AJ377)-(AI374*$J$35+AJ374)))+(AI374*$J$35+AJ374)","v":55.441358024691361},4,500,60,{"$f":"INDEX(LINEST(AN376:AN377,AM376:AM377,TRUE,FALSE),1)","v":4.6666666666666662E-2},{"$f":"INDEX(LINEST(AN376:AN377,AM376:AM377,TRUE,FALSE),2)","v":36.666666666666671},{"$f":"((($I$35-1)/3)*((AO377*$J$35+AP377)-(AO374*$J$35+AP374)))+(AO374*$J$35+AP374)","v":40.361111111111114},4,500,56,{"$f":"INDEX(LINEST(AT376:AT377,AS376:AS377,TRUE,FALSE),1)","v":3.3333333333333333E-2},{"$f":"INDEX(LINEST(AT376:AT377,AS376:AS377,TRUE,FALSE),2)","v":39.333333333333336},{"$f":"((($I$35-1)/3)*((AU377*$J$35+AV377)-(AU374*$J$35+AV374)))+(AU374*$J$35+AV374)","v":38.089506172839506},4,500,72,{"$f":"INDEX(LINEST(AZ376:AZ377,AY376:AY377,TRUE,FALSE),1)","v":3.3333333333333333E-2},{"$f":"INDEX(LINEST(AZ376:AZ377,AY376:AY377,TRUE,FALSE),2)","v":55.333333333333336},{"$f":"((($I$35-1)/3)*((BA377*$J$35+BB377)-(BA374*$J$35+BB374)))+(BA374*$J$35+BB374)","v":58.680555555555557}]
[null,10,100,74,null,null,null,10,100,73,null,null,null,10,100,62,null,null,null,10,100,53,null,null,null,10,100,52,null,null,null,10,100,49,null,null,null,10,100,49,null,null,null,10,100,54,null,null,null,10,100,61]
[null,10,200,79,{"$f":"INDEX(LINEST(D378:D379,C378:C379,TRUE,FALSE),1)","v":0.05},{"$f":"INDEX(LINEST(D378:D379,C378:C379,TRUE,FALSE),2)","v":69},{"$f":"((($I$35-4)/6)*((E379*$J$35+F379)-(E376*$J$35+F376)))+(E376*$J$35+F376)","v":55.5625},10,200,75,{"$f":"INDEX(LINEST(J378:J379,I378:I379,TRUE,FALSE),1)","v":2.0000000000000004E-2},{"$f":"INDEX(LINEST(J378:J379,I378:I379,TRUE,FALSE),2)","v":71},{"$f":"((($I$35-4)/6)*((K379*$J$35+L379)-(K376*$J$35+L376)))+(K376*$J$35+L376)","v":53.837962962962962},10,200,66,{"$f":"INDEX(LINEST(P378:P379,O378:O379,TRUE,FALSE),1)","v":4.0000000000000008E-2},{"$f":"INDEX(LINEST(P378:P379,O378:O379,TRUE,FALSE),2)","v":58},{"$f":"((($I$35-4)/6)*((Q379*$J$35+R379)-(Q376*$J$35+R376)))+(Q376*$J$35+R376)","v":55.469907407407405},10,200,60,{"$f":"INDEX(LINEST(V378:V379,U378:U379,TRUE,FALSE),1)","v":7.0000000000000021E-2},{"$f":"INDEX(LINEST(V378:V379,U378:U379,TRUE,FALSE),2)","v":46},{"$f":"((($I$35-4)/6)*((W379*$J$35+X379)-(W376*$J$35+X376)))+(W376*$J$35+X376)","v":54.173611111111114},10,200,60,{"$f":"INDEX(LINEST(AB378:AB379,AA378:AA379,TRUE,FALSE),1)","v":8.0000000000000016E-2},{"$f":"INDEX(LINEST(AB378:AB379,AA378:AA379,TRUE,FALSE),2)","v":44},{"$f":"((($I$35-4)/6)*((AC379*$J$35+AD379)-(AC376*$J$35+AD376)))+(AC376*$J$35+AD376)","v":52.898148148148145},10,200,56,{"$f":"INDEX(LINEST(AH378:AH379,AG378:AG379,TRUE,FALSE),1)","v":7.0000000000000021E-2},{"$f":"INDEX(LINEST(AH378:AH379,AG378:AG379,TRUE,FALSE),2)","v":42},{"$f":"((($I$35-4)/6)*((AI379*$J$35+AJ379)-(AI376*$J$35+AJ376)))+(AI376*$J$35+AJ376)","v":48.622685185185183},10,200,52,{"$f":"INDEX(LINEST(AN378:AN379,AM378:AM379,TRUE,FALSE),1)","v":2.9999999999999995E-2},{"$f":"INDEX(LINEST(AN378:AN379,AM378:AM379,TRUE,FALSE),2)","v":46},{"$f":"((($I$35-4)/6)*((AO379*$J$35+AP379)-(AO376*$J$35+AP376)))+(AO376*$J$35+AP376)","v":38.092592592592595},10,200,55,{"$f":"INDEX(LINEST(AT378:AT379,AS378:AS379,TRUE,FALSE),1)","v":1.0000000000000002E-2},{"$f":"INDEX(LINEST(AT378:AT379,AS378:AS379,TRUE,FALSE),2)","v":53},{"$f":"((($I$35-4)/6)*((AU379*$J$35+AV379)-(AU376*$J$35+AV376)))+(AU376*$J$35+AV376)","v":43.643518518518519},10,200,66,{"$f":"INDEX(LINEST(AZ378:AZ379,AY378:AY379,TRUE,FALSE),1)","v":0.05},{"$f":"INDEX(LINEST(AZ378:AZ379,AY378:AY379,TRUE,FALSE),2)","v":56},{"$f":"((($I$35-4)/6)*((BA379*$J$35+BB379)-(BA376*$J$35+BB376)))+(BA376*$J$35+BB376)","v":56.520833333333336}]
[null,10,500,87,{"$f":"INDEX(LINEST(D379:D380,C379:C380,TRUE,FALSE),1)","v":2.6666666666666672E-2},{"$f":"INDEX(LINEST(D379:D380,C379:C380,TRUE,FALSE),2)","v":73.666666666666657},{"$f":"((($I$35-4)/6)*((E380*$J$35+F380)-(E377*$J$35+F377)))+(E377*$J$35+F377)","v":61.381944444444457},10,500,82,{"$f":"INDEX(LINEST(J379:J380,I379:I380,TRUE,FALSE),1)","v":2.3333333333333331E-2},{"$f":"INDEX(LINEST(J379:J380,I379:I380,TRUE,FALSE),2)","v":70.333333333333329},{"$f":"((($I$35-4)/6)*((K380*$J$35+L380)-(K377*$J$35+L377)))+(K377*$J$35+L377)","v":57.548611111111107},10,500,72,{"$f":"INDEX(LINEST(P379:P380,O379:O380,TRUE,FALSE),1)","v":2.0000000000000007E-2},{"$f":"INDEX(LINEST(P379:P380,O379:O380,TRUE,FALSE),2)","v":62},{"$f":"((($I$35-4)/6)*((Q380*$J$35+R380)-(Q377*$J$35+R377)))+(Q377*$J$35+R377)","v":56.469907407407405},10,500,65,{"$f":"INDEX(LINEST(V379:V380,U379:U380,TRUE,FALSE),1)","v":1.6666666666666666E-2},{"$f":"INDEX(LINEST(V379:V380,U379:U380,TRUE,FALSE),2)","v":56.666666666666664},{"$f":"((($I$35-4)/6)*((W380*$J$35+X380)-(W377*$J$35+X377)))+(W377*$J$35+X377)","v":58.391203703703702},10,500,68,{"$f":"INDEX(LINEST(AB379:AB380,AA379:AA380,TRUE,FALSE),1)","v":2.6666666666666672E-2},{"$f":"INDEX(LINEST(AB379:AB380,AA379:AA380,TRUE,FALSE),2)","v":54.666666666666664},{"$f":"((($I$35-4)/6)*((AC380*$J$35+AD380)-(AC377*$J$35+AD377)))+(AC377*$J$35+AD377)","v":55.306327160493829},10,500,65,{"$f":"INDEX(LINEST(AH379:AH380,AG379:AG380,TRUE,FALSE),1)","v":0.03},{"$f":"INDEX(LINEST(AH379:AH380,AG379:AG380,TRUE,FALSE),2)","v":50},{"$f":"((($I$35-4)/6)*((AI380*$J$35+AJ380)-(AI377*$J$35+AJ377)))+(AI377*$J$35+AJ377)","v":48.554783950617292},10,500,63,{"$f":"INDEX(LINEST(AN379:AN380,AM379:AM380,TRUE,FALSE),1)","v":3.6666666666666674E-2},{"$f":"INDEX(LINEST(AN379:AN380,AM379:AM380,TRUE,FALSE),2)","v":44.666666666666664},{"$f":"((($I$35-4)/6)*((AO380*$J$35+AP380)-(AO377*$J$35+AP377)))+(AO377*$J$35+AP377)","v":40.085648148148159},10,500,64,{"$f":"INDEX(LINEST(AT379:AT380,AS379:AS380,TRUE,FALSE),1)","v":0.03},{"$f":"INDEX(LINEST(AT379:AT380,AS379:AS380,TRUE,FALSE),2)","v":49},{"$f":"((($I$35-4)/6)*((AU380*$J$35+AV380)-(AU377*$J$35+AV377)))+(AU377*$J$35+AV377)","v":39.283179012345684},10,500,74,{"$f":"INDEX(LINEST(AZ379:AZ380,AY379:AY380,TRUE,FALSE),1)","v":2.6666666666666672E-2},{"$f":"INDEX(LINEST(AZ379:AZ380,AY379:AY380,TRUE,FALSE),2)","v":60.666666666666664},{"$f":"((($I$35-4)/6)*((BA380*$J$35+BB380)-(BA377*$J$35+BB377)))+(BA377*$J$35+BB377)","v":57.945987654320987}]
[]
["1200x400",1,100,{"$f":"D362+2","v":57},null,null,null,1,100,{"$f":"J362+2","v":52},null,null,null,1,100,{"$f":"P362+2","v":49},null,null,null,1,100,{"$f":"V362+2","v":47},null,null,null,1,100,{"$f":"AB362+2","v":53},null,null,null,1,100,{"$f":"AH362+2","v":45},null,null,null,1,100,{"$f":"AN362+2","v":34},null,null,null,1,100,{"$f":"AT362+2","v":35},null,null,null,1,100,{"$f":"AZ362+2","v":55}]
[null,1,200,56,{"$f":"INDEX(LINEST(D382:D383,C382:C383,TRUE,FALSE),1)","v":-1.0000000000000002E-2},{"$f":"INDEX(LINEST(D382:D383,C382:C383,TRUE,FALSE),2)","v":58},null,1,200,56,{"$f":"INDEX(LINEST(J382:J383,I382:I383,TRUE,FALSE),1)","v":4.0000000000000008E-2},{"$f":"INDEX(LINEST(J382:J383,I382:I383,TRUE,FALSE),2)","v":48},null,1,200,56,{"$f":"INDEX(LINEST(P382:P383,O382:O383,TRUE,FALSE),1)","v":7.0000000000000021E-2},{"$f":"INDEX(LINEST(P382:P383,O382:O383,TRUE,FALSE),2)","v":42},null,1,200,50,{"$f":"INDEX(LINEST(V382:V383,U382:U383,TRUE,FALSE),1)","v":2.9999999999999995E-2},{"$f":"INDEX(LINEST(V382:V383,U382:U383,TRUE,FALSE),2)","v":44},null,1,200,58,{"$f":"INDEX(LINEST(AB382:AB383,AA382:AA383,TRUE,FALSE),1)","v":0.05},{"$f":"INDEX(LINEST(AB382:AB383,AA382:AA383,TRUE,FALSE),2)","v":48},null,1,200,57,{"$f":"INDEX(LINEST(AH382:AH383,AG382:AG383,TRUE,FALSE),1)","v":0.11999999999999998},{"$f":"INDEX(LINEST(AH382:AH383,AG382:AG383,TRUE,FALSE),2)","v":33},null,1,200,44,{"$f":"INDEX(LINEST(AN382:AN383,AM382:AM383,TRUE,FALSE),1)","v":0.1},{"$f":"INDEX(LINEST(AN382:AN383,AM382:AM383,TRUE,FALSE),2)","v":24},null,1,200,42,{"$f":"INDEX(LINEST(AT382:AT383,AS382:AS383,TRUE,FALSE),1)","v":7.0000000000000021E-2},{"$f":"INDEX(LINEST(AT382:AT383,AS382:AS383,TRUE,FALSE),2)","v":27.999999999999996},null,1,200,61,{"$f":"INDEX(LINEST(AZ382:AZ383,AY382:AY383,TRUE,FALSE),1)","v":5.9999999999999991E-2},{"$f":"INDEX(LINEST(AZ382:AZ383,AY382:AY383,TRUE,FALSE),2)","v":49}]
[null,1,500,62,{"$f":"INDEX(LINEST(D383:D384,C383:C384,TRUE,FALSE),1)","v":2.0000000000000007E-2},{"$f":"INDEX(LINEST(D383:D384,C383:C384,TRUE,FALSE),2)","v":52},null,1,500,60,{"$f":"INDEX(LINEST(J383:J384,I383:I384,TRUE,FALSE),1)","v":1.3333333333333336E-2},{"$f":"INDEX(LINEST(J383:J384,I383:I384,TRUE,FALSE),2)","v":53.333333333333329},null,1,500,62,{"$f":"INDEX(LINEST(P383:P384,O383:O384,TRUE,FALSE),1)","v":2.0000000000000007E-2},{"$f":"INDEX(LINEST(P383:P384,O383:O384,TRUE,FALSE),2)","v":52},null,1,500,71,{"$f":"INDEX(LINEST(V383:V384,U383:U384,TRUE,FALSE),1)","v":7.0000000000000021E-2},{"$f":"INDEX(LINEST(V383:V384,U383:U384,TRUE,FALSE),2)","v":35.999999999999993},null,1,500,60,{"$f":"INDEX(LINEST(AB383:AB384,AA383:AA384,TRUE,FALSE),1)","v":6.666666666666668E-3},{"$f":"INDEX(LINEST(AB383:AB384,AA383:AA384,TRUE,FALSE),2)","v":56.666666666666664},null,1,500,63,{"$f":"INDEX(LINEST(AH383:AH384,AG383:AG384,TRUE,FALSE),1)","v":2.0000000000000007E-2},{"$f":"INDEX(LINEST(AH383:AH384,AG383:AG384,TRUE,FALSE),2)","v":53},null,1,500,58,{"$f":"INDEX(LINEST(AN383:AN384,AM383:AM384,TRUE,FALSE),1)","v":4.6666666666666662E-2},{"$f":"INDEX(LINEST(AN383:AN384,AM383:AM384,TRUE,FALSE),2)","v":34.666666666666671},null,1,500,56,{"$f":"INDEX(LINEST(AT383:AT384,AS383:AS384,TRUE,FALSE),1)","v":4.6666666666666662E-2},{"$f":"INDEX(LINEST(AT383:AT384,AS383:AS384,TRUE,FALSE),2)","v":32.666666666666671},null,1,500,68,{"$f":"INDEX(LINEST(AZ383:AZ384,AY383:AY384,TRUE,FALSE),1)","v":2.3333333333333331E-2},{"$f":"INDEX(LINEST(AZ383:AZ384,AY383:AY384,TRUE,FALSE),2)","v":56.333333333333336}]
[null,4,100,59,null,null,null,4,100,59,null,null,null,4,100,58,null,null,null,4,100,52,null,null,null,4,100,51,null,null,null,4,100,48,null,null,null,4,100,40,null,null,null,4,100,50,null,null,null,4,100,57]
[null,4,200,69,{"$f":"INDEX(LINEST(D385:D386,C385:C386,TRUE,FALSE),1)","v":0.1},{"$f":"INDEX(LINEST(D385:D386,C385:C386,TRUE,FALSE),2)","v":49},{"$f":"((($I$36-1)/3)*((E386*$J$36+F386)-(E383*$J$36+F383)))+(E383*$J$36+F383)","v":55.44675925925926},4,200,65,{"$f":"INDEX(LINEST(J385:J386,I385:I386,TRUE,FALSE),1)","v":5.9999999999999991E-2},{"$f":"INDEX(LINEST(J385:J386,I385:I386,TRUE,FALSE),2)","v":53},{"$f":"((($I$36-1)/3)*((K386*$J$36+L386)-(K383*$J$36+L383)))+(K383*$J$36+L383)","v":52.876543209876544},4,200,61,{"$f":"INDEX(LINEST(P385:P386,O385:O386,TRUE,FALSE),1)","v":2.9999999999999995E-2},{"$f":"INDEX(LINEST(P385:P386,O385:O386,TRUE,FALSE),2)","v":55},{"$f":"((($I$36-1)/3)*((Q386*$J$36+R386)-(Q383*$J$36+R383)))+(Q383*$J$36+R383)","v":51.516975308641975},4,200,60,{"$f":"INDEX(LINEST(V385:V386,U385:U386,TRUE,FALSE),1)","v":8.0000000000000016E-2},{"$f":"INDEX(LINEST(V385:V386,U385:U386,TRUE,FALSE),2)","v":44},{"$f":"((($I$36-1)/3)*((W386*$J$36+X386)-(W383*$J$36+X383)))+(W383*$J$36+X383)","v":47.44675925925926},4,200,59,{"$f":"INDEX(LINEST(AB385:AB386,AA385:AA386,TRUE,FALSE),1)","v":8.0000000000000016E-2},{"$f":"INDEX(LINEST(AB385:AB386,AA385:AA386,TRUE,FALSE),2)","v":43},{"$f":"((($I$36-1)/3)*((AC386*$J$36+AD386)-(AC383*$J$36+AD383)))+(AC383*$J$36+AD383)","v":55.570216049382715},4,200,54,{"$f":"INDEX(LINEST(AH385:AH386,AG385:AG386,TRUE,FALSE),1)","v":5.9999999999999991E-2},{"$f":"INDEX(LINEST(AH385:AH386,AG385:AG386,TRUE,FALSE),2)","v":42},{"$f":"((($I$36-1)/3)*((AI386*$J$36+AJ386)-(AI383*$J$36+AJ383)))+(AI383*$J$36+AJ383)","v":51},4,200,47,{"$f":"INDEX(LINEST(AN385:AN386,AM385:AM386,TRUE,FALSE),1)","v":7.0000000000000021E-2},{"$f":"INDEX(LINEST(AN385:AN386,AM385:AM386,TRUE,FALSE),2)","v":33},{"$f":"((($I$36-1)/3)*((AO386*$J$36+AP386)-(AO383*$J$36+AP383)))+(AO383*$J$36+AP383)","v":38.368055555555557},4,200,47,{"$f":"INDEX(LINEST(AT385:AT386,AS385:AS386,TRUE,FALSE),1)","v":-2.9999999999999995E-2},{"$f":"INDEX(LINEST(AT385:AT386,AS385:AS386,TRUE,FALSE),2)","v":53},{"$f":"((($I$36-1)/3)*((AU386*$J$36+AV386)-(AU383*$J$36+AV383)))+(AU383*$J$36+AV383)","v":37.095679012345677},4,200,63,{"$f":"INDEX(LINEST(AZ385:AZ386,AY385:AY386,TRUE,FALSE),1)","v":5.9999999999999991E-2},{"$f":"INDEX(LINEST(AZ385:AZ386,AY385:AY386,TRUE,FALSE),2)","v":51},{"$f":"((($I$36-1)/3)*((BA386*$J$36+BB386)-(BA383*$J$36+BB383)))+(BA383*$J$36+BB383)","v":57.719135802469133}]
[null,4,500,74,{"$f":"INDEX(LINEST(D386:D387,C386:C387,TRUE,FALSE),1)","v":1.6666666666666666E-2},{"$f":"INDEX(LINEST(D386:D387,C386:C387,TRUE,FALSE),2)","v":65.666666666666671},{"$f":"((($I$36-1)/3)*((E387*$J$36+F387)-(E384*$J$36+F384)))+(E384*$J$36+F384)","v":53.150977366255141},4,500,69,{"$f":"INDEX(LINEST(J386:J387,I386:I387,TRUE,FALSE),1)","v":1.3333333333333336E-2},{"$f":"INDEX(LINEST(J386:J387,I386:I387,TRUE,FALSE),2)","v":62.333333333333329},{"$f":"((($I$36-1)/3)*((K387*$J$36+L387)-(K384*$J$36+L384)))+(K384*$J$36+L384)","v":54.069444444444443},4,500,64,{"$f":"INDEX(LINEST(P386:P387,O386:O387,TRUE,FALSE),1)","v":1.0000000000000004E-2},{"$f":"INDEX(LINEST(P386:P387,O386:O387,TRUE,FALSE),2)","v":59},{"$f":"((($I$36-1)/3)*((Q387*$J$36+R387)-(Q384*$J$36+R384)))+(Q384*$J$36+R384)","v":54.227623456790127},4,500,62,{"$f":"INDEX(LINEST(V386:V387,U386:U387,TRUE,FALSE),1)","v":6.666666666666668E-3},{"$f":"INDEX(LINEST(V386:V387,U386:U387,TRUE,FALSE),2)","v":58.666666666666664},{"$f":"((($I$36-1)/3)*((W387*$J$36+X387)-(W384*$J$36+X384)))+(W384*$J$36+X384)","v":44.650977366255148},4,500,68,{"$f":"INDEX(LINEST(AB386:AB387,AA386:AA387,TRUE,FALSE),1)","v":0.03},{"$f":"INDEX(LINEST(AB386:AB387,AA386:AA387,TRUE,FALSE),2)","v":53},{"$f":"((($I$36-1)/3)*((AC387*$J$36+AD387)-(AC384*$J$36+AD384)))+(AC384*$J$36+AD384)","v":57.690072016460903},4,500,68,{"$f":"INDEX(LINEST(AH386:AH387,AG386:AG387,TRUE,FALSE),1)","v":4.6666666666666662E-2},{"$f":"INDEX(LINEST(AH386:AH387,AG386:AG387,TRUE,FALSE),2)","v":44.666666666666671},{"$f":"((($I$36-1)/3)*((AI387*$J$36+AJ387)-(AI384*$J$36+AJ384)))+(AI384*$J$36+AJ384)","v":56.608539094650205},4,500,61,{"$f":"INDEX(LINEST(AN386:AN387,AM386:AM387,TRUE,FALSE),1)","v":4.6666666666666662E-2},{"$f":"INDEX(LINEST(AN386:AN387,AM386:AM387,TRUE,FALSE),2)","v":37.666666666666671},{"$f":"((($I$36-1)/3)*((AO387*$J$36+AP387)-(AO384*$J$36+AP384)))+(AO384*$J$36+AP384)","v":41.245370370370374},4,500,57,{"$f":"INDEX(LINEST(AT386:AT387,AS386:AS387,TRUE,FALSE),1)","v":3.3333333333333333E-2},{"$f":"INDEX(LINEST(AT386:AT387,AS386:AS387,TRUE,FALSE),2)","v":40.333333333333336},{"$f":"((($I$36-1)/3)*((AU387*$J$36+AV387)-(AU384*$J$36+AV384)))+(AU384*$J$36+AV384)","v":38.87088477366256},4,500,73,{"$f":"INDEX(LINEST(AZ386:AZ387,AY386:AY387,TRUE,FALSE),1)","v":3.3333333333333333E-2},{"$f":"INDEX(LINEST(AZ386:AZ387,AY386:AY387,TRUE,FALSE),2)","v":56.333333333333336},{"$f":"((($I$36-1)/3)*((BA387*$J$36+BB387)-(BA384*$J$36+BB384)))+(BA384*$J$36+BB384)","v":59.62268518518519}]
[null,10,100,75,null,null,null,10,100,74,null,null,null,10,100,63,null,null,null,10,100,54,null,null,null,10,100,53,null,null,null,10,100,50,null,null,null,10,100,50,null,null,null,10,100,55,null,null,null,10,100,62]
[null,10,200,80,{"$f":"INDEX(LINEST(D388:D389,C388:C389,TRUE,FALSE),1)","v":0.05},{"$f":"INDEX(LINEST(D388:D389,C388:C389,TRUE,FALSE),2)","v":70},{"$f":"((($I$36-4)/6)*((E389*$J$36+F389)-(E386*$J$36+F386)))+(E386*$J$36+F386)","v":56.302083333333336},10,200,76,{"$f":"INDEX(LINEST(J388:J389,I388:I389,TRUE,FALSE),1)","v":2.0000000000000004E-2},{"$f":"INDEX(LINEST(J388:J389,I388:I389,TRUE,FALSE),2)","v":72},{"$f":"((($I$36-4)/6)*((K389*$J$36+L389)-(K386*$J$36+L386)))+(K386*$J$36+L386)","v":54.58719135802469},10,200,67,{"$f":"INDEX(LINEST(P388:P389,O388:O389,TRUE,FALSE),1)","v":4.0000000000000008E-2},{"$f":"INDEX(LINEST(P388:P389,O388:O389,TRUE,FALSE),2)","v":59},{"$f":"((($I$36-4)/6)*((Q389*$J$36+R389)-(Q386*$J$36+R386)))+(Q386*$J$36+R386)","v":56.363811728395063},10,200,61,{"$f":"INDEX(LINEST(V388:V389,U388:U389,TRUE,FALSE),1)","v":7.0000000000000021E-2},{"$f":"INDEX(LINEST(V388:V389,U388:U389,TRUE,FALSE),2)","v":47},{"$f":"((($I$36-4)/6)*((W389*$J$36+X389)-(W386*$J$36+X386)))+(W386*$J$36+X386)","v":55.144675925925924},10,200,61,{"$f":"INDEX(LINEST(AB388:AB389,AA388:AA389,TRUE,FALSE),1)","v":8.0000000000000016E-2},{"$f":"INDEX(LINEST(AB388:AB389,AA388:AA389,TRUE,FALSE),2)","v":45},{"$f":"((($I$36-4)/6)*((AC389*$J$36+AD389)-(AC386*$J$36+AD386)))+(AC386*$J$36+AD386)","v":53.85956790123457},10,200,57,{"$f":"INDEX(LINEST(AH388:AH389,AG388:AG389,TRUE,FALSE),1)","v":7.0000000000000021E-2},{"$f":"INDEX(LINEST(AH388:AH389,AG388:AG389,TRUE,FALSE),2)","v":43},{"$f":"((($I$36-4)/6)*((AI389*$J$36+AJ389)-(AI386*$J$36+AJ386)))+(AI386*$J$36+AJ386)","v":49.574459876543209},10,200,53,{"$f":"INDEX(LINEST(AN388:AN389,AM388:AM389,TRUE,FALSE),1)","v":2.9999999999999995E-2},{"$f":"INDEX(LINEST(AN388:AN389,AM388:AM389,TRUE,FALSE),2)","v":47},{"$f":"((($I$36-4)/6)*((AO389*$J$36+AP389)-(AO386*$J$36+AP386)))+(AO386*$J$36+AP386)","v":38.938271604938272},10,200,56,{"$f":"INDEX(LINEST(AT388:AT389,AS388:AS389,TRUE,FALSE),1)","v":1.0000000000000002E-2},{"$f":"INDEX(LINEST(AT388:AT389,AS388:AS389,TRUE,FALSE),2)","v":54},{"$f":"((($I$36-4)/6)*((AU389*$J$36+AV389)-(AU386*$J$36+AV386)))+(AU386*$J$36+AV386)","v":44.508487654320987},10,200,67,{"$f":"INDEX(LINEST(AZ388:AZ389,AY388:AY389,TRUE,FALSE),1)","v":0.05},{"$f":"INDEX(LINEST(AZ388:AZ389,AY388:AY389,TRUE,FALSE),2)","v":57},{"$f":"((($I$36-4)/6)*((BA389*$J$36+BB389)-(BA386*$J$36+BB386)))+(BA386*$J$36+BB386)","v":57.434027777777779}]
[null,10,500,88,{"$f":"INDEX(LINEST(D389:D390,C389:C390,TRUE,FALSE),1)","v":2.6666666666666672E-2},{"$f":"INDEX(LINEST(D389:D390,C389:C390,TRUE,FALSE),2)","v":74.666666666666657},{"$f":"((($I$36-4)/6)*((E390*$J$36+F390)-(E387*$J$36+F387)))+(E387*$J$36+F387)","v":62.179398148148159},10,500,83,{"$f":"INDEX(LINEST(J389:J390,I389:I390,TRUE,FALSE),1)","v":2.3333333333333331E-2},{"$f":"INDEX(LINEST(J389:J390,I389:I390,TRUE,FALSE),2)","v":71.333333333333329},{"$f":"((($I$36-4)/6)*((K390*$J$36+L390)-(K387*$J$36+L387)))+(K387*$J$36+L387)","v":58.34606481481481},10,500,73,{"$f":"INDEX(LINEST(P389:P390,O389:O390,TRUE,FALSE),1)","v":2.0000000000000007E-2},{"$f":"INDEX(LINEST(P389:P390,O389:O390,TRUE,FALSE),2)","v":63},{"$f":"((($I$36-4)/6)*((Q390*$J$36+R390)-(Q387*$J$36+R387)))+(Q387*$J$36+R387)","v":57.363811728395063},10,500,66,{"$f":"INDEX(LINEST(V389:V390,U389:U390,TRUE,FALSE),1)","v":1.6666666666666666E-2},{"$f":"INDEX(LINEST(V389:V390,U389:U390,TRUE,FALSE),2)","v":57.666666666666664},{"$f":"((($I$36-4)/6)*((W390*$J$36+X390)-(W387*$J$36+X387)))+(W387*$J$36+X387)","v":59.381558641975303},10,500,69,{"$f":"INDEX(LINEST(AB389:AB390,AA389:AA390,TRUE,FALSE),1)","v":2.6666666666666672E-2},{"$f":"INDEX(LINEST(AB389:AB390,AA389:AA390,TRUE,FALSE),2)","v":55.666666666666664},{"$f":"((($I$36-4)/6)*((AC390*$J$36+AD390)-(AC387*$J$36+AD387)))+(AC387*$J$36+AD387)","v":56.264531893004119},10,500,66,{"$f":"INDEX(LINEST(AH389:AH390,AG389:AG390,TRUE,FALSE),1)","v":0.03},{"$f":"INDEX(LINEST(AH389:AH390,AG389:AG390,TRUE,FALSE),2)","v":51},{"$f":"((($I$36-4)/6)*((AI390*$J$36+AJ390)-(AI387*$J$36+AJ387)))+(AI387*$J$36+AJ387)","v":49.480838477366262},10,500,64,{"$f":"INDEX(LINEST(AN389:AN390,AM389:AM390,TRUE,FALSE),1)","v":3.6666666666666674E-2},{"$f":"INDEX(LINEST(AN389:AN390,AM389:AM390,TRUE,FALSE),2)","v":45.666666666666664},{"$f":"((($I$36-4)/6)*((AO390*$J$36+AP390)-(AO387*$J$36+AP387)))+(AO387*$J$36+AP387)","v":40.96026234567902},10,500,65,{"$f":"INDEX(LINEST(AT389:AT390,AS389:AS390,TRUE,FALSE),1)","v":0.03},{"$f":"INDEX(LINEST(AT389:AT390,AS389:AS390,TRUE,FALSE),2)","v":50},{"$f":"((($I$36-4)/6)*((AU390*$J$36+AV390)-(AU387*$J$36+AV387)))+(AU387*$J$36+AV387)","v":40.106352880658442},10,500,75,{"$f":"INDEX(LINEST(AZ389:AZ390,AY389:AY390,TRUE,FALSE),1)","v":2.6666666666666672E-2},{"$f":"INDEX(LINEST(AZ389:AZ390,AY389:AY390,TRUE,FALSE),2)","v":61.666666666666664},{"$f":"((($I$36-4)/6)*((BA390*$J$36+BB390)-(BA387*$J$36+BB387)))+(BA387*$J$36+BB387)","v":58.862397119341566}]

{"sheet":"VRF-WAbstrMitDS","index":9,"n_rows":390,"n_cols":55,"rows_kept":390,"cut":false,"hidden":true,"merged":[[0,63,0,69]]}
["Abmessungen:",null,null,null,null,null,null,"VMax Auslegung:",null,null,"Schallleistungspegel Abstrahlung mit Dämmschale:"]
["Alpha Max","NW BxH","Breite licht [m]","Höhe licht [m]","LänG$e [m]","Querschnittfl.","Mantelfl.","VMax","cMax","Dp ",63,125,250,500,1000,2000,4000,8000," S LWA"]
[75,"200x100",{"$f":"(MID(B3,1,3)/1000)-0","v":0.2},{"$f":"(MID(B3,5,3)/1000)-0","v":0.1},135,{"$f":"C3*D3","v":2.0000000000000004E-2},{"$f":"2*C3*E3+2*D3*E3","v":81},{"$f":"VMax","v":1000},{"$f":"H3/(F3*3600)","v":13.888888888888886},{"$f":"dp","v":150},{"$f":"IF(AND($I3<4,$J3<=200),$G56,IF(AND($I3<4,$J3>200),$G57,IF(AND($I3>4,$J3<=200),$G59,$G60)))","v":72.81481481481481},{"$f":"IF(AND($I3<4,$J3<=200),$M56,IF(AND($I3<4,$J3>200),$M57,IF(AND($I3>4,$J3<=200),$M59,$M60)))","v":70.194444444444429},{"$f":"IF(AND($I3<4,$J3<=200),$S56,IF(AND($I3<4,$J3>200),$S57,IF(AND($I3>4,$J3<=200),$S59,$S60)))","v":58.277777777777771},{"$f":"IF(AND($I3<4,$J3<=200),$Y56,IF(AND($I3<4,$J3>200),$Y57,IF(AND($I3>4,$J3<=200),$Y59,$Y60)))","v":46.101851851851848},{"$f":"IF(AND($I3<4,$J3<=200),$AE56,IF(AND($I3<4,$J3>200),$AE57,IF(AND($I3>4,$J3<=200),$AE59,$AE60)))","v":42.277777777777771},{"$f":"IF(AND($I3<4,$J3<=200),$AK56,IF(AND($I3<4,$J3>200),$AK57,IF(AND($I3>4,$J3<=200),$AK59,$AK60)))","v":35.481481481481481},{"$f":"IF(AND($I3<4,$J3<=200),$AQ56,IF(AND($I3<4,$J3>200),$AQ57,IF(AND($I3>4,$J3<=200),$AQ59,$AQ60)))","v":28.185185185185183},{"$f":"IF(AND($I3<4,$J3<=200),$AW56,IF(AND($I3<4,$J3>200),$AW57,IF(AND($I3>4,$J3<=200),$AW59,$AW60)))","v":24.009259259259256},{"$f":"IF(AND($I3<4,$J3<=200),$BC56,IF(AND($I3<4,$J3>200),$BC57,IF(AND($I3>4,$J3<=200),$BC59,$BC60)))","v":55.249999999999993}]
[75,"300x100",0.3,0.1,135,0.03,108,1000,9.2592592592592595,150,{"$f":"IF(AND($I4<4,$J4<=200),$G66,IF(AND($I4<4,$J4>200),$G67,IF(AND($I4>4,$J4<=200),$G69,$G70)))","v":60.154320987654316},{"$f":"IF(AND($I4<4,$J4<=200),$M66,IF(AND($I4<4,$J4>200),$M67,IF(AND($I4>4,$J4<=200),$M69,$M70)))","v":59.462962962962962},{"$f":"IF(AND($I4<4,$J4<=200),$S66,IF(AND($I4<4,$J4>200),$S67,IF(AND($I4>4,$J4<=200),$S69,$S70)))","v":51.018518518518519},{"$f":"IF(AND($I4<4,$J4<=200),$Y66,IF(AND($I4<4,$J4>200),$Y67,IF(AND($I4>4,$J4<=200),$Y69,$Y70)))","v":38.456790123456791},{"$f":"IF(AND($I4<4,$J4<=200),$AE66,IF(AND($I4<4,$J4>200),$AE67,IF(AND($I4>4,$J4<=200),$AE69,$AE70)))","v":35.018518518518519},{"$f":"IF(AND($I4<4,$J4<=200),$AK66,IF(AND($I4<4,$J4>200),$AK67,IF(AND($I4>4,$J4<=200),$AK69,$AK70)))","v":29.76543209876543},{"$f":"IF(AND($I4<4,$J4<=200),$AQ66,IF(AND($I4<4,$J4>200),$AQ67,IF(AND($I4>4,$J4<=200),$AQ69,$AQ70)))","v":24.012345679012345},{"$f":"IF(AND($I4<4,$J4<=200),$AW66,IF(AND($I4<4,$J4>200),$AW67,IF(AND($I4>4,$J4<=200),$AW69,$AW70)))","v":19.450617283950617},{"$f":"IF(AND($I4<4,$J4<=200),$BC66,IF(AND($I4<4,$J4>200),$BC67,IF(AND($I4>4,$J4<=200),$BC69,$BC70)))","v":46.833333333333336}]
[75,"400x100",0.4,0.1,135,4.0000000000000008E-2,135,1000,6.9444444444444429,150,{"$f":"IF(AND($I5<4,$J5<=200),$G76,IF(AND($I5<4,$J5>200),$G77,IF(AND($I5>4,$J5<=200),$G79,$G80)))","v":53.824074074074069},{"$f":"IF(AND($I5<4,$J5<=200),$M76,IF(AND($I5<4,$J5>200),$M77,IF(AND($I5>4,$J5<=200),$M79,$M80)))","v":54.097222222222214},{"$f":"IF(AND($I5<4,$J5<=200),S76,IF(AND($I5<4,$J5>200),S77,IF(AND($I5>4,$J5<=200),S79,S80)))","v":47.388888888888886},{"$f":"IF(AND($I5<4,$J5<=200),Y76,IF(AND($I5<4,$J5>200),Y77,IF(AND($I5>4,$J5<=200),Y79,Y80)))","v":34.634259259259252},{"$f":"IF(AND($I5<4,$J5<=200),AE76,IF(AND($I5<4,$J5>200),AE77,IF(AND($I5>4,$J5<=200),AE79,AE80)))","v":31.388888888888886},{"$f":"IF(AND($I5<4,$J5<=200),AK76,IF(AND($I5<4,$J5>200),AK77,IF(AND($I5>4,$J5<=200),AK79,AK80)))","v":26.907407407407405},{"$f":"IF(AND($I5<4,$J5<=200),AQ76,IF(AND($I5<4,$J5>200),AQ77,IF(AND($I5>4,$J5<=200),AQ79,AQ80)))","v":21.925925925925924},{"$f":"IF(AND($I5<4,$J5<=200),AW76,IF(AND($I5<4,$J5>200),AW77,IF(AND($I5>4,$J5<=200),AW79,AW80)))","v":17.171296296296294},{"$f":"IF(AND($I5<4,$J5<=200),BC76,IF(AND($I5<4,$J5>200),BC77,IF(AND($I5>4,$J5<=200),BC79,BC80)))","v":42.625}]
[75,"500x100",0.5,0.1,135,0.05,162,1000,5.5555555555555554,150,{"$f":"IF(AND($I6<4,$J6<=200),$G86,IF(AND($I6<4,$J6>200),$G87,IF(AND($I6>4,$J6<=200),$G89,$G90)))","v":50.425925925925924},{"$f":"IF(AND($I6<4,$J6<=200),$M86,IF(AND($I6<4,$J6>200),$M87,IF(AND($I6>4,$J6<=200),$M89,$M90)))","v":51.277777777777779},{"$f":"IF(AND($I6<4,$J6<=200),S86,IF(AND($I6<4,$J6>200),S87,IF(AND($I6>4,$J6<=200),S89,S90)))","v":45.611111111111114},{"$f":"IF(AND($I6<4,$J6<=200),Y86,IF(AND($I6<4,$J6>200),Y87,IF(AND($I6>4,$J6<=200),Y89,Y90)))","v":32.74074074074074},{"$f":"IF(AND($I6<4,$J6<=200),AE86,IF(AND($I6<4,$J6>200),AE87,IF(AND($I6>4,$J6<=200),AE89,AE90)))","v":29.611111111111111},{"$f":"IF(AND($I6<4,$J6<=200),AK86,IF(AND($I6<4,$J6>200),AK87,IF(AND($I6>4,$J6<=200),AK89,AK90)))","v":25.592592592592592},{"$f":"IF(AND($I6<4,$J6<=200),AQ86,IF(AND($I6<4,$J6>200),AQ87,IF(AND($I6>4,$J6<=200),AQ89,AQ90)))","v":21.074074074074073},{"$f":"IF(AND($I6<4,$J6<=200),AW86,IF(AND($I6<4,$J6>200),AW87,IF(AND($I6>4,$J6<=200),AW89,AW90)))","v":16.203703703703702},{"$f":"IF(AND($I6<4,$J6<=200),BC86,IF(AND($I6<4,$J6>200),BC87,IF(AND($I6>4,$J6<=200),BC89,BC90)))","v":40.5}]
[75,"600x100",0.6,0.1,135,0.06,189,1000,4.6296296296296298,150,{"$f":"IF(AND($I7<4,$J7<=200),$G96,IF(AND($I7<4,$J7>200),$G97,IF(AND($I7>4,$J7<=200),$G99,$G100)))","v":48.493827160493829},{"$f":"IF(AND($I7<4,$J7<=200),$M96,IF(AND($I7<4,$J7>200),$M97,IF(AND($I7>4,$J7<=200),$M99,$M100)))","v":49.731481481481481},{"$f":"IF(AND($I7<4,$J7<=200),S96,IF(AND($I7<4,$J7>200),S97,IF(AND($I7>4,$J7<=200),S99,S100)))","v":44.75925925925926},{"$f":"IF(AND($I7<4,$J7<=200),Y96,IF(AND($I7<4,$J7>200),Y97,IF(AND($I7>4,$J7<=200),Y99,Y100)))","v":31.811728395061728},{"$f":"IF(AND($I7<4,$J7<=200),AE96,IF(AND($I7<4,$J7>200),AE97,IF(AND($I7>4,$J7<=200),AE99,AE100)))","v":28.75925925925926},{"$f":"IF(AND($I7<4,$J7<=200),AK96,IF(AND($I7<4,$J7>200),AK97,IF(AND($I7>4,$J7<=200),AK99,AK100)))","v":25.049382716049383},{"$f":"IF(AND($I7<4,$J7<=200),AQ96,IF(AND($I7<4,$J7>200),AQ97,IF(AND($I7>4,$J7<=200),AQ99,AQ100)))","v":20.839506172839506},{"$f":"IF(AND($I7<4,$J7<=200),AW96,IF(AND($I7<4,$J7>200),AW97,IF(AND($I7>4,$J7<=200),AW99,AW100)))","v":15.891975308641975},{"$f":"IF(AND($I7<4,$J7<=200),BC96,IF(AND($I7<4,$J7>200),BC97,IF(AND($I7>4,$J7<=200),BC99,BC100)))","v":39.416666666666664}]
[75,"300x150",0.3,0.15,160,4.4999999999999998E-2,144,1000,6.1728395061728394,150,{"$f":"IF(AND($I8<4,$J8<=200),$G106,IF(AND($I8<4,$J8>200),$G107,IF(AND($I8>4,$J8<=200),$G109,$G110)))","v":56.707818930041149},{"$f":"IF(AND($I8<4,$J8<=200),$M106,IF(AND($I8<4,$J8>200),$M107,IF(AND($I8>4,$J8<=200),$M109,$M110)))","v":56.897119341563787},{"$f":"IF(AND($I8<4,$J8<=200),S106,IF(AND($I8<4,$J8>200),S107,IF(AND($I8>4,$J8<=200),S109,S110)))","v":49.034979423868315},{"$f":"IF(AND($I8<4,$J8<=200),Y106,IF(AND($I8<4,$J8>200),Y107,IF(AND($I8>4,$J8<=200),Y109,Y110)))","v":36.172839506172842},{"$f":"IF(AND($I8<4,$J8<=200),AE106,IF(AND($I8<4,$J8>200),AE107,IF(AND($I8>4,$J8<=200),AE109,AE110)))","v":31.216049382716051},{"$f":"IF(AND($I8<4,$J8<=200),AK106,IF(AND($I8<4,$J8>200),AK107,IF(AND($I8>4,$J8<=200),AK109,AK110)))","v":27.448559670781894},{"$f":"IF(AND($I8<4,$J8<=200),AQ106,IF(AND($I8<4,$J8>200),AQ107,IF(AND($I8>4,$J8<=200),AQ109,AQ110)))","v":25.362139917695472},{"$f":"IF(AND($I8<4,$J8<=200),AW106,IF(AND($I8<4,$J8>200),AW107,IF(AND($I8>4,$J8<=200),AW109,AW110)))","v":20.267489711934157},{"$f":"IF(AND($I8<4,$J8<=200),BC106,IF(AND($I8<4,$J8>200),BC107,IF(AND($I8>4,$J8<=200),BC109,BC110)))","v":44.897119341563787}]
[75,"400x150",0.4,0.15,160,0.06,176,1000,4.6296296296296298,150,{"$f":"IF(AND($I9<4,$J9<=200),$G116,IF(AND($I9<4,$J9>200),$G117,IF(AND($I9>4,$J9<=200),$G119,$G120)))","v":54.364197530864196},{"$f":"IF(AND($I9<4,$J9<=200),$M116,IF(AND($I9<4,$J9>200),$M117,IF(AND($I9>4,$J9<=200),$M119,$M120)))","v":55.839506172839506},{"$f":"IF(AND($I9<4,$J9<=200),$S116,IF(AND($I9<4,$J9>200),$S117,IF(AND($I9>4,$J9<=200),$S119,$S120)))","v":48.23456790123457},{"$f":"IF(AND($I9<4,$J9<=200),$Y116,IF(AND($I9<4,$J9>200),$Y117,IF(AND($I9>4,$J9<=200),$Y119,$Y120)))","v":35.629629629629633},{"$f":"IF(AND($I9<4,$J9<=200),$AE116,IF(AND($I9<4,$J9>200),$AE117,IF(AND($I9>4,$J9<=200),$AE119,$AE120)))","v":30.287037037037038},{"$f":"IF(AND($I9<4,$J9<=200),$AK116,IF(AND($I9<4,$J9>200),$AK117,IF(AND($I9>4,$J9<=200),$AK119,$AK120)))","v":27.419753086419753},{"$f":"IF(AND($I9<4,$J9<=200),$AQ116,IF(AND($I9<4,$J9>200),$AQ117,IF(AND($I9>4,$J9<=200),$AQ119,$AQ120)))","v":26.104938271604937},{"$f":"IF(AND($I9<4,$J9<=200),$AW116,IF(AND($I9<4,$J9>200),$AW117,IF(AND($I9>4,$J9<=200),$AW119,$AW120)))","v":20.367283950617285},{"$f":"IF(AND($I9<4,$J9<=200),$BC116,IF(AND($I9<4,$J9>200),$BC117,IF(AND($I9>4,$J9<=200),$BC119,$BC120)))","v":43.839506172839506}]
[75,"500x150",0.5,0.15,160,7.4999999999999997E-2,208,1000,3.7037037037037037,150,{"$f":"IF(AND($I10<4,$J10<=200),$G126,IF(AND($I10<4,$J10>200),$G127,IF(AND($I10>4,$J10<=200),$G129,$G130)))","v":52.962962962962962},{"$f":"IF(AND($I10<4,$J10<=200),$M126,IF(AND($I10<4,$J10>200),$M127,IF(AND($I10>4,$J10<=200),$M129,$M130)))","v":54.567901234567898},{"$f":"IF(AND($I10<4,$J10<=200),$S126,IF(AND($I10<4,$J10>200),$S127,IF(AND($I10>4,$J10<=200),$S129,$S130)))","v":47.462962962962962},{"$f":"IF(AND($I10<4,$J10<=200),$Y126,IF(AND($I10<4,$J10>200),$Y127,IF(AND($I10>4,$J10<=200),$Y129,$Y130)))","v":35.604938271604937},{"$f":"IF(AND($I10<4,$J10<=200),$AE126,IF(AND($I10<4,$J10>200),$AE127,IF(AND($I10>4,$J10<=200),$AE129,$AE130)))","v":30.154320987654323},{"$f":"IF(AND($I10<4,$J10<=200),$AK126,IF(AND($I10<4,$J10>200),$AK127,IF(AND($I10>4,$J10<=200),$AK129,$AK130)))","v":27.555555555555557},{"$f":"IF(AND($I10<4,$J10<=200),$AQ126,IF(AND($I10<4,$J10>200),$AQ127,IF(AND($I10>4,$J10<=200),$AQ129,$AQ130)))","v":25.913580246913583},{"$f":"IF(AND($I10<4,$J10<=200),$AW126,IF(AND($I10<4,$J10>200),$AW127,IF(AND($I10>4,$J10<=200),$AW129,$AW130)))","v":20.407407407407408},{"$f":"IF(AND($I10<4,$J10<=200),$BC126,IF(AND($I10<4,$J10>200),$BC127,IF(AND($I10>4,$J10<=200),$BC129,$BC130)))","v":43.061728395061728}]
[75,"600x150",0.6,0.15,160,0.09,240,1000,3.0864197530864197,150,{"$f":"IF(AND($I11<4,$J11<=200),$G136,IF(AND($I11<4,$J11>200),$G137,IF(AND($I11>4,$J11<=200),$G139,$G140)))","v":51.802469135802468},{"$f":"IF(AND($I11<4,$J11<=200),$M136,IF(AND($I11<4,$J11>200),$M137,IF(AND($I11>4,$J11<=200),$M139,$M140)))","v":52.584362139917694},{"$f":"IF(AND($I11<4,$J11<=200),$S136,IF(AND($I11<4,$J11>200),$S137,IF(AND($I11>4,$J11<=200),$S139,$S140)))","v":46.302469135802468},{"$f":"IF(AND($I11<4,$J11<=200),$Y136,IF(AND($I11<4,$J11>200),$Y137,IF(AND($I11>4,$J11<=200),$Y139,$Y140)))","v":35.781893004115226},{"$f":"IF(AND($I11<4,$J11<=200),$AE136,IF(AND($I11<4,$J11>200),$AE137,IF(AND($I11>4,$J11<=200),$AE139,$AE140)))","v":30.434156378600822},{"$f":"IF(AND($I11<4,$J11<=200),$AK136,IF(AND($I11<4,$J11>200),$AK137,IF(AND($I11>4,$J11<=200),$AK139,$AK140)))","v":27.62962962962963},{"$f":"IF(AND($I11<4,$J11<=200),$AQ136,IF(AND($I11<4,$J11>200),$AQ137,IF(AND($I11>4,$J11<=200),$AQ139,$AQ140)))","v":24.650205761316872},{"$f":"IF(AND($I11<4,$J11<=200),$AW136,IF(AND($I11<4,$J11>200),$AW137,IF(AND($I11>4,$J11<=200),$AW139,$AW140)))","v":20.172839506172838},{"$f":"IF(AND($I11<4,$J11<=200),$BC136,IF(AND($I11<4,$J11>200),$BC137,IF(AND($I11>4,$J11<=200),$BC139,$BC140)))","v":42.10699588477366}]
[75,"200x200",0.2,0.2,220,4.0000000000000008E-2,176,1000,6.9444444444444429,150,{"$f":"IF(AND($I12<4,$J12<=200),$G146,IF(AND($I12<4,$J12>200),$G147,IF(AND($I12>4,$J12<=200),$G149,$G150)))","v":58.180555555555557},{"$f":"IF(AND($I12<4,$J12<=200),$M146,IF(AND($I12<4,$J12>200),$M147,IF(AND($I12>4,$J12<=200),$M149,$M150)))","v":49.916666666666664},{"$f":"IF(AND($I12<4,$J12<=200),$S146,IF(AND($I12<4,$J12>200),$S147,IF(AND($I12>4,$J12<=200),$S149,$S150)))","v":42.708333333333329},{"$f":"IF(AND($I12<4,$J12<=200),$Y146,IF(AND($I12<4,$J12>200),$Y147,IF(AND($I12>4,$J12<=200),$Y149,$Y150)))","v":35.217592592592595},{"$f":"IF(AND($I12<4,$J12<=200),$AE146,IF(AND($I12<4,$J12>200),$AE147,IF(AND($I12>4,$J12<=200),$AE149,$AE150)))","v":30.99074074074074},{"$f":"IF(AND($I12<4,$J12<=200),$AK146,IF(AND($I12<4,$J12>200),$AK147,IF(AND($I12>4,$J12<=200),$AK149,$AK150)))","v":29.00925925925926},{"$f":"IF(AND($I12<4,$J12<=200),$AQ146,IF(AND($I12<4,$J12>200),$AQ147,IF(AND($I12>4,$J12<=200),$AQ149,$AQ150)))","v":23.24537037037037},{"$f":"IF(AND($I12<4,$J12<=200),$AW146,IF(AND($I12<4,$J12>200),$AW147,IF(AND($I12>4,$J12<=200),$AW149,$AW150)))","v":18.208333333333332},{"$f":"IF(AND($I12<4,$J12<=200),$BC146,IF(AND($I12<4,$J12>200),$BC147,IF(AND($I12>4,$J12<=200),$BC149,$BC150)))","v":40.699074074074076}]
[75,"300x200",0.3,0.2,220,0.06,220,1000,4.6296296296296298,150,{"$f":"IF(AND($I13<4,$J13<=200),$G156,IF(AND($I13<4,$J13>200),$G157,IF(AND($I13>4,$J13<=200),$G159,$G160)))","v":56.287037037037038},{"$f":"IF(AND($I13<4,$J13<=200),$M156,IF(AND($I13<4,$J13>200),$M157,IF(AND($I13>4,$J13<=200),$M159,$M160)))","v":47.444444444444443},{"$f":"IF(AND($I13<4,$J13<=200),$S156,IF(AND($I13<4,$J13>200),$S157,IF(AND($I13>4,$J13<=200),$S159,$S160)))","v":41.972222222222221},{"$f":"IF(AND($I13<4,$J13<=200),$Y156,IF(AND($I13<4,$J13>200),$Y157,IF(AND($I13>4,$J13<=200),$Y159,$Y160)))","v":34.867283950617285},{"$f":"IF(AND($I13<4,$J13<=200),$AE156,IF(AND($I13<4,$J13>200),$AE157,IF(AND($I13>4,$J13<=200),$AE159,$AE160)))","v":31.604938271604937},{"$f":"IF(AND($I13<4,$J13<=200),$AK156,IF(AND($I13<4,$J13>200),$AK157,IF(AND($I13>4,$J13<=200),$AK159,$AK160)))","v":30.395061728395063},{"$f":"IF(AND($I13<4,$J13<=200),$AQ156,IF(AND($I13<4,$J13>200),$AQ157,IF(AND($I13>4,$J13<=200),$AQ159,$AQ160)))","v":24.052469135802468},{"$f":"IF(AND($I13<4,$J13<=200),$AW156,IF(AND($I13<4,$J13>200),$AW157,IF(AND($I13>4,$J13<=200),$AW159,$AW160)))","v":17.472222222222221},{"$f":"IF(AND($I13<4,$J13<=200),$BC156,IF(AND($I13<4,$J13>200),$BC157,IF(AND($I13>4,$J13<=200),$BC159,$BC160)))","v":39.577160493827158}]
[75,"400x200",0.4,0.2,220,8.0000000000000016E-2,264,1000,3.4722222222222214,150,{"$f":"IF(AND($I14<4,$J14<=200),$G166,IF(AND($I14<4,$J14>200),$G167,IF(AND($I14>4,$J14<=200),$G169,$G170)))","v":54.300925925925924},{"$f":"IF(AND($I14<4,$J14<=200),$M166,IF(AND($I14<4,$J14>200),$M167,IF(AND($I14>4,$J14<=200),$M169,$M170)))","v":46.356481481481481},{"$f":"IF(AND($I14<4,$J14<=200),$S166,IF(AND($I14<4,$J14>200),$S167,IF(AND($I14>4,$J14<=200),$S169,$S170)))","v":42.060185185185183},{"$f":"IF(AND($I14<4,$J14<=200),$Y166,IF(AND($I14<4,$J14>200),$Y167,IF(AND($I14>4,$J14<=200),$Y169,$Y170)))","v":34.620370370370367},{"$f":"IF(AND($I14<4,$J14<=200),$AE166,IF(AND($I14<4,$J14>200),$AE167,IF(AND($I14>4,$J14<=200),$AE169,$AE170)))","v":32.060185185185183},{"$f":"IF(AND($I14<4,$J14<=200),$AK166,IF(AND($I14<4,$J14>200),$AK167,IF(AND($I14>4,$J14<=200),$AK169,$AK170)))","v":31.763888888888889},{"$f":"IF(AND($I14<4,$J14<=200),$AQ166,IF(AND($I14<4,$J14>200),$AQ167,IF(AND($I14>4,$J14<=200),$AQ169,$AQ170)))","v":23.592592592592592},{"$f":"IF(AND($I14<4,$J14<=200),$AW166,IF(AND($I14<4,$J14>200),$AW167,IF(AND($I14>4,$J14<=200),$AW169,$AW170)))","v":17.208333333333332},{"$f":"IF(AND($I14<4,$J14<=200),$BC166,IF(AND($I14<4,$J14>200),$BC167,IF(AND($I14>4,$J14<=200),$BC169,$BC170)))","v":39.736111111111114}]
[75,"500x200",0.5,0.2,220,0.1,308,1000,2.7777777777777777,150,{"$f":"IF(AND($I15<4,$J15<=200),$G176,IF(AND($I15<4,$J15>200),$G177,IF(AND($I15>4,$J15<=200),$G179,$G180)))","v":52.407407407407405},{"$f":"IF(AND($I15<4,$J15<=200),$M176,IF(AND($I15<4,$J15>200),$M177,IF(AND($I15>4,$J15<=200),$M179,$M180)))","v":45.851851851851855},{"$f":"IF(AND($I15<4,$J15<=200),$S176,IF(AND($I15<4,$J15>200),$S177,IF(AND($I15>4,$J15<=200),$S179,$S180)))","v":42.481481481481481},{"$f":"IF(AND($I15<4,$J15<=200),$Y176,IF(AND($I15<4,$J15>200),$Y177,IF(AND($I15>4,$J15<=200),$Y179,$Y180)))","v":34.462962962962962},{"$f":"IF(AND($I15<4,$J15<=200),$AE176,IF(AND($I15<4,$J15>200),$AE177,IF(AND($I15>4,$J15<=200),$AE179,$AE180)))","v":32.481481481481481},{"$f":"IF(AND($I15<4,$J15<=200),$AK176,IF(AND($I15<4,$J15>200),$AK177,IF(AND($I15>4,$J15<=200),$AK179,$AK180)))","v":33.111111111111114},{"$f":"IF(AND($I15<4,$J15<=200),$AQ176,IF(AND($I15<4,$J15>200),$AQ177,IF(AND($I15>4,$J15<=200),$AQ179,$AQ180)))","v":22.74074074074074},{"$f":"IF(AND($I15<4,$J15<=200),$AW176,IF(AND($I15<4,$J15>200),$AW177,IF(AND($I15>4,$J15<=200),$AW179,$AW180)))","v":17.166666666666668},{"$f":"IF(AND($I15<4,$J15<=200),$BC176,IF(AND($I15<4,$J15>200),$BC177,IF(AND($I15>4,$J15<=200),$BC179,$BC180)))","v":40.388888888888886}]
[75,"600x200",0.6,0.2,220,0.12,352,1000,2.3148148148148149,150,{"$f":"IF(AND($I16<4,$J16<=200),$G186,IF(AND($I16<4,$J16>200),$G187,IF(AND($I16>4,$J16<=200),$G189,$G190)))","v":51.478395061728392},{"$f":"IF(AND($I16<4,$J16<=200),$M186,IF(AND($I16<4,$J16>200),$M187,IF(AND($I16>4,$J16<=200),$M189,$M190)))","v":45.848765432098766},{"$f":"IF(AND($I16<4,$J16<=200),$S186,IF(AND($I16<4,$J16>200),$S187,IF(AND($I16>4,$J16<=200),$S189,$S190)))","v":43.095679012345677},{"$f":"IF(AND($I16<4,$J16<=200),$Y186,IF(AND($I16<4,$J16>200),$Y187,IF(AND($I16>4,$J16<=200),$Y189,$Y190)))","v":34.691358024691361},{"$f":"IF(AND($I16<4,$J16<=200),$AE186,IF(AND($I16<4,$J16>200),$AE187,IF(AND($I16>4,$J16<=200),$AE189,$AE190)))","v":33.095679012345677},{"$f":"IF(AND($I16<4,$J16<=200),$AK186,IF(AND($I16<4,$J16>200),$AK187,IF(AND($I16>4,$J16<=200),$AK189,$AK190)))","v":34.342592592592595},{"$f":"IF(AND($I16<4,$J16<=200),$AQ186,IF(AND($I16<4,$J16>200),$AQ187,IF(AND($I16>4,$J16<=200),$AQ189,$AQ190)))","v":22.506172839506174},{"$f":"IF(AND($I16<4,$J16<=200),$AW186,IF(AND($I16<4,$J16>200),$AW187,IF(AND($I16>4,$J16<=200),$AW189,$AW190)))","v":17.472222222222221},{"$f":"IF(AND($I16<4,$J16<=200),$BC186,IF(AND($I16<4,$J16>200),$BC187,IF(AND($I16>4,$J16<=200),$BC189,$BC190)))","v":41.157407407407405}]
[75,"800x200",0.8,0.2,220,0.16000000000000003,440,1000,1.7361111111111107,150,{"$f":"IF(AND($I17<4,$J17<=200),$G196,IF(AND($I17<4,$J17>200),$G197,IF(AND($I17>4,$J17<=200),$G199,$G200)))","v":50.067129629629626},{"$f":"IF(AND($I17<4,$J17<=200),$M196,IF(AND($I17<4,$J17>200),$M197,IF(AND($I17>4,$J17<=200),$M199,$M200)))","v":45.594907407407405},{"$f":"IF(AND($I17<4,$J17<=200),$S196,IF(AND($I17<4,$J17>200),$S197,IF(AND($I17>4,$J17<=200),$S199,$S200)))","v":43.613425925925924},{"$f":"IF(AND($I17<4,$J17<=200),$Y196,IF(AND($I17<4,$J17>200),$Y197,IF(AND($I17>4,$J17<=200),$Y199,$Y200)))","v":34.726851851851848},{"$f":"IF(AND($I17<4,$J17<=200),$AE196,IF(AND($I17<4,$J17>200),$AE197,IF(AND($I17>4,$J17<=200),$AE199,$AE200)))","v":33.613425925925924},{"$f":"IF(AND($I17<4,$J17<=200),$AK196,IF(AND($I17<4,$J17>200),$AK197,IF(AND($I17>4,$J17<=200),$AK199,$AK200)))","v":35.631944444444443},{"$f":"IF(AND($I17<4,$J17<=200),$AQ196,IF(AND($I17<4,$J17>200),$AQ197,IF(AND($I17>4,$J17<=200),$AQ199,$AQ200)))","v":21.962962962962962},{"$f":"IF(AND($I17<4,$J17<=200),$AW196,IF(AND($I17<4,$J17>200),$AW197,IF(AND($I17>4,$J17<=200),$AW199,$AW200)))","v":17.604166666666664},{"$f":"IF(AND($I17<4,$J17<=200),$BC196,IF(AND($I17<4,$J17>200),$BC197,IF(AND($I17>4,$J17<=200),$BC199,$BC200)))","v":41.868055555555557}]
[75,"300x250",0.3,0.25,270,7.4999999999999997E-2,297,1000,3.7037037037037037,150,{"$f":"IF(AND($I18<4,$J18<=200),$G206,IF(AND($I18<4,$J18>200),$G207,IF(AND($I18>4,$J18<=200),$G209,$G210)))","v":53.413580246913583},{"$f":"IF(AND($I18<4,$J18<=200),$M206,IF(AND($I18<4,$J18>200),$M207,IF(AND($I18>4,$J18<=200),$M209,$M210)))","v":46.75925925925926},{"$f":"IF(AND($I18<4,$J18<=200),$S206,IF(AND($I18<4,$J18>200),$S207,IF(AND($I18>4,$J18<=200),$S209,$S210)))","v":42.604938271604937},{"$f":"IF(AND($I18<4,$J18<=200),$Y206,IF(AND($I18<4,$J18>200),$Y207,IF(AND($I18>4,$J18<=200),$Y209,$Y210)))","v":35.456790123456791},{"$f":"IF(AND($I18<4,$J18<=200),$AE206,IF(AND($I18<4,$J18>200),$AE207,IF(AND($I18>4,$J18<=200),$AE209,$AE210)))","v":32.802469135802468},{"$f":"IF(AND($I18<4,$J18<=200),$AK206,IF(AND($I18<4,$J18>200),$AK207,IF(AND($I18>4,$J18<=200),$AK209,$AK210)))","v":30.648148148148149},{"$f":"IF(AND($I18<4,$J18<=200),$AQ206,IF(AND($I18<4,$J18>200),$AQ207,IF(AND($I18>4,$J18<=200),$AQ209,$AQ210)))","v":23.25925925925926},{"$f":"IF(AND($I18<4,$J18<=200),$AW206,IF(AND($I18<4,$J18>200),$AW207,IF(AND($I18>4,$J18<=200),$AW209,$AW210)))","v":18.456790123456791},{"$f":"IF(AND($I18<4,$J18<=200),$BC206,IF(AND($I18<4,$J18>200),$BC207,IF(AND($I18>4,$J18<=200),$BC209,$BC210)))","v":39.753086419753089}]
[75,"400x250",0.4,0.25,270,0.1,351,1000,2.7777777777777777,150,{"$f":"IF(AND($I19<4,$J19<=200),$G216,IF(AND($I19<4,$J19>200),$G217,IF(AND($I19>4,$J19<=200),$G219,$G220)))","v":51.018518518518519},{"$f":"IF(AND($I19<4,$J19<=200),$M216,IF(AND($I19<4,$J19>200),$M217,IF(AND($I19>4,$J19<=200),$M219,$M220)))","v":45.444444444444443},{"$f":"IF(AND($I19<4,$J19<=200),$S216,IF(AND($I19<4,$J19>200),$S217,IF(AND($I19>4,$J19<=200),$S219,$S220)))","v":42.370370370370367},{"$f":"IF(AND($I19<4,$J19<=200),$Y216,IF(AND($I19<4,$J19>200),$Y217,IF(AND($I19>4,$J19<=200),$Y219,$Y220)))","v":34.75925925925926},{"$f":"IF(AND($I19<4,$J19<=200),$AE216,IF(AND($I19<4,$J19>200),$AE217,IF(AND($I19>4,$J19<=200),$AE219,$AE220)))","v":33.185185185185183},{"$f":"IF(AND($I19<4,$J19<=200),$AK216,IF(AND($I19<4,$J19>200),$AK217,IF(AND($I19>4,$J19<=200),$AK219,$AK220)))","v":32.111111111111114},{"$f":"IF(AND($I19<4,$J19<=200),$AQ216,IF(AND($I19<4,$J19>200),$AQ217,IF(AND($I19>4,$J19<=200),$AQ219,$AQ220)))","v":21.944444444444443},{"$f":"IF(AND($I19<4,$J19<=200),$AW216,IF(AND($I19<4,$J19>200),$AW217,IF(AND($I19>4,$J19<=200),$AW219,$AW220)))","v":17.75925925925926},{"$f":"IF(AND($I19<4,$J19<=200),$BC216,IF(AND($I19<4,$J19>200),$BC217,IF(AND($I19>4,$J19<=200),$BC219,$BC220)))","v":39.981481481481481}]
[75,"500x250",0.5,0.25,270,0.125,405,1000,2.2222222222222223,150,{"$f":"IF(AND($I20<4,$J20<=200),$G226,IF(AND($I20<4,$J20>200),$G227,IF(AND($I20>4,$J20<=200),$G229,$G230)))","v":49.981481481481481},{"$f":"IF(AND($I20<4,$J20<=200),$M226,IF(AND($I20<4,$J20>200),$M227,IF(AND($I20>4,$J20<=200),$M229,$M230)))","v":45.055555555555557},{"$f":"IF(AND($I20<4,$J20<=200),$S226,IF(AND($I20<4,$J20>200),$S227,IF(AND($I20>4,$J20<=200),$S229,$S230)))","v":42.629629629629633},{"$f":"IF(AND($I20<4,$J20<=200),$Y226,IF(AND($I20<4,$J20>200),$Y227,IF(AND($I20>4,$J20<=200),$Y229,$Y230)))","v":34.74074074074074},{"$f":"IF(AND($I20<4,$J20<=200),$AE226,IF(AND($I20<4,$J20>200),$AE227,IF(AND($I20>4,$J20<=200),$AE229,$AE230)))","v":33.814814814814817},{"$f":"IF(AND($I20<4,$J20<=200),$AK226,IF(AND($I20<4,$J20>200),$AK227,IF(AND($I20>4,$J20<=200),$AK229,$AK230)))","v":33.388888888888886},{"$f":"IF(AND($I20<4,$J20<=200),$AQ226,IF(AND($I20<4,$J20>200),$AQ227,IF(AND($I20>4,$J20<=200),$AQ229,$AQ230)))","v":21.555555555555557},{"$f":"IF(AND($I20<4,$J20<=200),$AW226,IF(AND($I20<4,$J20>200),$AW227,IF(AND($I20>4,$J20<=200),$AW229,$AW230)))","v":17.74074074074074},{"$f":"IF(AND($I20<4,$J20<=200),$BC226,IF(AND($I20<4,$J20>200),$BC227,IF(AND($I20>4,$J20<=200),$BC229,$BC230)))","v":40.518518518518519}]
[75,"600x250",0.6,0.25,270,0.15,459,1000,1.8518518518518519,150,{"$f":"IF(AND($I21<4,$J21<=200),$G236,IF(AND($I21<4,$J21>200),$G237,IF(AND($I21>4,$J21<=200),$G239,$G240)))","v":49.623456790123456},{"$f":"IF(AND($I21<4,$J21<=200),$M236,IF(AND($I21<4,$J21>200),$M237,IF(AND($I21>4,$J21<=200),$M239,$M240)))","v":45.129629629629626},{"$f":"IF(AND($I21<4,$J21<=200),$S236,IF(AND($I21<4,$J21>200),$S237,IF(AND($I21>4,$J21<=200),$S239,$S240)))","v":43.135802469135804},{"$f":"IF(AND($I21<4,$J21<=200),$Y236,IF(AND($I21<4,$J21>200),$Y237,IF(AND($I21>4,$J21<=200),$Y239,$Y240)))","v":35.061728395061728},{"$f":"IF(AND($I21<4,$J21<=200),$AE236,IF(AND($I21<4,$J21>200),$AE237,IF(AND($I21>4,$J21<=200),$AE239,$AE240)))","v":34.567901234567898},{"$f":"IF(AND($I21<4,$J21<=200),$AK236,IF(AND($I21<4,$J21>200),$AK237,IF(AND($I21>4,$J21<=200),$AK239,$AK240)))","v":34.574074074074076},{"$f":"IF(AND($I21<4,$J21<=200),$AQ236,IF(AND($I21<4,$J21>200),$AQ237,IF(AND($I21>4,$J21<=200),$AQ239,$AQ240)))","v":21.62962962962963},{"$f":"IF(AND($I21<4,$J21<=200),$AW236,IF(AND($I21<4,$J21>200),$AW237,IF(AND($I21>4,$J21<=200),$AW239,$AW240)))","v":18.061728395061728},{"$f":"IF(AND($I21<4,$J21<=200),$BC236,IF(AND($I21<4,$J21>200),$BC237,IF(AND($I21>4,$J21<=200),$BC239,$BC240)))","v":41.209876543209873}]
[75,"800x250",0.8,0.25,270,0.2,567,1000,1.3888888888888888,150,{"$f":"IF(AND($I22<4,$J22<=200),$G246,IF(AND($I22<4,$J22>200),$G247,IF(AND($I22>4,$J22<=200),$G249,$G250)))","v":48.925925925925924},{"$f":"IF(AND($I22<4,$J22<=200),$M246,IF(AND($I22<4,$J22>200),$M247,IF(AND($I22>4,$J22<=200),$M249,$M250)))","v":44.972222222222221},{"$f":"IF(AND($I22<4,$J22<=200),$S246,IF(AND($I22<4,$J22>200),$S247,IF(AND($I22>4,$J22<=200),$S249,$S250)))","v":43.518518518518519},{"$f":"IF(AND($I22<4,$J22<=200),$Y246,IF(AND($I22<4,$J22>200),$Y247,IF(AND($I22>4,$J22<=200),$Y249,$Y250)))","v":35.212962962962962},{"$f":"IF(AND($I22<4,$J22<=200),$AE246,IF(AND($I22<4,$J22>200),$AE247,IF(AND($I22>4,$J22<=200),$AE249,$AE250)))","v":35.25925925925926},{"$f":"IF(AND($I22<4,$J22<=200),$AK246,IF(AND($I22<4,$J22>200),$AK247,IF(AND($I22>4,$J22<=200),$AK249,$AK250)))","v":35.805555555555557},{"$f":"IF(AND($I22<4,$J22<=200),$AQ246,IF(AND($I22<4,$J22>200),$AQ247,IF(AND($I22>4,$J22<=200),$AQ249,$AQ250)))","v":21.472222222222221},{"$f":"IF(AND($I22<4,$J22<=200),$AW246,IF(AND($I22<4,$J22>200),$AW247,IF(AND($I22>4,$J22<=200),$AW249,$AW250)))","v":18.212962962962962},{"$f":"IF(AND($I22<4,$J22<=200),$BC246,IF(AND($I22<4,$J22>200),$BC247,IF(AND($I22>4,$J22<=200),$BC249,$BC250)))","v":41.824074074074076}]
[75,"1000x250",{"$f":"(MID(B23,1,4)/1000)-0","v":1},{"$f":"(MID(B23,6,3)/1000)-0","v":0.25},270,0.25,675,1000,1.1111111111111112,150,{"$f":"IF(AND($I23<4,$J23<=200),$G256,IF(AND($I23<4,$J23>200),$G257,IF(AND($I23>4,$J23<=200),$G259,$G260)))","v":48.907407407407405},{"$f":"IF(AND($I23<4,$J23<=200),$M256,IF(AND($I23<4,$J23>200),$M257,IF(AND($I23>4,$J23<=200),$M259,$M260)))","v":45.277777777777779},{"$f":"IF(AND($I23<4,$J23<=200),$S256,IF(AND($I23<4,$J23>200),$S257,IF(AND($I23>4,$J23<=200),$S259,$S260)))","v":44.148148148148145},{"$f":"IF(AND($I23<4,$J23<=200),$Y256,IF(AND($I23<4,$J23>200),$Y257,IF(AND($I23>4,$J23<=200),$Y259,$Y260)))","v":35.703703703703702},{"$f":"IF(AND($I23<4,$J23<=200),$AE256,IF(AND($I23<4,$J23>200),$AE257,IF(AND($I23>4,$J23<=200),$AE259,$AE260)))","v":36.074074074074076},{"$f":"IF(AND($I23<4,$J23<=200),$AK256,IF(AND($I23<4,$J23>200),$AK257,IF(AND($I23>4,$J23<=200),$AK259,$AK260)))","v":36.944444444444443},{"$f":"IF(AND($I23<4,$J23<=200),$AQ256,IF(AND($I23<4,$J23>200),$AQ257,IF(AND($I23>4,$J23<=200),$AQ259,$AQ260)))","v":21.777777777777779},{"$f":"IF(AND($I23<4,$J23<=200),$AW256,IF(AND($I23<4,$J23>200),$AW257,IF(AND($I23>4,$J23<=200),$AW259,$AW260)))","v":18.703703703703702},{"$f":"IF(AND($I23<4,$J23<=200),$BC256,IF(AND($I23<4,$J23>200),$BC257,IF(AND($I23>4,$J23<=200),$BC259,$BC260)))","v":42.592592592592595}]
[75,"300x300",{"$f":"(MID(B24,1,3)/1000)-0","v":0.3},{"$f":"(MID(B24,5,3)/1000)-0","v":0.3},320,0.09,384,1000,3.0864197530864197,150,{"$f":"IF(AND($I24<4,$J24<=200),$G266,IF(AND($I24<4,$J24>200),$G267,IF(AND($I24>4,$J24<=200),$G269,$G270)))","v":50.454732510288068},{"$f":"IF(AND($I24<4,$J24<=200),$M266,IF(AND($I24<4,$J24>200),$M267,IF(AND($I24>4,$J24<=200),$M269,$M270)))","v":45.368312757201643},{"$f":"IF(AND($I24<4,$J24<=200),$S266,IF(AND($I24<4,$J24>200),$S267,IF(AND($I24>4,$J24<=200),$S269,$S270)))","v":42.281893004115226},{"$f":"IF(AND($I24<4,$J24<=200),$Y266,IF(AND($I24<4,$J24>200),$Y267,IF(AND($I24>4,$J24<=200),$Y269,$Y270)))","v":36.020576131687243},{"$f":"IF(AND($I24<4,$J24<=200),$AE266,IF(AND($I24<4,$J24>200),$AE267,IF(AND($I24>4,$J24<=200),$AE269,$AE270)))","v":34.043209876543209},{"$f":"IF(AND($I24<4,$J24<=200),$AK266,IF(AND($I24<4,$J24>200),$AK267,IF(AND($I24>4,$J24<=200),$AK269,$AK270)))","v":31.304526748971192},{"$f":"IF(AND($I24<4,$J24<=200),$AQ266,IF(AND($I24<4,$J24>200),$AQ267,IF(AND($I24>4,$J24<=200),$AQ269,$AQ270)))","v":21.520576131687243},{"$f":"IF(AND($I24<4,$J24<=200),$AW266,IF(AND($I24<4,$J24>200),$AW267,IF(AND($I24>4,$J24<=200),$AW269,$AW270)))","v":18.716049382716051},{"$f":"IF(AND($I24<4,$J24<=200),$BC266,IF(AND($I24<4,$J24>200),$BC267,IF(AND($I24>4,$J24<=200),$BC269,$BC270)))","v":40.238683127572017}]
[75,"400x300",{"$f":"(MID(B25,1,3)/1000)-0","v":0.4},{"$f":"(MID(B25,5,3)/1000)-0","v":0.3},320,0.12,448,1000,2.3148148148148149,150,{"$f":"IF(AND($I25<4,$J25<=200),$G276,IF(AND($I25<4,$J25>200),$G277,IF(AND($I25>4,$J25<=200),$G279,$G280)))","v":48.882716049382715},{"$f":"IF(AND($I25<4,$J25<=200),$M276,IF(AND($I25<4,$J25>200),$M277,IF(AND($I25>4,$J25<=200),$M279,$M280)))","v":44.567901234567898},{"$f":"IF(AND($I25<4,$J25<=200),$S276,IF(AND($I25<4,$J25>200),$S277,IF(AND($I25>4,$J25<=200),$S279,$S280)))","v":42.253086419753089},{"$f":"IF(AND($I25<4,$J25<=200),$Y276,IF(AND($I25<4,$J25>200),$Y277,IF(AND($I25>4,$J25<=200),$Y279,$Y280)))","v":35.348765432098766},{"$f":"IF(AND($I25<4,$J25<=200),$AE276,IF(AND($I25<4,$J25>200),$AE277,IF(AND($I25>4,$J25<=200),$AE279,$AE280)))","v":34.657407407407405},{"$f":"IF(AND($I25<4,$J25<=200),$AK276,IF(AND($I25<4,$J25>200),$AK277,IF(AND($I25>4,$J25<=200),$AK279,$AK280)))","v":32.561728395061728},{"$f":"IF(AND($I25<4,$J25<=200),$AQ276,IF(AND($I25<4,$J25>200),$AQ277,IF(AND($I25>4,$J25<=200),$AQ279,$AQ280)))","v":20.848765432098766},{"$f":"IF(AND($I25<4,$J25<=200),$AW276,IF(AND($I25<4,$J25>200),$AW277,IF(AND($I25>4,$J25<=200),$AW279,$AW280)))","v":17.787037037037038},{"$f":"IF(AND($I25<4,$J25<=200),$BC276,IF(AND($I25<4,$J25>200),$BC277,IF(AND($I25>4,$J25<=200),$BC279,$BC280)))","v":40.595679012345677}]
[75,"500x300",{"$f":"(MID(B26,1,3)/1000)-0","v":0.5},{"$f":"(MID(B26,5,3)/1000)-0","v":0.3},320,0.15,512,1000,1.8518518518518519,150,{"$f":"IF(AND($I26<4,$J26<=200),$G286,IF(AND($I26<4,$J26>200),$G287,IF(AND($I26>4,$J26<=200),$G289,$G290)))","v":48.339506172839506},{"$f":"IF(AND($I26<4,$J26<=200),$M286,IF(AND($I26<4,$J26>200),$M287,IF(AND($I26>4,$J26<=200),$M289,$M290)))","v":44.487654320987652},{"$f":"IF(AND($I26<4,$J26<=200),$S286,IF(AND($I26<4,$J26>200),$S287,IF(AND($I26>4,$J26<=200),$S289,$S290)))","v":42.635802469135804},{"$f":"IF(AND($I26<4,$J26<=200),$Y286,IF(AND($I26<4,$J26>200),$Y287,IF(AND($I26>4,$J26<=200),$Y289,$Y290)))","v":35.345679012345677},{"$f":"IF(AND($I26<4,$J26<=200),$AE286,IF(AND($I26<4,$J26>200),$AE287,IF(AND($I26>4,$J26<=200),$AE289,$AE290)))","v":35.425925925925924},{"$f":"IF(AND($I26<4,$J26<=200),$AK286,IF(AND($I26<4,$J26>200),$AK287,IF(AND($I26>4,$J26<=200),$AK289,$AK290)))","v":33.716049382716051},{"$f":"IF(AND($I26<4,$J26<=200),$AQ286,IF(AND($I26<4,$J26>200),$AQ287,IF(AND($I26>4,$J26<=200),$AQ289,$AQ290)))","v":20.845679012345681},{"$f":"IF(AND($I26<4,$J26<=200),$AW286,IF(AND($I26<4,$J26>200),$AW287,IF(AND($I26>4,$J26<=200),$AW289,$AW290)))","v":17.62962962962963},{"$f":"IF(AND($I26<4,$J26<=200),$BC286,IF(AND($I26<4,$J26>200),$BC287,IF(AND($I26>4,$J26<=200),$BC289,$BC290)))","v":41.209876543209873}]
[75,"600x300",{"$f":"(MID(B27,1,3)/1000)-0","v":0.6},{"$f":"(MID(B27,5,3)/1000)-0","v":0.3},320,0.18,576,1000,1.5432098765432098,150,{"$f":"IF(AND($I27<4,$J27<=200),$G296,IF(AND($I27<4,$J27>200),$G297,IF(AND($I27>4,$J27<=200),$G299,$G300)))","v":48.310699588477362},{"$f":"IF(AND($I27<4,$J27<=200),$M296,IF(AND($I27<4,$J27>200),$M297,IF(AND($I27>4,$J27<=200),$M299,$M300)))","v":44.767489711934154},{"$f":"IF(AND($I27<4,$J27<=200),$S296,IF(AND($I27<4,$J27>200),$S297,IF(AND($I27>4,$J27<=200),$S299,$S300)))","v":43.224279835390945},{"$f":"IF(AND($I27<4,$J27<=200),$Y296,IF(AND($I27<4,$J27>200),$Y297,IF(AND($I27>4,$J27<=200),$Y299,$Y300)))","v":35.676954732510289},{"$f":"IF(AND($I27<4,$J27<=200),$AE296,IF(AND($I27<4,$J27>200),$AE297,IF(AND($I27>4,$J27<=200),$AE299,$AE300)))","v":36.271604938271608},{"$f":"IF(AND($I27<4,$J27<=200),$AK296,IF(AND($I27<4,$J27>200),$AK297,IF(AND($I27>4,$J27<=200),$AK299,$AK300)))","v":34.818930041152264},{"$f":"IF(AND($I27<4,$J27<=200),$AQ296,IF(AND($I27<4,$J27>200),$AQ297,IF(AND($I27>4,$J27<=200),$AQ299,$AQ300)))","v":21.176954732510289},{"$f":"IF(AND($I27<4,$J27<=200),$AW296,IF(AND($I27<4,$J27>200),$AW297,IF(AND($I27>4,$J27<=200),$AW299,$AW300)))","v":17.858024691358025},{"$f":"IF(AND($I27<4,$J27<=200),$BC296,IF(AND($I27<4,$J27>200),$BC297,IF(AND($I27>4,$J27<=200),$BC299,$BC300)))","v":41.952674897119344}]
[75,"800x300",{"$f":"(MID(B28,1,3)/1000)-0","v":0.8},{"$f":"(MID(B28,5,3)/1000)-0","v":0.3},320,0.24,704,1000,1.1574074074074074,150,{"$f":"IF(AND($I28<4,$J28<=200),$G306,IF(AND($I28<4,$J28>200),$G307,IF(AND($I28>4,$J28<=200),$G309,$G310)))","v":48.02469135802469},{"$f":"IF(AND($I28<4,$J28<=200),$M306,IF(AND($I28<4,$J28>200),$M307,IF(AND($I28>4,$J28<=200),$M309,$M310)))","v":44.867283950617285},{"$f":"IF(AND($I28<4,$J28<=200),$S306,IF(AND($I28<4,$J28>200),$S307,IF(AND($I28>4,$J28<=200),$S309,$S310)))","v":43.709876543209873},{"$f":"IF(AND($I28<4,$J28<=200),$Y306,IF(AND($I28<4,$J28>200),$Y307,IF(AND($I28>4,$J28<=200),$Y309,$Y310)))","v":35.841049382716051},{"$f":"IF(AND($I28<4,$J28<=200),$AE306,IF(AND($I28<4,$J28>200),$AE307,IF(AND($I28>4,$J28<=200),$AE309,$AE310)))","v":37.078703703703702},{"$f":"IF(AND($I28<4,$J28<=200),$AK306,IF(AND($I28<4,$J28>200),$AK307,IF(AND($I28>4,$J28<=200),$AK309,$AK310)))","v":35.947530864197532},{"$f":"IF(AND($I28<4,$J28<=200),$AQ306,IF(AND($I28<4,$J28>200),$AQ307,IF(AND($I28>4,$J28<=200),$AQ309,$AQ310)))","v":21.341049382716051},{"$f":"IF(AND($I28<4,$J28<=200),$AW306,IF(AND($I28<4,$J28>200),$AW307,IF(AND($I28>4,$J28<=200),$AW309,$AW310)))","v":17.893518518518519},{"$f":"IF(AND($I28<4,$J28<=200),$BC306,IF(AND($I28<4,$J28>200),$BC307,IF(AND($I28>4,$J28<=200),$BC309,$BC310)))","v":42.631172839506171}]
[75,"1000x300",{"$f":"(MID(B29,1,4)/1000)-0","v":1},{"$f":"(MID(B29,6,3)/1000)-0","v":0.3},320,0.3,832,1000,0.92592592592592593,150,{"$f":"IF(AND($I29<4,$J29<=200),$G316,IF(AND($I29<4,$J29>200),$G317,IF(AND($I29>4,$J29<=200),$G319,$G320)))","v":48.253086419753089},{"$f":"IF(AND($I29<4,$J29<=200),$M316,IF(AND($I29<4,$J29>200),$M317,IF(AND($I29>4,$J29<=200),$M319,$M320)))","v":45.327160493827158},{"$f":"IF(AND($I29<4,$J29<=200),$S316,IF(AND($I29<4,$J29>200),$S317,IF(AND($I29>4,$J29<=200),$S319,$S320)))","v":44.401234567901234},{"$f":"IF(AND($I29<4,$J29<=200),$Y316,IF(AND($I29<4,$J29>200),$Y317,IF(AND($I29>4,$J29<=200),$Y319,$Y320)))","v":36.339506172839506},{"$f":"IF(AND($I29<4,$J29<=200),$AE316,IF(AND($I29<4,$J29>200),$AE317,IF(AND($I29>4,$J29<=200),$AE319,$AE320)))","v":37.962962962962962},{"$f":"IF(AND($I29<4,$J29<=200),$AK316,IF(AND($I29<4,$J29>200),$AK317,IF(AND($I29>4,$J29<=200),$AK319,$AK320)))","v":37.02469135802469},{"$f":"IF(AND($I29<4,$J29<=200),$AQ316,IF(AND($I29<4,$J29>200),$AQ317,IF(AND($I29>4,$J29<=200),$AQ319,$AQ320)))","v":21.839506172839506},{"$f":"IF(AND($I29<4,$J29<=200),$AW316,IF(AND($I29<4,$J29>200),$AW317,IF(AND($I29>4,$J29<=200),$AW319,$AW320)))","v":18.314814814814813},{"$f":"IF(AND($I29<4,$J29<=200),$BC316,IF(AND($I29<4,$J29>200),$BC317,IF(AND($I29>4,$J29<=200),$BC319,$BC320)))","v":43.438271604938272}]
[75,"1200x300",{"$f":"(MID(B30,1,4)/1000)-0","v":1.2},{"$f":"(MID(B30,6,3)/1000)-0","v":0.3},320,0.36,960,1000,0.77160493827160492,150,{"$f":"IF(AND($I30<4,$J30<=200),$G326,IF(AND($I30<4,$J30>200),$G327,IF(AND($I30>4,$J30<=200),$G329,$G330)))","v":48.738683127572017},{"$f":"IF(AND($I30<4,$J30<=200),$M326,IF(AND($I30<4,$J30>200),$M327,IF(AND($I30>4,$J30<=200),$M329,$M330)))","v":45.967078189300409},{"$f":"IF(AND($I30<4,$J30<=200),$S326,IF(AND($I30<4,$J30>200),$S327,IF(AND($I30>4,$J30<=200),$S329,$S330)))","v":45.195473251028808},{"$f":"IF(AND($I30<4,$J30<=200),$Y326,IF(AND($I30<4,$J30>200),$Y327,IF(AND($I30>4,$J30<=200),$Y329,$Y330)))","v":37.005144032921812},{"$f":"IF(AND($I30<4,$J30<=200),$AE326,IF(AND($I30<4,$J30>200),$AE327,IF(AND($I30>4,$J30<=200),$AE329,$AE330)))","v":38.885802469135804},{"$f":"IF(AND($I30<4,$J30<=200),$AK326,IF(AND($I30<4,$J30>200),$AK327,IF(AND($I30>4,$J30<=200),$AK329,$AK330)))","v":38.0761316872428},{"$f":"IF(AND($I30<4,$J30<=200),$AQ326,IF(AND($I30<4,$J30>200),$AQ327,IF(AND($I30>4,$J30<=200),$AQ329,$AQ330)))","v":22.505144032921812},{"$f":"IF(AND($I30<4,$J30<=200),$AW326,IF(AND($I30<4,$J30>200),$AW327,IF(AND($I30>4,$J30<=200),$AW329,$AW330)))","v":18.929012345679013},{"$f":"IF(AND($I30<4,$J30<=200),$BC326,IF(AND($I30<4,$J30>200),$BC327,IF(AND($I30>4,$J30<=200),$BC329,$BC330)))","v":44.309670781893004}]
[75,"400x400",{"$f":"(MID(B31,1,3)/1000)-0","v":0.4},{"$f":"(MID(B31,5,3)/1000)-0","v":0.4},420,0.16000000000000003,672,1000,1.7361111111111107,150,{"$f":"IF(AND($I31<4,$J31<=200),$G336,IF(AND($I31<4,$J31>200),$G337,IF(AND($I31>4,$J31<=200),$G339,$G340)))","v":46.217592592592595},{"$f":"IF(AND($I31<4,$J31<=200),$M336,IF(AND($I31<4,$J31>200),$M337,IF(AND($I31>4,$J31<=200),$M339,$M340)))","v":43.962962962962962},{"$f":"IF(AND($I31<4,$J31<=200),$S336,IF(AND($I31<4,$J31>200),$S337,IF(AND($I31>4,$J31<=200),$S339,$S340)))","v":42.217592592592595},{"$f":"IF(AND($I31<4,$J31<=200),$Y336,IF(AND($I31<4,$J31>200),$Y337,IF(AND($I31>4,$J31<=200),$Y339,$Y340)))","v":36.340277777777779},{"$f":"IF(AND($I31<4,$J31<=200),$AE336,IF(AND($I31<4,$J31>200),$AE337,IF(AND($I31>4,$J31<=200),$AE339,$AE340)))","v":38},{"$f":"IF(AND($I31<4,$J31<=200),$AK336,IF(AND($I31<4,$J31>200),$AK337,IF(AND($I31>4,$J31<=200),$AK339,$AK340)))","v":32.122685185185183},{"$f":"IF(AND($I31<4,$J31<=200),$AQ336,IF(AND($I31<4,$J31>200),$AQ337,IF(AND($I31>4,$J31<=200),$AQ339,$AQ340)))","v":19.726851851851851},{"$f":"IF(AND($I31<4,$J31<=200),$AW336,IF(AND($I31<4,$J31>200),$AW337,IF(AND($I31>4,$J31<=200),$AW339,$AW340)))","v":17.076388888888886},{"$f":"IF(AND($I31<4,$J31<=200),$BC336,IF(AND($I31<4,$J31>200),$BC337,IF(AND($I31>4,$J31<=200),$BC339,$BC340)))","v":41.736111111111114}]
[75,"500x400",{"$f":"(MID(B32,1,3)/1000)-0","v":0.5},{"$f":"(MID(B32,5,3)/1000)-0","v":0.4},420,0.2,756,1000,1.3888888888888888,150,{"$f":"IF(AND($I32<4,$J32<=200),$G346,IF(AND($I32<4,$J32>200),$G347,IF(AND($I32>4,$J32<=200),$G349,$G350)))","v":46.407407407407405},{"$f":"IF(AND($I32<4,$J32<=200),$M346,IF(AND($I32<4,$J32>200),$M347,IF(AND($I32>4,$J32<=200),$M349,$M350)))","v":44.037037037037038},{"$f":"IF(AND($I32<4,$J32<=200),$S346,IF(AND($I32<4,$J32>200),$S347,IF(AND($I32>4,$J32<=200),$S349,$S350)))","v":42.407407407407405},{"$f":"IF(AND($I32<4,$J32<=200),$Y346,IF(AND($I32<4,$J32>200),$Y347,IF(AND($I32>4,$J32<=200),$Y349,$Y350)))","v":36.472222222222221},{"$f":"IF(AND($I32<4,$J32<=200),$AE346,IF(AND($I32<4,$J32>200),$AE347,IF(AND($I32>4,$J32<=200),$AE349,$AE350)))","v":39},{"$f":"IF(AND($I32<4,$J32<=200),$AK346,IF(AND($I32<4,$J32>200),$AK347,IF(AND($I32>4,$J32<=200),$AK349,$AK350)))","v":33.064814814814817},{"$f":"IF(AND($I32<4,$J32<=200),$AQ346,IF(AND($I32<4,$J32>200),$AQ347,IF(AND($I32>4,$J32<=200),$AQ349,$AQ350)))","v":20.148148148148149},{"$f":"IF(AND($I32<4,$J32<=200),$AW346,IF(AND($I32<4,$J32>200),$AW347,IF(AND($I32>4,$J32<=200),$AW349,$AW350)))","v":16.861111111111111},{"$f":"IF(AND($I32<4,$J32<=200),$BC346,IF(AND($I32<4,$J32>200),$BC347,IF(AND($I32>4,$J32<=200),$BC349,$BC350)))","v":42.388888888888886}]
[75,"600x400",{"$f":"(MID(B33,1,3)/1000)-0","v":0.6},{"$f":"(MID(B33,5,3)/1000)-0","v":0.4},420,0.24,840,1000,1.1574074074074074,150,{"$f":"IF(AND($I33<4,$J33<=200),$G356,IF(AND($I33<4,$J33>200),$G357,IF(AND($I33>4,$J33<=200),$G359,$G360)))","v":46.867283950617285},{"$f":"IF(AND($I33<4,$J33<=200),$M356,IF(AND($I33<4,$J33>200),$M357,IF(AND($I33>4,$J33<=200),$M359,$M360)))","v":44.419753086419753},{"$f":"IF(AND($I33<4,$J33<=200),$S356,IF(AND($I33<4,$J33>200),$S357,IF(AND($I33>4,$J33<=200),$S359,$S360)))","v":42.867283950617285},{"$f":"IF(AND($I33<4,$J33<=200),$Y356,IF(AND($I33<4,$J33>200),$Y357,IF(AND($I33>4,$J33<=200),$Y359,$Y360)))","v":36.893518518518519},{"$f":"IF(AND($I33<4,$J33<=200),$AE356,IF(AND($I33<4,$J33>200),$AE357,IF(AND($I33>4,$J33<=200),$AE359,$AE360)))","v":40},{"$f":"IF(AND($I33<4,$J33<=200),$AK356,IF(AND($I33<4,$J33>200),$AK357,IF(AND($I33>4,$J33<=200),$AK359,$AK360)))","v":34.026234567901234},{"$f":"IF(AND($I33<4,$J33<=200),$AQ356,IF(AND($I33<4,$J33>200),$AQ357,IF(AND($I33>4,$J33<=200),$AQ359,$AQ360)))","v":20.762345679012345},{"$f":"IF(AND($I33<4,$J33<=200),$AW356,IF(AND($I33<4,$J33>200),$AW357,IF(AND($I33>4,$J33<=200),$AW359,$AW360)))","v":17.050925925925927},{"$f":"IF(AND($I33<4,$J33<=200),$BC356,IF(AND($I33<4,$J33>200),$BC357,IF(AND($I33>4,$J33<=200),$BC359,$BC360)))","v":43.157407407407405}]
[75,"800x400",{"$f":"(MID(B34,1,3)/1000)-0","v":0.8},{"$f":"(MID(B34,5,3)/1000)-0","v":0.4},420,0.32000000000000006,1008,1000,0.86805555555555536,150,{"$f":"IF(AND($I34<4,$J34<=200),$G366,IF(AND($I34<4,$J34>200),$G367,IF(AND($I34>4,$J34<=200),$G369,$G370)))","v":47.192129629629626},{"$f":"IF(AND($I34<4,$J34<=200),$M366,IF(AND($I34<4,$J34>200),$M367,IF(AND($I34>4,$J34<=200),$M369,$M370)))","v":44.648148148148145},{"$f":"IF(AND($I34<4,$J34<=200),$S366,IF(AND($I34<4,$J34>200),$S367,IF(AND($I34>4,$J34<=200),$S369,$S370)))","v":43.192129629629626},{"$f":"IF(AND($I34<4,$J34<=200),$Y366,IF(AND($I34<4,$J34>200),$Y367,IF(AND($I34>4,$J34<=200),$Y369,$Y370)))","v":37.170138888888886},{"$f":"IF(AND($I34<4,$J34<=200),$AE366,IF(AND($I34<4,$J34>200),$AE367,IF(AND($I34>4,$J34<=200),$AE369,$AE370)))","v":41},{"$f":"IF(AND($I34<4,$J34<=200),$AK366,IF(AND($I34<4,$J34>200),$AK367,IF(AND($I34>4,$J34<=200),$AK369,$AK370)))","v":34.97800925925926},{"$f":"IF(AND($I34<4,$J34<=200),$AQ366,IF(AND($I34<4,$J34>200),$AQ367,IF(AND($I34>4,$J34<=200),$AQ369,$AQ370)))","v":21.280092592592592},{"$f":"IF(AND($I34<4,$J34<=200),$AW366,IF(AND($I34<4,$J34>200),$AW367,IF(AND($I34>4,$J34<=200),$AW369,$AW370)))","v":17.038194444444443},{"$f":"IF(AND($I34<4,$J34<=200),$BC366,IF(AND($I34<4,$J34>200),$BC367,IF(AND($I34>4,$J34<=200),$BC369,$BC370)))","v":43.868055555555557}]
[75,"1000x400",{"$f":"(MID(B35,1,4)/1000)-0","v":1},{"$f":"(MID(B35,6,3)/1000)-0","v":0.4},420,0.4,1176,1000,0.69444444444444442,150,{"$f":"IF(AND($I35<4,$J35<=200),$G376,IF(AND($I35<4,$J35>200),$G377,IF(AND($I35>4,$J35<=200),$G379,$G380)))","v":47.787037037037038},{"$f":"IF(AND($I35<4,$J35<=200),$M376,IF(AND($I35<4,$J35>200),$M377,IF(AND($I35>4,$J35<=200),$M379,$M380)))","v":45.185185185185183},{"$f":"IF(AND($I35<4,$J35<=200),$S376,IF(AND($I35<4,$J35>200),$S377,IF(AND($I35>4,$J35<=200),$S379,$S380)))","v":43.787037037037038},{"$f":"IF(AND($I35<4,$J35<=200),$Y376,IF(AND($I35<4,$J35>200),$Y377,IF(AND($I35>4,$J35<=200),$Y379,$Y380)))","v":37.736111111111114},{"$f":"IF(AND($I35<4,$J35<=200),$AE376,IF(AND($I35<4,$J35>200),$AE377,IF(AND($I35>4,$J35<=200),$AE379,$AE380)))","v":42},{"$f":"IF(AND($I35<4,$J35<=200),$AK376,IF(AND($I35<4,$J35>200),$AK377,IF(AND($I35>4,$J35<=200),$AK379,$AK380)))","v":35.949074074074076},{"$f":"IF(AND($I35<4,$J35<=200),$AQ376,IF(AND($I35<4,$J35>200),$AQ377,IF(AND($I35>4,$J35<=200),$AQ379,$AQ380)))","v":21.99074074074074},{"$f":"IF(AND($I35<4,$J35<=200),$AW376,IF(AND($I35<4,$J35>200),$AW377,IF(AND($I35>4,$J35<=200),$AW379,$AW380)))","v":17.430555555555557},{"$f":"IF(AND($I35<4,$J35<=200),$BC376,IF(AND($I35<4,$J35>200),$BC377,IF(AND($I35>4,$J35<=200),$BC379,$BC380)))","v":44.694444444444443}]
[75,"1200x400",{"$f":"(MID(B36,1,4)/1000)-0","v":1.2},{"$f":"(MID(B36,6,3)/1000)-0","v":0.4},420,0.48,1344,1000,0.57870370370370372,150,{"$f":"IF(AND($I36<4,$J36<=200),$G386,IF(AND($I36<4,$J36>200),$G387,IF(AND($I36>4,$J36<=200),$G389,$G390)))","v":48.516975308641975},{"$f":"IF(AND($I36<4,$J36<=200),$M386,IF(AND($I36<4,$J36>200),$M387,IF(AND($I36>4,$J36<=200),$M389,$M390)))","v":45.876543209876544},{"$f":"IF(AND($I36<4,$J36<=200),$S386,IF(AND($I36<4,$J36>200),$S387,IF(AND($I36>4,$J36<=200),$S389,$S390)))","v":44.516975308641975},{"$f":"IF(AND($I36<4,$J36<=200),$Y386,IF(AND($I36<4,$J36>200),$Y387,IF(AND($I36>4,$J36<=200),$Y389,$Y390)))","v":38.44675925925926},{"$f":"IF(AND($I36<4,$J36<=200),$AE386,IF(AND($I36<4,$J36>200),$AE387,IF(AND($I36>4,$J36<=200),$AE389,$AE390)))","v":43},{"$f":"IF(AND($I36<4,$J36<=200),$AK386,IF(AND($I36<4,$J36>200),$AK387,IF(AND($I36>4,$J36<=200),$AK389,$AK390)))","v":36.929783950617285},{"$f":"IF(AND($I36<4,$J36<=200),$AQ386,IF(AND($I36<4,$J36>200),$AQ387,IF(AND($I36>4,$J36<=200),$AQ389,$AQ390)))","v":22.797839506172838},{"$f":"IF(AND($I36<4,$J36<=200),$AW386,IF(AND($I36<4,$J36>200),$AW387,IF(AND($I36>4,$J36<=200),$AW389,$AW390)))","v":18.025462962962962},{"$f":"IF(AND($I36<4,$J36<=200),$BC386,IF(AND($I36<4,$J36>200),$BC387,IF(AND($I36>4,$J36<=200),$BC389,$BC390)))","v":45.578703703703702}]
[]
[]
[]
[]
[]
[]
[]
[]
[]
[]
[]
[]
["Luftschalldurchstrahlung LW für Oktavmittenfrequenzen"]
[null,null,null,63,null,null,null,null,null,"125 Hz",null,null,null,null,null,"250 Hz",null,null,null,null,null,"500 Hz",null,null,null,null,null,"1000 Hz",null,null,null,null,null,"2000 Hz",null,null,null,null,null,"4000 Hz",null,null,null,null,null,"8000 Hz",null,null,null,null,null," S LWA"]
["BG","v","dp","LW","m","b",null,"v","dp","LW","m","b",null,"v","dp","LW","m","b",null,"v","dp","LW","m","b",null,"v","dp","LW","m","b",null,"v","dp","LW","m","b",null,"v","dp","LW","m","b",null,"v","dp","LW","m","b",null,"v","dp","LW","m","b"]
["200x100",1,100,{"$f":"D62-2","v":31},null,null,null,1,100,{"$f":"J62-2","v":29},null,null,null,1,100,{"$f":"P62-2","v":30},null,null,null,1,100,{"$f":"V62-2","v":23},null,null,null,1,100,{"$f":"AB62-2","v":17},null,null,null,1,100,{"$f":"AH62-2","v":7},null,null,null,1,100,{"$f":"AN62-2","v":3},null,null,null,1,100,{"$f":"AT62-2","v":2},null,null,null,1,100,{"$f":"AZ62-2","v":25}]
[null,1,200,36,{"$f":"INDEX(LINEST(D52:D53,C52:C53,TRUE,FALSE),1)","v":0.05},{"$f":"INDEX(LINEST(D52:D53,C52:C53,TRUE,FALSE),2)","v":26},null,1,200,32,{"$f":"INDEX(LINEST(J52:J53,I52:I53,TRUE,FALSE),1)","v":2.9999999999999995E-2},{"$f":"INDEX(LINEST(J52:J53,I52:I53,TRUE,FALSE),2)","v":26},null,1,200,32,{"$f":"INDEX(LINEST(P52:P53,O52:O53,TRUE,FALSE),1)","v":2.0000000000000004E-2},{"$f":"INDEX(LINEST(P52:P53,O52:O53,TRUE,FALSE),2)","v":28},null,1,200,27,{"$f":"INDEX(LINEST(V52:V53,U52:U53,TRUE,FALSE),1)","v":4.0000000000000008E-2},{"$f":"INDEX(LINEST(V52:V53,U52:U53,TRUE,FALSE),2)","v":19},null,1,200,22,{"$f":"INDEX(LINEST(AB52:AB53,AA52:AA53,TRUE,FALSE),1)","v":0.05},{"$f":"INDEX(LINEST(AB52:AB53,AA52:AA53,TRUE,FALSE),2)","v":12},null,1,200,16,{"$f":"INDEX(LINEST(AH52:AH53,AG52:AG53,TRUE,FALSE),1)","v":0.09},{"$f":"INDEX(LINEST(AH52:AH53,AG52:AG53,TRUE,FALSE),2)","v":-2},null,1,200,11,{"$f":"INDEX(LINEST(AN52:AN53,AM52:AM53,TRUE,FALSE),1)","v":8.0000000000000016E-2},{"$f":"INDEX(LINEST(AN52:AN53,AM52:AM53,TRUE,FALSE),2)","v":-5.0000000000000018},null,1,200,9,{"$f":"INDEX(LINEST(AT52:AT53,AS52:AS53,TRUE,FALSE),1)","v":7.0000000000000021E-2},{"$f":"INDEX(LINEST(AT52:AT53,AS52:AS53,TRUE,FALSE),2)","v":-5.0000000000000036},null,1,200,29,{"$f":"INDEX(LINEST(AZ52:AZ53,AY52:AY53,TRUE,FALSE),1)","v":4.0000000000000008E-2},{"$f":"INDEX(LINEST(AZ52:AZ53,AY52:AY53,TRUE,FALSE),2)","v":21}]
[null,1,500,39,{"$f":"INDEX(LINEST(D53:D54,C53:C54,TRUE,FALSE),1)","v":1.0000000000000004E-2},{"$f":"INDEX(LINEST(D53:D54,C53:C54,TRUE,FALSE),2)","v":34},null,1,500,44,{"$f":"INDEX(LINEST(J53:J54,I53:I54,TRUE,FALSE),1)","v":4.0000000000000015E-2},{"$f":"INDEX(LINEST(J53:J54,I53:I54,TRUE,FALSE),2)","v":23.999999999999993},null,1,500,35,{"$f":"INDEX(LINEST(P53:P54,O53:O54,TRUE,FALSE),1)","v":1.0000000000000004E-2},{"$f":"INDEX(LINEST(P53:P54,O53:O54,TRUE,FALSE),2)","v":30},null,1,500,29,{"$f":"INDEX(LINEST(V53:V54,U53:U54,TRUE,FALSE),1)","v":6.666666666666668E-3},{"$f":"INDEX(LINEST(V53:V54,U53:U54,TRUE,FALSE),2)","v":25.666666666666664},null,1,500,28,{"$f":"INDEX(LINEST(AB53:AB54,AA53:AA54,TRUE,FALSE),1)","v":2.0000000000000007E-2},{"$f":"INDEX(LINEST(AB53:AB54,AA53:AA54,TRUE,FALSE),2)","v":17.999999999999996},null,1,500,24,{"$f":"INDEX(LINEST(AH53:AH54,AG53:AG54,TRUE,FALSE),1)","v":2.6666666666666672E-2},{"$f":"INDEX(LINEST(AH53:AH54,AG53:AG54,TRUE,FALSE),2)","v":10.666666666666664},null,1,500,21,{"$f":"INDEX(LINEST(AN53:AN54,AM53:AM54,TRUE,FALSE),1)","v":3.3333333333333333E-2},{"$f":"INDEX(LINEST(AN53:AN54,AM53:AM54,TRUE,FALSE),2)","v":4.3333333333333339},null,1,500,19,{"$f":"INDEX(LINEST(AT53:AT54,AS53:AS54,TRUE,FALSE),1)","v":3.3333333333333333E-2},{"$f":"INDEX(LINEST(AT53:AT54,AS53:AS54,TRUE,FALSE),2)","v":2.3333333333333339},null,1,500,34,{"$f":"INDEX(LINEST(AZ53:AZ54,AY53:AY54,TRUE,FALSE),1)","v":1.6666666666666666E-2},{"$f":"INDEX(LINEST(AZ53:AZ54,AY53:AY54,TRUE,FALSE),2)","v":25.666666666666668}]
[null,4,100,41,null,null,null,4,100,43,null,null,null,4,100,36,null,null,null,4,100,22,null,null,null,4,100,19,null,null,null,4,100,15,null,null,null,4,100,11,null,null,null,4,100,5,null,null,null,4,100,31]
[null,4,200,42,{"$f":"INDEX(LINEST(D55:D56,C55:C56,TRUE,FALSE),1)","v":1.0000000000000002E-2},{"$f":"INDEX(LINEST(D55:D56,C55:C56,TRUE,FALSE),2)","v":40},{"$f":"((($I$3-1)/3)*((E56*$J$3+F56)-(E53*$J$3+F53)))+(E53*$J$3+F53)","v":67.870370370370352},4,200,43,{"$f":"INDEX(LINEST(J55:J56,I55:I56,TRUE,FALSE),1)","v":0},{"$f":"INDEX(LINEST(J55:J56,I55:I56,TRUE,FALSE),2)","v":43},{"$f":"((($I$3-1)/3)*((K56*$J$3+L56)-(K53*$J$3+L53)))+(K53*$J$3+L53)","v":84.203703703703695},4,200,41,{"$f":"INDEX(LINEST(P55:P56,O55:O56,TRUE,FALSE),1)","v":0.05},{"$f":"INDEX(LINEST(P55:P56,O55:O56,TRUE,FALSE),2)","v":31},{"$f":"((($I$3-1)/3)*((Q56*$J$3+R56)-(Q53*$J$3+R53)))+(Q53*$J$3+R53)","v":63.222222222222214},4,200,29,{"$f":"INDEX(LINEST(V55:V56,U55:U56,TRUE,FALSE),1)","v":7.0000000000000021E-2},{"$f":"INDEX(LINEST(V55:V56,U55:U56,TRUE,FALSE),2)","v":14.999999999999996},{"$f":"((($I$3-1)/3)*((W56*$J$3+X56)-(W53*$J$3+X53)))+(W53*$J$3+X53)","v":27.148148148148149},4,200,26,{"$f":"INDEX(LINEST(AB55:AB56,AA55:AA56,TRUE,FALSE),1)","v":7.0000000000000021E-2},{"$f":"INDEX(LINEST(AB55:AB56,AA55:AA56,TRUE,FALSE),2)","v":11.999999999999996},{"$f":"((($I$3-1)/3)*((AC56*$J$3+AD56)-(AC53*$J$3+AD53)))+(AC53*$J$3+AD53)","v":32.388888888888886},4,200,23,{"$f":"INDEX(LINEST(AH55:AH56,AG55:AG56,TRUE,FALSE),1)","v":8.0000000000000016E-2},{"$f":"INDEX(LINEST(AH55:AH56,AG55:AG56,TRUE,FALSE),2)","v":6.9999999999999982},{"$f":"((($I$3-1)/3)*((AI56*$J$3+AJ56)-(AI53*$J$3+AJ53)))+(AI53*$J$3+AJ53)","v":43.722222222222214},4,200,19,{"$f":"INDEX(LINEST(AN55:AN56,AM55:AM56,TRUE,FALSE),1)","v":8.0000000000000016E-2},{"$f":"INDEX(LINEST(AN55:AN56,AM55:AM56,TRUE,FALSE),2)","v":2.9999999999999982},{"$f":"((($I$3-1)/3)*((AO56*$J$3+AP56)-(AO53*$J$3+AP53)))+(AO53*$J$3+AP53)","v":41.37037037037036},4,200,15,{"$f":"INDEX(LINEST(AT55:AT56,AS55:AS56,TRUE,FALSE),1)","v":0.1},{"$f":"INDEX(LINEST(AT55:AT56,AS55:AS56,TRUE,FALSE),2)","v":-5},{"$f":"((($I$3-1)/3)*((AU56*$J$3+AV56)-(AU53*$J$3+AV53)))+(AU53*$J$3+AV53)","v":24.833333333333329},4,200,35,{"$f":"INDEX(LINEST(AZ55:AZ56,AY55:AY56,TRUE,FALSE),1)","v":4.0000000000000008E-2},{"$f":"INDEX(LINEST(AZ55:AZ56,AY55:AY56,TRUE,FALSE),2)","v":27},{"$f":"((($I$3-1)/3)*((BA56*$J$3+BB56)-(BA53*$J$3+BB53)))+(BA53*$J$3+BB53)","v":52.777777777777771}]
[null,4,500,44,{"$f":"INDEX(LINEST(D56:D57,C56:C57,TRUE,FALSE),1)","v":6.666666666666668E-3},{"$f":"INDEX(LINEST(D56:D57,C56:C57,TRUE,FALSE),2)","v":40.666666666666664},{"$f":"((($I$3-1)/3)*((E57*$J$3+F57)-(E54*$J$3+F54)))+(E54*$J$3+F54)","v":61.993827160493808},4,500,43,{"$f":"INDEX(LINEST(J56:J57,I56:I57,TRUE,FALSE),1)","v":0},{"$f":"INDEX(LINEST(J56:J57,I56:I57,TRUE,FALSE),2)","v":43},{"$f":"((($I$3-1)/3)*((K57*$J$3+L57)-(K54*$J$3+L54)))+(K54*$J$3+L54)","v":85.851851851851848},4,500,43,{"$f":"INDEX(LINEST(P56:P57,O56:O57,TRUE,FALSE),1)","v":6.666666666666668E-3},{"$f":"INDEX(LINEST(P56:P57,O56:O57,TRUE,FALSE),2)","v":39.666666666666664},{"$f":"((($I$3-1)/3)*((Q57*$J$3+R57)-(Q54*$J$3+R54)))+(Q54*$J$3+R54)","v":70.882716049382694},4,500,37,{"$f":"INDEX(LINEST(V56:V57,U56:U57,TRUE,FALSE),1)","v":2.6666666666666672E-2},{"$f":"INDEX(LINEST(V56:V57,U56:U57,TRUE,FALSE),2)","v":23.666666666666664},{"$f":"((($I$3-1)/3)*((W57*$J$3+X57)-(W54*$J$3+X54)))+(W54*$J$3+X54)","v":30.962962962962958},4,500,36,{"$f":"INDEX(LINEST(AB56:AB57,AA56:AA57,TRUE,FALSE),1)","v":3.3333333333333333E-2},{"$f":"INDEX(LINEST(AB56:AB57,AA56:AA57,TRUE,FALSE),2)","v":19.333333333333336},{"$f":"((($I$3-1)/3)*((AC57*$J$3+AD57)-(AC54*$J$3+AD54)))+(AC54*$J$3+AD54)","v":35.320987654321002},4,500,31,{"$f":"INDEX(LINEST(AH56:AH57,AG56:AG57,TRUE,FALSE),1)","v":2.6666666666666672E-2},{"$f":"INDEX(LINEST(AH56:AH57,AG56:AG57,TRUE,FALSE),2)","v":17.666666666666664},{"$f":"((($I$3-1)/3)*((AI57*$J$3+AJ57)-(AI54*$J$3+AJ54)))+(AI54*$J$3+AJ54)","v":44.740740740740733},4,500,29,{"$f":"INDEX(LINEST(AN56:AN57,AM56:AM57,TRUE,FALSE),1)","v":3.3333333333333333E-2},{"$f":"INDEX(LINEST(AN56:AN57,AM56:AM57,TRUE,FALSE),2)","v":12.333333333333334},{"$f":"((($I$3-1)/3)*((AO57*$J$3+AP57)-(AO54*$J$3+AP54)))+(AO54*$J$3+AP54)","v":43.703703703703702},4,500,27,{"$f":"INDEX(LINEST(AT56:AT57,AS56:AS57,TRUE,FALSE),1)","v":4.0000000000000015E-2},{"$f":"INDEX(LINEST(AT56:AT57,AS56:AS57,TRUE,FALSE),2)","v":6.9999999999999947},{"$f":"((($I$3-1)/3)*((AU57*$J$3+AV57)-(AU54*$J$3+AV54)))+(AU54*$J$3+AV54)","v":31.679012345678984},4,500,41,{"$f":"INDEX(LINEST(AZ56:AZ57,AY56:AY57,TRUE,FALSE),1)","v":2.0000000000000007E-2},{"$f":"INDEX(LINEST(AZ56:AZ57,AY56:AY57,TRUE,FALSE),2)","v":30.999999999999996},{"$f":"((($I$3-1)/3)*((BA57*$J$3+BB57)-(BA54*$J$3+BB54)))+(BA54*$J$3+BB54)","v":53.228395061728385}]
[null,10,100,60,null,null,null,10,100,58,null,null,null,10,100,49,null,null,null,10,100,35,null,null,null,10,100,32,null,null,null,10,100,27,null,null,null,10,100,20,null,null,null,10,100,13,null,null,null,10,100,45]
[null,10,200,61,{"$f":"INDEX(LINEST(D58:D59,C58:C59,TRUE,FALSE),1)","v":1.0000000000000002E-2},{"$f":"INDEX(LINEST(D58:D59,C58:C59,TRUE,FALSE),2)","v":59},{"$f":"((($I$3-4)/6)*((E59*$J$3+F59)-(E56*$J$3+F56)))+(E56*$J$3+F56)","v":72.81481481481481},10,200,61,{"$f":"INDEX(LINEST(J58:J59,I58:I59,TRUE,FALSE),1)","v":2.9999999999999995E-2},{"$f":"INDEX(LINEST(J58:J59,I58:I59,TRUE,FALSE),2)","v":55},{"$f":"((($I$3-4)/6)*((K59*$J$3+L59)-(K56*$J$3+L56)))+(K56*$J$3+L56)","v":70.194444444444429},10,200,52,{"$f":"INDEX(LINEST(P58:P59,O58:O59,TRUE,FALSE),1)","v":2.9999999999999995E-2},{"$f":"INDEX(LINEST(P58:P59,O58:O59,TRUE,FALSE),2)","v":46},{"$f":"((($I$3-4)/6)*((Q59*$J$3+R59)-(Q56*$J$3+R56)))+(Q56*$J$3+R56)","v":58.277777777777771},10,200,41,{"$f":"INDEX(LINEST(V58:V59,U58:U59,TRUE,FALSE),1)","v":5.9999999999999991E-2},{"$f":"INDEX(LINEST(V58:V59,U58:U59,TRUE,FALSE),2)","v":29},{"$f":"((($I$3-4)/6)*((W59*$J$3+X59)-(W56*$J$3+X56)))+(W56*$J$3+X56)","v":46.101851851851848},10,200,37,{"$f":"INDEX(LINEST(AB58:AB59,AA58:AA59,TRUE,FALSE),1)","v":0.05},{"$f":"INDEX(LINEST(AB58:AB59,AA58:AA59,TRUE,FALSE),2)","v":27},{"$f":"((($I$3-4)/6)*((AC59*$J$3+AD59)-(AC56*$J$3+AD56)))+(AC56*$J$3+AD56)","v":42.277777777777771},10,200,31,{"$f":"INDEX(LINEST(AH58:AH59,AG58:AG59,TRUE,FALSE),1)","v":4.0000000000000008E-2},{"$f":"INDEX(LINEST(AH58:AH59,AG58:AG59,TRUE,FALSE),2)","v":23},{"$f":"((($I$3-4)/6)*((AI59*$J$3+AJ59)-(AI56*$J$3+AJ56)))+(AI56*$J$3+AJ56)","v":35.481481481481481},10,200,26,{"$f":"INDEX(LINEST(AN58:AN59,AM58:AM59,TRUE,FALSE),1)","v":5.9999999999999991E-2},{"$f":"INDEX(LINEST(AN58:AN59,AM58:AM59,TRUE,FALSE),2)","v":14.000000000000002},{"$f":"((($I$3-4)/6)*((AO59*$J$3+AP59)-(AO56*$J$3+AP56)))+(AO56*$J$3+AP56)","v":28.185185185185183},10,200,24,{"$f":"INDEX(LINEST(AT58:AT59,AS58:AS59,TRUE,FALSE),1)","v":0.11000000000000001},{"$f":"INDEX(LINEST(AT58:AT59,AS58:AS59,TRUE,FALSE),2)","v":1.9999999999999964},{"$f":"((($I$3-4)/6)*((AU59*$J$3+AV59)-(AU56*$J$3+AV56)))+(AU56*$J$3+AV56)","v":24.009259259259256},10,200,48,{"$f":"INDEX(LINEST(AZ58:AZ59,AY58:AY59,TRUE,FALSE),1)","v":2.9999999999999995E-2},{"$f":"INDEX(LINEST(AZ58:AZ59,AY58:AY59,TRUE,FALSE),2)","v":42},{"$f":"((($I$3-4)/6)*((BA59*$J$3+BB59)-(BA56*$J$3+BB56)))+(BA56*$J$3+BB56)","v":55.249999999999993}]
[null,10,500,56,{"$f":"INDEX(LINEST(D59:D60,C59:C60,TRUE,FALSE),1)","v":-1.6666666666666666E-2},{"$f":"INDEX(LINEST(D59:D60,C59:C60,TRUE,FALSE),2)","v":64.333333333333329},{"$f":"((($I$3-4)/6)*((E60*$J$3+F60)-(E57*$J$3+F57)))+(E57*$J$3+F57)","v":74.904320987654302},10,500,58,{"$f":"INDEX(LINEST(J59:J60,I59:I60,TRUE,FALSE),1)","v":-1.0000000000000004E-2},{"$f":"INDEX(LINEST(J59:J60,I59:I60,TRUE,FALSE),2)","v":63},{"$f":"((($I$3-4)/6)*((K60*$J$3+L60)-(K57*$J$3+L57)))+(K57*$J$3+L57)","v":73.490740740740733},10,500,55,{"$f":"INDEX(LINEST(P59:P60,O59:O60,TRUE,FALSE),1)","v":1.0000000000000004E-2},{"$f":"INDEX(LINEST(P59:P60,O59:O60,TRUE,FALSE),2)","v":50},{"$f":"((($I$3-4)/6)*((Q60*$J$3+R60)-(Q57*$J$3+R57)))+(Q57*$J$3+R57)","v":58.521604938271601},10,500,42,{"$f":"INDEX(LINEST(V59:V60,U59:U60,TRUE,FALSE),1)","v":3.333333333333334E-3},{"$f":"INDEX(LINEST(V59:V60,U59:U60,TRUE,FALSE),2)","v":40.333333333333336},{"$f":"((($I$3-4)/6)*((W60*$J$3+X60)-(W57*$J$3+X57)))+(W57*$J$3+X57)","v":49.367283950617285},10,500,39,{"$f":"INDEX(LINEST(AB59:AB60,AA59:AA60,TRUE,FALSE),1)","v":6.666666666666668E-3},{"$f":"INDEX(LINEST(AB59:AB60,AA59:AA60,TRUE,FALSE),2)","v":35.666666666666664},{"$f":"((($I$3-4)/6)*((AC60*$J$3+AD60)-(AC57*$J$3+AD57)))+(AC57*$J$3+AD57)","v":44.660493827160479},10,500,35,{"$f":"INDEX(LINEST(AH59:AH60,AG59:AG60,TRUE,FALSE),1)","v":1.3333333333333336E-2},{"$f":"INDEX(LINEST(AH59:AH60,AG59:AG60,TRUE,FALSE),2)","v":28.333333333333332},{"$f":"((($I$3-4)/6)*((AI60*$J$3+AJ60)-(AI57*$J$3+AJ57)))+(AI57*$J$3+AJ57)","v":35.950617283950614},10,500,34,{"$f":"INDEX(LINEST(AN59:AN60,AM59:AM60,TRUE,FALSE),1)","v":2.6666666666666672E-2},{"$f":"INDEX(LINEST(AN59:AN60,AM59:AM60,TRUE,FALSE),2)","v":20.666666666666664},{"$f":"((($I$3-4)/6)*((AO60*$J$3+AP60)-(AO57*$J$3+AP57)))+(AO57*$J$3+AP57)","v":29.419753086419746},10,500,33,{"$f":"INDEX(LINEST(AT59:AT60,AS59:AS60,TRUE,FALSE),1)","v":0.03},{"$f":"INDEX(LINEST(AT59:AT60,AS59:AS60,TRUE,FALSE),2)","v":18},{"$f":"((($I$3-4)/6)*((AU60*$J$3+AV60)-(AU57*$J$3+AV57)))+(AU57*$J$3+AV57)","v":28.657407407407405},10,500,49,{"$f":"INDEX(LINEST(AZ59:AZ60,AY59:AY60,TRUE,FALSE),1)","v":3.333333333333334E-3},{"$f":"INDEX(LINEST(AZ59:AZ60,AY59:AY60,TRUE,FALSE),2)","v":47.333333333333336},{"$f":"((($I$3-4)/6)*((BA60*$J$3+BB60)-(BA57*$J$3+BB57)))+(BA57*$J$3+BB57)","v":56.799382716049379}]
[]
["300x100",1,100,33,null,null,null,1,100,31,null,null,null,1,100,32,null,null,null,1,100,25,null,null,null,1,100,19,null,null,null,1,100,9,null,null,null,1,100,5,null,null,null,1,100,4,null,null,null,1,100,27]
[null,1,200,38,{"$f":"INDEX(LINEST(D62:D63,C62:C63,TRUE,FALSE),1)","v":0.05},{"$f":"INDEX(LINEST(D62:D63,C62:C63,TRUE,FALSE),2)","v":28},null,1,200,34,{"$f":"INDEX(LINEST(J62:J63,I62:I63,TRUE,FALSE),1)","v":2.9999999999999995E-2},{"$f":"INDEX(LINEST(J62:J63,I62:I63,TRUE,FALSE),2)","v":28},null,1,200,34,{"$f":"INDEX(LINEST(P62:P63,O62:O63,TRUE,FALSE),1)","v":2.0000000000000004E-2},{"$f":"INDEX(LINEST(P62:P63,O62:O63,TRUE,FALSE),2)","v":30},null,1,200,29,{"$f":"INDEX(LINEST(V62:V63,U62:U63,TRUE,FALSE),1)","v":4.0000000000000008E-2},{"$f":"INDEX(LINEST(V62:V63,U62:U63,TRUE,FALSE),2)","v":21},null,1,200,24,{"$f":"INDEX(LINEST(AB62:AB63,AA62:AA63,TRUE,FALSE),1)","v":0.05},{"$f":"INDEX(LINEST(AB62:AB63,AA62:AA63,TRUE,FALSE),2)","v":14},null,1,200,18,{"$f":"INDEX(LINEST(AH62:AH63,AG62:AG63,TRUE,FALSE),1)","v":0.09},{"$f":"INDEX(LINEST(AH62:AH63,AG62:AG63,TRUE,FALSE),2)","v":0},null,1,200,13,{"$f":"INDEX(LINEST(AN62:AN63,AM62:AM63,TRUE,FALSE),1)","v":8.0000000000000016E-2},{"$f":"INDEX(LINEST(AN62:AN63,AM62:AM63,TRUE,FALSE),2)","v":-3.0000000000000018},null,1,200,11,{"$f":"INDEX(LINEST(AT62:AT63,AS62:AS63,TRUE,FALSE),1)","v":7.0000000000000021E-2},{"$f":"INDEX(LINEST(AT62:AT63,AS62:AS63,TRUE,FALSE),2)","v":-3.0000000000000036},null,1,200,31,{"$f":"INDEX(LINEST(AZ62:AZ63,AY62:AY63,TRUE,FALSE),1)","v":4.0000000000000008E-2},{"$f":"INDEX(LINEST(AZ62:AZ63,AY62:AY63,TRUE,FALSE),2)","v":23}]
[null,1,500,41,{"$f":"INDEX(LINEST(D63:D64,C63:C64,TRUE,FALSE),1)","v":1.0000000000000004E-2},{"$f":"INDEX(LINEST(D63:D64,C63:C64,TRUE,FALSE),2)","v":36},null,1,500,46,{"$f":"INDEX(LINEST(J63:J64,I63:I64,TRUE,FALSE),1)","v":4.0000000000000015E-2},{"$f":"INDEX(LINEST(J63:J64,I63:I64,TRUE,FALSE),2)","v":25.999999999999993},null,1,500,37,{"$f":"INDEX(LINEST(P63:P64,O63:O64,TRUE,FALSE),1)","v":1.0000000000000004E-2},{"$f":"INDEX(LINEST(P63:P64,O63:O64,TRUE,FALSE),2)","v":32},null,1,500,31,{"$f":"INDEX(LINEST(V63:V64,U63:U64,TRUE,FALSE),1)","v":6.666666666666668E-3},{"$f":"INDEX(LINEST(V63:V64,U63:U64,TRUE,FALSE),2)","v":27.666666666666664},null,1,500,30,{"$f":"INDEX(LINEST(AB63:AB64,AA63:AA64,TRUE,FALSE),1)","v":2.0000000000000007E-2},{"$f":"INDEX(LINEST(AB63:AB64,AA63:AA64,TRUE,FALSE),2)","v":19.999999999999996},null,1,500,26,{"$f":"INDEX(LINEST(AH63:AH64,AG63:AG64,TRUE,FALSE),1)","v":2.6666666666666672E-2},{"$f":"INDEX(LINEST(AH63:AH64,AG63:AG64,TRUE,FALSE),2)","v":12.666666666666664},null,1,500,23,{"$f":"INDEX(LINEST(AN63:AN64,AM63:AM64,TRUE,FALSE),1)","v":3.3333333333333333E-2},{"$f":"INDEX(LINEST(AN63:AN64,AM63:AM64,TRUE,FALSE),2)","v":6.3333333333333339},null,1,500,21,{"$f":"INDEX(LINEST(AT63:AT64,AS63:AS64,TRUE,FALSE),1)","v":3.3333333333333333E-2},{"$f":"INDEX(LINEST(AT63:AT64,AS63:AS64,TRUE,FALSE),2)","v":4.3333333333333339},null,1,500,36,{"$f":"INDEX(LINEST(AZ63:AZ64,AY63:AY64,TRUE,FALSE),1)","v":1.6666666666666666E-2},{"$f":"INDEX(LINEST(AZ63:AZ64,AY63:AY64,TRUE,FALSE),2)","v":27.666666666666668}]
[null,4,100,43,null,null,null,4,100,45,null,null,null,4,100,38,null,null,null,4,100,24,null,null,null,4,100,21,null,null,null,4,100,17,null,null,null,4,100,13,null,null,null,4,100,7,null,null,null,4,100,33]
[null,4,200,44,{"$f":"INDEX(LINEST(D65:D66,C65:C66,TRUE,FALSE),1)","v":1.0000000000000002E-2},{"$f":"INDEX(LINEST(D65:D66,C65:C66,TRUE,FALSE),2)","v":42},{"$f":"((($I$4-1)/3)*((E66*$J$4+F66)-(E63*$J$4+F63)))+(E63*$J$4+F63)","v":57.524691358024697},4,200,45,{"$f":"INDEX(LINEST(J65:J66,I65:I66,TRUE,FALSE),1)","v":0},{"$f":"INDEX(LINEST(J65:J66,I65:I66,TRUE,FALSE),2)","v":45},{"$f":"((($I$4-1)/3)*((K66*$J$4+L66)-(K63*$J$4+L63)))+(K63*$J$4+L63)","v":66.913580246913583},4,200,43,{"$f":"INDEX(LINEST(P65:P66,O65:O66,TRUE,FALSE),1)","v":0.05},{"$f":"INDEX(LINEST(P65:P66,O65:O66,TRUE,FALSE),2)","v":33},{"$f":"((($I$4-1)/3)*((Q66*$J$4+R66)-(Q63*$J$4+R63)))+(Q63*$J$4+R63)","v":53.648148148148152},4,200,31,{"$f":"INDEX(LINEST(V65:V66,U65:U66,TRUE,FALSE),1)","v":7.0000000000000021E-2},{"$f":"INDEX(LINEST(V65:V66,U65:U66,TRUE,FALSE),2)","v":16.999999999999996},{"$f":"((($I$4-1)/3)*((W66*$J$4+X66)-(W63*$J$4+X63)))+(W63*$J$4+X63)","v":28.376543209876544},4,200,28,{"$f":"INDEX(LINEST(AB65:AB66,AA65:AA66,TRUE,FALSE),1)","v":7.0000000000000021E-2},{"$f":"INDEX(LINEST(AB65:AB66,AA65:AA66,TRUE,FALSE),2)","v":13.999999999999996},{"$f":"((($I$4-1)/3)*((AC66*$J$4+AD66)-(AC63*$J$4+AD63)))+(AC63*$J$4+AD63)","v":29.75925925925926},4,200,25,{"$f":"INDEX(LINEST(AH65:AH66,AG65:AG66,TRUE,FALSE),1)","v":8.0000000000000016E-2},{"$f":"INDEX(LINEST(AH65:AH66,AG65:AG66,TRUE,FALSE),2)","v":8.9999999999999982},{"$f":"((($I$4-1)/3)*((AI66*$J$4+AJ66)-(AI63*$J$4+AJ63)))+(AI63*$J$4+AJ63)","v":34.148148148148152},4,200,21,{"$f":"INDEX(LINEST(AN65:AN66,AM65:AM66,TRUE,FALSE),1)","v":8.0000000000000016E-2},{"$f":"INDEX(LINEST(AN65:AN66,AM65:AM66,TRUE,FALSE),2)","v":4.9999999999999982},{"$f":"((($I$4-1)/3)*((AO66*$J$4+AP66)-(AO63*$J$4+AP63)))+(AO63*$J$4+AP63)","v":31.024691358024693},4,200,17,{"$f":"INDEX(LINEST(AT65:AT66,AS65:AS66,TRUE,FALSE),1)","v":0.1},{"$f":"INDEX(LINEST(AT65:AT66,AS65:AS66,TRUE,FALSE),2)","v":-3},{"$f":"((($I$4-1)/3)*((AU66*$J$4+AV66)-(AU63*$J$4+AV63)))+(AU63*$J$4+AV63)","v":19.888888888888889},4,200,37,{"$f":"INDEX(LINEST(AZ65:AZ66,AY65:AY66,TRUE,FALSE),1)","v":4.0000000000000008E-2},{"$f":"INDEX(LINEST(AZ65:AZ66,AY65:AY66,TRUE,FALSE),2)","v":29},{"$f":"((($I$4-1)/3)*((BA66*$J$4+BB66)-(BA63*$J$4+BB63)))+(BA63*$J$4+BB63)","v":45.518518518518519}]
[null,4,500,46,{"$f":"INDEX(LINEST(D66:D67,C66:C67,TRUE,FALSE),1)","v":6.666666666666668E-3},{"$f":"INDEX(LINEST(D66:D67,C66:C67,TRUE,FALSE),2)","v":42.666666666666664},{"$f":"((($I$4-1)/3)*((E67*$J$4+F67)-(E64*$J$4+F64)))+(E64*$J$4+F64)","v":54.477366255144027},4,500,45,{"$f":"INDEX(LINEST(J66:J67,I66:I67,TRUE,FALSE),1)","v":0},{"$f":"INDEX(LINEST(J66:J67,I66:I67,TRUE,FALSE),2)","v":45},{"$f":"((($I$4-1)/3)*((K67*$J$4+L67)-(K64*$J$4+L64)))+(K64*$J$4+L64)","v":67.790123456790141},4,500,45,{"$f":"INDEX(LINEST(P66:P67,O66:O67,TRUE,FALSE),1)","v":6.666666666666668E-3},{"$f":"INDEX(LINEST(P66:P67,O66:O67,TRUE,FALSE),2)","v":41.666666666666664},{"$f":"((($I$4-1)/3)*((Q67*$J$4+R67)-(Q64*$J$4+R64)))+(Q64*$J$4+R64)","v":58.736625514403286},4,500,39,{"$f":"INDEX(LINEST(V66:V67,U66:U67,TRUE,FALSE),1)","v":2.6666666666666672E-2},{"$f":"INDEX(LINEST(V66:V67,U66:U67,TRUE,FALSE),2)","v":25.666666666666664},{"$f":"((($I$4-1)/3)*((W67*$J$4+X67)-(W64*$J$4+X64)))+(W64*$J$4+X64)","v":31.41975308641975},4,500,38,{"$f":"INDEX(LINEST(AB66:AB67,AA66:AA67,TRUE,FALSE),1)","v":3.3333333333333333E-2},{"$f":"INDEX(LINEST(AB66:AB67,AA66:AA67,TRUE,FALSE),2)","v":21.333333333333336},{"$f":"((($I$4-1)/3)*((AC67*$J$4+AD67)-(AC64*$J$4+AD64)))+(AC64*$J$4+AD64)","v":32.176954732510303},4,500,33,{"$f":"INDEX(LINEST(AH66:AH67,AG66:AG67,TRUE,FALSE),1)","v":2.6666666666666672E-2},{"$f":"INDEX(LINEST(AH66:AH67,AG66:AG67,TRUE,FALSE),2)","v":19.666666666666664},{"$f":"((($I$4-1)/3)*((AI67*$J$4+AJ67)-(AI64*$J$4+AJ64)))+(AI64*$J$4+AJ64)","v":35.938271604938272},4,500,31,{"$f":"INDEX(LINEST(AN66:AN67,AM66:AM67,TRUE,FALSE),1)","v":3.3333333333333333E-2},{"$f":"INDEX(LINEST(AN66:AN67,AM66:AM67,TRUE,FALSE),2)","v":14.333333333333334},{"$f":"((($I$4-1)/3)*((AO67*$J$4+AP67)-(AO64*$J$4+AP64)))+(AO64*$J$4+AP64)","v":33.358024691358032},4,500,29,{"$f":"INDEX(LINEST(AT66:AT67,AS66:AS67,TRUE,FALSE),1)","v":4.0000000000000015E-2},{"$f":"INDEX(LINEST(AT66:AT67,AS66:AS67,TRUE,FALSE),2)","v":8.9999999999999947},{"$f":"((($I$4-1)/3)*((AU67*$J$4+AV67)-(AU64*$J$4+AV64)))+(AU64*$J$4+AV64)","v":24.934156378600811},4,500,43,{"$f":"INDEX(LINEST(AZ66:AZ67,AY66:AY67,TRUE,FALSE),1)","v":2.0000000000000007E-2},{"$f":"INDEX(LINEST(AZ66:AZ67,AY66:AY67,TRUE,FALSE),2)","v":33},{"$f":"((($I$4-1)/3)*((BA67*$J$4+BB67)-(BA64*$J$4+BB64)))+(BA64*$J$4+BB64)","v":46.226337448559669}]
[null,10,100,62,null,null,null,10,100,60,null,null,null,10,100,51,null,null,null,10,100,37,null,null,null,10,100,34,null,null,null,10,100,29,null,null,null,10,100,22,null,null,null,10,100,15,null,null,null,10,100,47]
[null,10,200,63,{"$f":"INDEX(LINEST(D68:D69,C68:C69,TRUE,FALSE),1)","v":1.0000000000000002E-2},{"$f":"INDEX(LINEST(D68:D69,C68:C69,TRUE,FALSE),2)","v":61},{"$f":"((($I$4-4)/6)*((E69*$J$4+F69)-(E66*$J$4+F66)))+(E66*$J$4+F66)","v":60.154320987654316},10,200,63,{"$f":"INDEX(LINEST(J68:J69,I68:I69,TRUE,FALSE),1)","v":2.9999999999999995E-2},{"$f":"INDEX(LINEST(J68:J69,I68:I69,TRUE,FALSE),2)","v":57},{"$f":"((($I$4-4)/6)*((K69*$J$4+L69)-(K66*$J$4+L66)))+(K66*$J$4+L66)","v":59.462962962962962},10,200,54,{"$f":"INDEX(LINEST(P68:P69,O68:O69,TRUE,FALSE),1)","v":2.9999999999999995E-2},{"$f":"INDEX(LINEST(P68:P69,O68:O69,TRUE,FALSE),2)","v":48},{"$f":"((($I$4-4)/6)*((Q69*$J$4+R69)-(Q66*$J$4+R66)))+(Q66*$J$4+R66)","v":51.018518518518519},10,200,43,{"$f":"INDEX(LINEST(V68:V69,U68:U69,TRUE,FALSE),1)","v":5.9999999999999991E-2},{"$f":"INDEX(LINEST(V68:V69,U68:U69,TRUE,FALSE),2)","v":31},{"$f":"((($I$4-4)/6)*((W69*$J$4+X69)-(W66*$J$4+X66)))+(W66*$J$4+X66)","v":38.456790123456791},10,200,39,{"$f":"INDEX(LINEST(AB68:AB69,AA68:AA69,TRUE,FALSE),1)","v":0.05},{"$f":"INDEX(LINEST(AB68:AB69,AA68:AA69,TRUE,FALSE),2)","v":29},{"$f":"((($I$4-4)/6)*((AC69*$J$4+AD69)-(AC66*$J$4+AD66)))+(AC66*$J$4+AD66)","v":35.018518518518519},10,200,33,{"$f":"INDEX(LINEST(AH68:AH69,AG68:AG69,TRUE,FALSE),1)","v":4.0000000000000008E-2},{"$f":"INDEX(LINEST(AH68:AH69,AG68:AG69,TRUE,FALSE),2)","v":25},{"$f":"((($I$4-4)/6)*((AI69*$J$4+AJ69)-(AI66*$J$4+AJ66)))+(AI66*$J$4+AJ66)","v":29.76543209876543},10,200,28,{"$f":"INDEX(LINEST(AN68:AN69,AM68:AM69,TRUE,FALSE),1)","v":5.9999999999999991E-2},{"$f":"INDEX(LINEST(AN68:AN69,AM68:AM69,TRUE,FALSE),2)","v":16},{"$f":"((($I$4-4)/6)*((AO69*$J$4+AP69)-(AO66*$J$4+AP66)))+(AO66*$J$4+AP66)","v":24.012345679012345},10,200,26,{"$f":"INDEX(LINEST(AT68:AT69,AS68:AS69,TRUE,FALSE),1)","v":0.11000000000000001},{"$f":"INDEX(LINEST(AT68:AT69,AS68:AS69,TRUE,FALSE),2)","v":3.9999999999999964},{"$f":"((($I$4-4)/6)*((AU69*$J$4+AV69)-(AU66*$J$4+AV66)))+(AU66*$J$4+AV66)","v":19.450617283950617},10,200,50,{"$f":"INDEX(LINEST(AZ68:AZ69,AY68:AY69,TRUE,FALSE),1)","v":2.9999999999999995E-2},{"$f":"INDEX(LINEST(AZ68:AZ69,AY68:AY69,TRUE,FALSE),2)","v":44},{"$f":"((($I$4-4)/6)*((BA69*$J$4+BB69)-(BA66*$J$4+BB66)))+(BA66*$J$4+BB66)","v":46.833333333333336}]
[null,10,500,58,{"$f":"INDEX(LINEST(D69:D70,C69:C70,TRUE,FALSE),1)","v":-1.6666666666666666E-2},{"$f":"INDEX(LINEST(D69:D70,C69:C70,TRUE,FALSE),2)","v":66.333333333333329},{"$f":"((($I$4-4)/6)*((E70*$J$4+F70)-(E67*$J$4+F67)))+(E67*$J$4+F67)","v":61.343621399176953},10,500,60,{"$f":"INDEX(LINEST(J69:J70,I69:I70,TRUE,FALSE),1)","v":-1.0000000000000004E-2},{"$f":"INDEX(LINEST(J69:J70,I69:I70,TRUE,FALSE),2)","v":65},{"$f":"((($I$4-4)/6)*((K70*$J$4+L70)-(K67*$J$4+L67)))+(K67*$J$4+L67)","v":61.216049382716051},10,500,57,{"$f":"INDEX(LINEST(P69:P70,O69:O70,TRUE,FALSE),1)","v":1.0000000000000004E-2},{"$f":"INDEX(LINEST(P69:P70,O69:O70,TRUE,FALSE),2)","v":52},{"$f":"((($I$4-4)/6)*((Q70*$J$4+R70)-(Q67*$J$4+R67)))+(Q67*$J$4+R67)","v":52.162551440329217},10,500,44,{"$f":"INDEX(LINEST(V69:V70,U69:U70,TRUE,FALSE),1)","v":3.333333333333334E-3},{"$f":"INDEX(LINEST(V69:V70,U69:U70,TRUE,FALSE),2)","v":42.333333333333336},{"$f":"((($I$4-4)/6)*((W70*$J$4+X70)-(W67*$J$4+X67)))+(W67*$J$4+X67)","v":41.207818930041157},10,500,41,{"$f":"INDEX(LINEST(AB69:AB70,AA69:AA70,TRUE,FALSE),1)","v":6.666666666666668E-3},{"$f":"INDEX(LINEST(AB69:AB70,AA69:AA70,TRUE,FALSE),2)","v":37.666666666666664},{"$f":"((($I$4-4)/6)*((AC70*$J$4+AD70)-(AC67*$J$4+AD67)))+(AC67*$J$4+AD67)","v":37.144032921810698},10,500,37,{"$f":"INDEX(LINEST(AH69:AH70,AG69:AG70,TRUE,FALSE),1)","v":1.3333333333333336E-2},{"$f":"INDEX(LINEST(AH69:AH70,AG69:AG70,TRUE,FALSE),2)","v":30.333333333333332},{"$f":"((($I$4-4)/6)*((AI70*$J$4+AJ70)-(AI67*$J$4+AJ67)))+(AI67*$J$4+AJ67)","v":31.26337448559671},10,500,36,{"$f":"INDEX(LINEST(AN69:AN70,AM69:AM70,TRUE,FALSE),1)","v":2.6666666666666672E-2},{"$f":"INDEX(LINEST(AN69:AN70,AM69:AM70,TRUE,FALSE),2)","v":22.666666666666664},{"$f":"((($I$4-4)/6)*((AO70*$J$4+AP70)-(AO67*$J$4+AP67)))+(AO67*$J$4+AP67)","v":25.761316872427983},10,500,35,{"$f":"INDEX(LINEST(AT69:AT70,AS69:AS70,TRUE,FALSE),1)","v":0.03},{"$f":"INDEX(LINEST(AT69:AT70,AS69:AS70,TRUE,FALSE),2)","v":20},{"$f":"((($I$4-4)/6)*((AU70*$J$4+AV70)-(AU67*$J$4+AV67)))+(AU67*$J$4+AV67)","v":23.327160493827158},10,500,51,{"$f":"INDEX(LINEST(AZ69:AZ70,AY69:AY70,TRUE,FALSE),1)","v":3.333333333333334E-3},{"$f":"INDEX(LINEST(AZ69:AZ70,AY69:AY70,TRUE,FALSE),2)","v":49.333333333333336},{"$f":"((($I$4-4)/6)*((BA70*$J$4+BB70)-(BA67*$J$4+BB67)))+(BA67*$J$4+BB67)","v":48.125514403292186}]
[]
["400x100",1,100,{"$f":"D62+1","v":34},null,null,null,1,100,{"$f":"J62+1","v":32},null,null,null,1,100,{"$f":"P62+1","v":33},null,null,null,1,100,{"$f":"V62+1","v":26},null,null,null,1,100,{"$f":"AB62+1","v":20},null,null,null,1,100,{"$f":"AH62+1","v":10},null,null,null,1,100,{"$f":"AN62+1","v":6},null,null,null,1,100,{"$f":"AT62+1","v":5},null,null,null,1,100,{"$f":"AZ62+1","v":28}]
[null,1,200,39,{"$f":"INDEX(LINEST(D72:D73,C72:C73,TRUE,FALSE),1)","v":0.05},{"$f":"INDEX(LINEST(D72:D73,C72:C73,TRUE,FALSE),2)","v":29},null,1,200,35,{"$f":"INDEX(LINEST(J72:J73,I72:I73,TRUE,FALSE),1)","v":2.9999999999999995E-2},{"$f":"INDEX(LINEST(J72:J73,I72:I73,TRUE,FALSE),2)","v":29},null,1,200,35,{"$f":"INDEX(LINEST(P72:P73,O72:O73,TRUE,FALSE),1)","v":2.0000000000000004E-2},{"$f":"INDEX(LINEST(P72:P73,O72:O73,TRUE,FALSE),2)","v":31},null,1,200,30,{"$f":"INDEX(LINEST(V72:V73,U72:U73,TRUE,FALSE),1)","v":4.0000000000000008E-2},{"$f":"INDEX(LINEST(V72:V73,U72:U73,TRUE,FALSE),2)","v":22},null,1,200,25,{"$f":"INDEX(LINEST(AB72:AB73,AA72:AA73,TRUE,FALSE),1)","v":0.05},{"$f":"INDEX(LINEST(AB72:AB73,AA72:AA73,TRUE,FALSE),2)","v":15},null,1,200,19,{"$f":"INDEX(LINEST(AH72:AH73,AG72:AG73,TRUE,FALSE),1)","v":0.09},{"$f":"INDEX(LINEST(AH72:AH73,AG72:AG73,TRUE,FALSE),2)","v":1},null,1,200,14,{"$f":"INDEX(LINEST(AN72:AN73,AM72:AM73,TRUE,FALSE),1)","v":8.0000000000000016E-2},{"$f":"INDEX(LINEST(AN72:AN73,AM72:AM73,TRUE,FALSE),2)","v":-2.0000000000000018},null,1,200,12,{"$f":"INDEX(LINEST(AT72:AT73,AS72:AS73,TRUE,FALSE),1)","v":7.0000000000000021E-2},{"$f":"INDEX(LINEST(AT72:AT73,AS72:AS73,TRUE,FALSE),2)","v":-2.0000000000000036},null,1,200,32,{"$f":"INDEX(LINEST(AZ72:AZ73,AY72:AY73,TRUE,FALSE),1)","v":4.0000000000000008E-2},{"$f":"INDEX(LINEST(AZ72:AZ73,AY72:AY73,TRUE,FALSE),2)","v":24}]
[null,1,500,42,{"$f":"INDEX(LINEST(D73:D74,C73:C74,TRUE,FALSE),1)","v":1.0000000000000004E-2},{"$f":"INDEX(LINEST(D73:D74,C73:C74,TRUE,FALSE),2)","v":37},null,1,500,47,{"$f":"INDEX(LINEST(J73:J74,I73:I74,TRUE,FALSE),1)","v":4.0000000000000015E-2},{"$f":"INDEX(LINEST(J73:J74,I73:I74,TRUE,FALSE),2)","v":26.999999999999993},null,1,500,38,{"$f":"INDEX(LINEST(P73:P74,O73:O74,TRUE,FALSE),1)","v":1.0000000000000004E-2},{"$f":"INDEX(LINEST(P73:P74,O73:O74,TRUE,FALSE),2)","v":33},null,1,500,32,{"$f":"INDEX(LINEST(V73:V74,U73:U74,TRUE,FALSE),1)","v":6.666666666666668E-3},{"$f":"INDEX(LINEST(V73:V74,U73:U74,TRUE,FALSE),2)","v":28.666666666666664},null,1,500,31,{"$f":"INDEX(LINEST(AB73:AB74,AA73:AA74,TRUE,FALSE),1)","v":2.0000000000000007E-2},{"$f":"INDEX(LINEST(AB73:AB74,AA73:AA74,TRUE,FALSE),2)","v":20.999999999999996},null,1,500,27,{"$f":"INDEX(LINEST(AH73:AH74,AG73:AG74,TRUE,FALSE),1)","v":2.6666666666666672E-2},{"$f":"INDEX(LINEST(AH73:AH74,AG73:AG74,TRUE,FALSE),2)","v":13.666666666666664},null,1,500,24,{"$f":"INDEX(LINEST(AN73:AN74,AM73:AM74,TRUE,FALSE),1)","v":3.3333333333333333E-2},{"$f":"INDEX(LINEST(AN73:AN74,AM73:AM74,TRUE,FALSE),2)","v":7.3333333333333339},null,1,500,22,{"$f":"INDEX(LINEST(AT73:AT74,AS73:AS74,TRUE,FALSE),1)","v":3.3333333333333333E-2},{"$f":"INDEX(LINEST(AT73:AT74,AS73:AS74,TRUE,FALSE),2)","v":5.3333333333333339},null,1,500,37,{"$f":"INDEX(LINEST(AZ73:AZ74,AY73:AY74,TRUE,FALSE),1)","v":1.6666666666666666E-2},{"$f":"INDEX(LINEST(AZ73:AZ74,AY73:AY74,TRUE,FALSE),2)","v":28.666666666666668}]
[null,4,100,44,null,null,null,4,100,46,null,null,null,4,100,39,null,null,null,4,100,25,null,null,null,4,100,22,null,null,null,4,100,18,null,null,null,4,100,14,null,null,null,4,100,8,null,null,null,4,100,34]
[null,4,200,45,{"$f":"INDEX(LINEST(D75:D76,C75:C76,TRUE,FALSE),1)","v":1.0000000000000002E-2},{"$f":"INDEX(LINEST(D75:D76,C75:C76,TRUE,FALSE),2)","v":43},{"$f":"((($I$5-1)/3)*((E76*$J$5+F76)-(E73*$J$5+F73)))+(E73*$J$5+F73)","v":52.351851851851848},4,200,46,{"$f":"INDEX(LINEST(J75:J76,I75:I76,TRUE,FALSE),1)","v":0},{"$f":"INDEX(LINEST(J75:J76,I75:I76,TRUE,FALSE),2)","v":46},{"$f":"((($I$5-1)/3)*((K76*$J$5+L76)-(K73*$J$5+L73)))+(K73*$J$5+L73)","v":58.268518518518512},4,200,44,{"$f":"INDEX(LINEST(P75:P76,O75:O76,TRUE,FALSE),1)","v":0.05},{"$f":"INDEX(LINEST(P75:P76,O75:O76,TRUE,FALSE),2)","v":34},{"$f":"((($I$5-1)/3)*((Q76*$J$5+R76)-(Q73*$J$5+R73)))+(Q73*$J$5+R73)","v":48.861111111111107},4,200,32,{"$f":"INDEX(LINEST(V75:V76,U75:U76,TRUE,FALSE),1)","v":7.0000000000000021E-2},{"$f":"INDEX(LINEST(V75:V76,U75:U76,TRUE,FALSE),2)","v":17.999999999999996},{"$f":"((($I$5-1)/3)*((W76*$J$5+X76)-(W73*$J$5+X73)))+(W73*$J$5+X73)","v":28.99074074074074},4,200,29,{"$f":"INDEX(LINEST(AB75:AB76,AA75:AA76,TRUE,FALSE),1)","v":7.0000000000000021E-2},{"$f":"INDEX(LINEST(AB75:AB76,AA75:AA76,TRUE,FALSE),2)","v":14.999999999999996},{"$f":"((($I$5-1)/3)*((AC76*$J$5+AD76)-(AC73*$J$5+AD73)))+(AC73*$J$5+AD73)","v":28.444444444444443},4,200,26,{"$f":"INDEX(LINEST(AH75:AH76,AG75:AG76,TRUE,FALSE),1)","v":8.0000000000000016E-2},{"$f":"INDEX(LINEST(AH75:AH76,AG75:AG76,TRUE,FALSE),2)","v":9.9999999999999982},{"$f":"((($I$5-1)/3)*((AI76*$J$5+AJ76)-(AI73*$J$5+AJ73)))+(AI73*$J$5+AJ73)","v":29.361111111111107},4,200,22,{"$f":"INDEX(LINEST(AN75:AN76,AM75:AM76,TRUE,FALSE),1)","v":8.0000000000000016E-2},{"$f":"INDEX(LINEST(AN75:AN76,AM75:AM76,TRUE,FALSE),2)","v":5.9999999999999982},{"$f":"((($I$5-1)/3)*((AO76*$J$5+AP76)-(AO73*$J$5+AP73)))+(AO73*$J$5+AP73)","v":25.851851851851848},4,200,18,{"$f":"INDEX(LINEST(AT75:AT76,AS75:AS76,TRUE,FALSE),1)","v":0.1},{"$f":"INDEX(LINEST(AT75:AT76,AS75:AS76,TRUE,FALSE),2)","v":-2},{"$f":"((($I$5-1)/3)*((AU76*$J$5+AV76)-(AU73*$J$5+AV73)))+(AU73*$J$5+AV73)","v":17.416666666666664},4,200,38,{"$f":"INDEX(LINEST(AZ75:AZ76,AY75:AY76,TRUE,FALSE),1)","v":4.0000000000000008E-2},{"$f":"INDEX(LINEST(AZ75:AZ76,AY75:AY76,TRUE,FALSE),2)","v":30},{"$f":"((($I$5-1)/3)*((BA76*$J$5+BB76)-(BA73*$J$5+BB73)))+(BA73*$J$5+BB73)","v":41.888888888888886}]
[null,4,500,47,{"$f":"INDEX(LINEST(D76:D77,C76:C77,TRUE,FALSE),1)","v":6.666666666666668E-3},{"$f":"INDEX(LINEST(D76:D77,C76:C77,TRUE,FALSE),2)","v":43.666666666666664},{"$f":"((($I$5-1)/3)*((E77*$J$5+F77)-(E74*$J$5+F74)))+(E74*$J$5+F74)","v":50.719135802469125},4,500,46,{"$f":"INDEX(LINEST(J76:J77,I76:I77,TRUE,FALSE),1)","v":0},{"$f":"INDEX(LINEST(J76:J77,I76:I77,TRUE,FALSE),2)","v":46},{"$f":"((($I$5-1)/3)*((K77*$J$5+L77)-(K74*$J$5+L74)))+(K74*$J$5+L74)","v":58.75925925925926},4,500,46,{"$f":"INDEX(LINEST(P76:P77,O76:O77,TRUE,FALSE),1)","v":6.666666666666668E-3},{"$f":"INDEX(LINEST(P76:P77,O76:O77,TRUE,FALSE),2)","v":42.666666666666664},{"$f":"((($I$5-1)/3)*((Q77*$J$5+R77)-(Q74*$J$5+R74)))+(Q74*$J$5+R74)","v":52.663580246913568},4,500,40,{"$f":"INDEX(LINEST(V76:V77,U76:U77,TRUE,FALSE),1)","v":2.6666666666666672E-2},{"$f":"INDEX(LINEST(V76:V77,U76:U77,TRUE,FALSE),2)","v":26.666666666666664},{"$f":"((($I$5-1)/3)*((W77*$J$5+X77)-(W74*$J$5+X74)))+(W74*$J$5+X74)","v":31.648148148148145},4,500,39,{"$f":"INDEX(LINEST(AB76:AB77,AA76:AA77,TRUE,FALSE),1)","v":3.3333333333333333E-2},{"$f":"INDEX(LINEST(AB76:AB77,AA76:AA77,TRUE,FALSE),2)","v":22.333333333333336},{"$f":"((($I$5-1)/3)*((AC77*$J$5+AD77)-(AC74*$J$5+AD74)))+(AC74*$J$5+AD74)","v":30.604938271604944},4,500,34,{"$f":"INDEX(LINEST(AH76:AH77,AG76:AG77,TRUE,FALSE),1)","v":2.6666666666666672E-2},{"$f":"INDEX(LINEST(AH76:AH77,AG76:AG77,TRUE,FALSE),2)","v":20.666666666666664},{"$f":"((($I$5-1)/3)*((AI77*$J$5+AJ77)-(AI74*$J$5+AJ74)))+(AI74*$J$5+AJ74)","v":31.537037037037031},4,500,32,{"$f":"INDEX(LINEST(AN76:AN77,AM76:AM77,TRUE,FALSE),1)","v":3.3333333333333333E-2},{"$f":"INDEX(LINEST(AN76:AN77,AM76:AM77,TRUE,FALSE),2)","v":15.333333333333334},{"$f":"((($I$5-1)/3)*((AO77*$J$5+AP77)-(AO74*$J$5+AP74)))+(AO74*$J$5+AP74)","v":28.185185185185183},4,500,30,{"$f":"INDEX(LINEST(AT76:AT77,AS76:AS77,TRUE,FALSE),1)","v":4.0000000000000015E-2},{"$f":"INDEX(LINEST(AT76:AT77,AS76:AS77,TRUE,FALSE),2)","v":9.9999999999999947},{"$f":"((($I$5-1)/3)*((AU77*$J$5+AV77)-(AU74*$J$5+AV74)))+(AU74*$J$5+AV74)","v":21.561728395061717},4,500,44,{"$f":"INDEX(LINEST(AZ76:AZ77,AY76:AY77,TRUE,FALSE),1)","v":2.0000000000000007E-2},{"$f":"INDEX(LINEST(AZ76:AZ77,AY76:AY77,TRUE,FALSE),2)","v":34},{"$f":"((($I$5-1)/3)*((BA77*$J$5+BB77)-(BA74*$J$5+BB74)))+(BA74*$J$5+BB74)","v":42.725308641975303}]
[null,10,100,63,null,null,null,10,100,61,null,null,null,10,100,52,null,null,null,10,100,38,null,null,null,10,100,35,null,null,null,10,100,30,null,null,null,10,100,23,null,null,null,10,100,16,null,null,null,10,100,48]
[null,10,200,64,{"$f":"INDEX(LINEST(D78:D79,C78:C79,TRUE,FALSE),1)","v":1.0000000000000002E-2},{"$f":"INDEX(LINEST(D78:D79,C78:C79,TRUE,FALSE),2)","v":62},{"$f":"((($I$5-4)/6)*((E79*$J$5+F79)-(E76*$J$5+F76)))+(E76*$J$5+F76)","v":53.824074074074069},10,200,64,{"$f":"INDEX(LINEST(J78:J79,I78:I79,TRUE,FALSE),1)","v":2.9999999999999995E-2},{"$f":"INDEX(LINEST(J78:J79,I78:I79,TRUE,FALSE),2)","v":58},{"$f":"((($I$5-4)/6)*((K79*$J$5+L79)-(K76*$J$5+L76)))+(K76*$J$5+L76)","v":54.097222222222214},10,200,55,{"$f":"INDEX(LINEST(P78:P79,O78:O79,TRUE,FALSE),1)","v":2.9999999999999995E-2},{"$f":"INDEX(LINEST(P78:P79,O78:O79,TRUE,FALSE),2)","v":49},{"$f":"((($I$5-4)/6)*((Q79*$J$5+R79)-(Q76*$J$5+R76)))+(Q76*$J$5+R76)","v":47.388888888888886},10,200,44,{"$f":"INDEX(LINEST(V78:V79,U78:U79,TRUE,FALSE),1)","v":5.9999999999999991E-2},{"$f":"INDEX(LINEST(V78:V79,U78:U79,TRUE,FALSE),2)","v":32},{"$f":"((($I$5-4)/6)*((W79*$J$5+X79)-(W76*$J$5+X76)))+(W76*$J$5+X76)","v":34.634259259259252},10,200,40,{"$f":"INDEX(LINEST(AB78:AB79,AA78:AA79,TRUE,FALSE),1)","v":0.05},{"$f":"INDEX(LINEST(AB78:AB79,AA78:AA79,TRUE,FALSE),2)","v":30},{"$f":"((($I$5-4)/6)*((AC79*$J$5+AD79)-(AC76*$J$5+AD76)))+(AC76*$J$5+AD76)","v":31.388888888888886},10,200,34,{"$f":"INDEX(LINEST(AH78:AH79,AG78:AG79,TRUE,FALSE),1)","v":4.0000000000000008E-2},{"$f":"INDEX(LINEST(AH78:AH79,AG78:AG79,TRUE,FALSE),2)","v":26},{"$f":"((($I$5-4)/6)*((AI79*$J$5+AJ79)-(AI76*$J$5+AJ76)))+(AI76*$J$5+AJ76)","v":26.907407407407405},10,200,29,{"$f":"INDEX(LINEST(AN78:AN79,AM78:AM79,TRUE,FALSE),1)","v":5.9999999999999991E-2},{"$f":"INDEX(LINEST(AN78:AN79,AM78:AM79,TRUE,FALSE),2)","v":17},{"$f":"((($I$5-4)/6)*((AO79*$J$5+AP79)-(AO76*$J$5+AP76)))+(AO76*$J$5+AP76)","v":21.925925925925924},10,200,27,{"$f":"INDEX(LINEST(AT78:AT79,AS78:AS79,TRUE,FALSE),1)","v":0.11000000000000001},{"$f":"INDEX(LINEST(AT78:AT79,AS78:AS79,TRUE,FALSE),2)","v":4.9999999999999964},{"$f":"((($I$5-4)/6)*((AU79*$J$5+AV79)-(AU76*$J$5+AV76)))+(AU76*$J$5+AV76)","v":17.171296296296294},10,200,51,{"$f":"INDEX(LINEST(AZ78:AZ79,AY78:AY79,TRUE,FALSE),1)","v":2.9999999999999995E-2},{"$f":"INDEX(LINEST(AZ78:AZ79,AY78:AY79,TRUE,FALSE),2)","v":45},{"$f":"((($I$5-4)/6)*((BA79*$J$5+BB79)-(BA76*$J$5+BB76)))+(BA76*$J$5+BB76)","v":42.625}]
[null,10,500,59,{"$f":"INDEX(LINEST(D79:D80,C79:C80,TRUE,FALSE),1)","v":-1.6666666666666666E-2},{"$f":"INDEX(LINEST(D79:D80,C79:C80,TRUE,FALSE),2)","v":67.333333333333329},{"$f":"((($I$5-4)/6)*((E80*$J$5+F80)-(E77*$J$5+F77)))+(E77*$J$5+F77)","v":54.563271604938265},10,500,61,{"$f":"INDEX(LINEST(J79:J80,I79:I80,TRUE,FALSE),1)","v":-1.0000000000000004E-2},{"$f":"INDEX(LINEST(J79:J80,I79:I80,TRUE,FALSE),2)","v":66},{"$f":"((($I$5-4)/6)*((K80*$J$5+L80)-(K77*$J$5+L77)))+(K77*$J$5+L77)","v":55.078703703703695},10,500,58,{"$f":"INDEX(LINEST(P79:P80,O79:O80,TRUE,FALSE),1)","v":1.0000000000000004E-2},{"$f":"INDEX(LINEST(P79:P80,O79:O80,TRUE,FALSE),2)","v":53},{"$f":"((($I$5-4)/6)*((Q80*$J$5+R80)-(Q77*$J$5+R77)))+(Q77*$J$5+R77)","v":48.983024691358018},10,500,45,{"$f":"INDEX(LINEST(V79:V80,U79:U80,TRUE,FALSE),1)","v":3.333333333333334E-3},{"$f":"INDEX(LINEST(V79:V80,U79:U80,TRUE,FALSE),2)","v":43.333333333333336},{"$f":"((($I$5-4)/6)*((W80*$J$5+X80)-(W77*$J$5+X77)))+(W77*$J$5+X77)","v":37.128086419753082},10,500,42,{"$f":"INDEX(LINEST(AB79:AB80,AA79:AA80,TRUE,FALSE),1)","v":6.666666666666668E-3},{"$f":"INDEX(LINEST(AB79:AB80,AA79:AA80,TRUE,FALSE),2)","v":38.666666666666664},{"$f":"((($I$5-4)/6)*((AC80*$J$5+AD80)-(AC77*$J$5+AD77)))+(AC77*$J$5+AD77)","v":33.385802469135797},10,500,38,{"$f":"INDEX(LINEST(AH79:AH80,AG79:AG80,TRUE,FALSE),1)","v":1.3333333333333336E-2},{"$f":"INDEX(LINEST(AH79:AH80,AG79:AG80,TRUE,FALSE),2)","v":31.333333333333332},{"$f":"((($I$5-4)/6)*((AI80*$J$5+AJ80)-(AI77*$J$5+AJ77)))+(AI77*$J$5+AJ77)","v":28.91975308641975},10,500,37,{"$f":"INDEX(LINEST(AN79:AN80,AM79:AM80,TRUE,FALSE),1)","v":2.6666666666666672E-2},{"$f":"INDEX(LINEST(AN79:AN80,AM79:AM80,TRUE,FALSE),2)","v":23.666666666666664},{"$f":"((($I$5-4)/6)*((AO80*$J$5+AP80)-(AO77*$J$5+AP77)))+(AO77*$J$5+AP77)","v":23.932098765432098},10,500,36,{"$f":"INDEX(LINEST(AT79:AT80,AS79:AS80,TRUE,FALSE),1)","v":0.03},{"$f":"INDEX(LINEST(AT79:AT80,AS79:AS80,TRUE,FALSE),2)","v":21},{"$f":"((($I$5-4)/6)*((AU80*$J$5+AV80)-(AU77*$J$5+AV77)))+(AU77*$J$5+AV77)","v":20.662037037037031},10,500,52,{"$f":"INDEX(LINEST(AZ79:AZ80,AY79:AY80,TRUE,FALSE),1)","v":3.333333333333334E-3},{"$f":"INDEX(LINEST(AZ79:AZ80,AY79:AY80,TRUE,FALSE),2)","v":50.333333333333336},{"$f":"((($I$5-4)/6)*((BA80*$J$5+BB80)-(BA77*$J$5+BB77)))+(BA77*$J$5+BB77)","v":43.788580246913575}]
[]
["500x100",1,100,{"$f":"D62+2","v":35},null,null,null,1,100,{"$f":"J62+2","v":33},null,null,null,1,100,{"$f":"P62+2","v":34},null,null,null,1,100,{"$f":"V62+2","v":27},null,null,null,1,100,{"$f":"AB62+2","v":21},null,null,null,1,100,{"$f":"AH62+2","v":11},null,null,null,1,100,{"$f":"AN62+2","v":7},null,null,null,1,100,{"$f":"AT62+2","v":6},null,null,null,1,100,{"$f":"AZ62+2","v":29}]
[null,1,200,40,{"$f":"INDEX(LINEST(D82:D83,C82:C83,TRUE,FALSE),1)","v":0.05},{"$f":"INDEX(LINEST(D82:D83,C82:C83,TRUE,FALSE),2)","v":30},null,1,200,36,{"$f":"INDEX(LINEST(J82:J83,I82:I83,TRUE,FALSE),1)","v":2.9999999999999995E-2},{"$f":"INDEX(LINEST(J82:J83,I82:I83,TRUE,FALSE),2)","v":30},null,1,200,36,{"$f":"INDEX(LINEST(P82:P83,O82:O83,TRUE,FALSE),1)","v":2.0000000000000004E-2},{"$f":"INDEX(LINEST(P82:P83,O82:O83,TRUE,FALSE),2)","v":32},null,1,200,31,{"$f":"INDEX(LINEST(V82:V83,U82:U83,TRUE,FALSE),1)","v":4.0000000000000008E-2},{"$f":"INDEX(LINEST(V82:V83,U82:U83,TRUE,FALSE),2)","v":23},null,1,200,26,{"$f":"INDEX(LINEST(AB82:AB83,AA82:AA83,TRUE,FALSE),1)","v":0.05},{"$f":"INDEX(LINEST(AB82:AB83,AA82:AA83,TRUE,FALSE),2)","v":16},null,1,200,20,{"$f":"INDEX(LINEST(AH82:AH83,AG82:AG83,TRUE,FALSE),1)","v":0.09},{"$f":"INDEX(LINEST(AH82:AH83,AG82:AG83,TRUE,FALSE),2)","v":2},null,1,200,15,{"$f":"INDEX(LINEST(AN82:AN83,AM82:AM83,TRUE,FALSE),1)","v":8.0000000000000016E-2},{"$f":"INDEX(LINEST(AN82:AN83,AM82:AM83,TRUE,FALSE),2)","v":-1.0000000000000018},null,1,200,13,{"$f":"INDEX(LINEST(AT82:AT83,AS82:AS83,TRUE,FALSE),1)","v":7.0000000000000021E-2},{"$f":"INDEX(LINEST(AT82:AT83,AS82:AS83,TRUE,FALSE),2)","v":-1.0000000000000036},null,1,200,33,{"$f":"INDEX(LINEST(AZ82:AZ83,AY82:AY83,TRUE,FALSE),1)","v":4.0000000000000008E-2},{"$f":"INDEX(LINEST(AZ82:AZ83,AY82:AY83,TRUE,FALSE),2)","v":25}]
[null,1,500,43,{"$f":"INDEX(LINEST(D83:D84,C83:C84,TRUE,FALSE),1)","v":1.0000000000000004E-2},{"$f":"INDEX(LINEST(D83:D84,C83:C84,TRUE,FALSE),2)","v":38},null,1,500,48,{"$f":"INDEX(LINEST(J83:J84,I83:I84,TRUE,FALSE),1)","v":4.0000000000000015E-2},{"$f":"INDEX(LINEST(J83:J84,I83:I84,TRUE,FALSE),2)","v":27.999999999999993},null,1,500,39,{"$f":"INDEX(LINEST(P83:P84,O83:O84,TRUE,FALSE),1)","v":1.0000000000000004E-2},{"$f":"INDEX(LINEST(P83:P84,O83:O84,TRUE,FALSE),2)","v":34},null,1,500,33,{"$f":"INDEX(LINEST(V83:V84,U83:U84,TRUE,FALSE),1)","v":6.666666666666668E-3},{"$f":"INDEX(LINEST(V83:V84,U83:U84,TRUE,FALSE),2)","v":29.666666666666664},null,1,500,32,{"$f":"INDEX(LINEST(AB83:AB84,AA83:AA84,TRUE,FALSE),1)","v":2.0000000000000007E-2},{"$f":"INDEX(LINEST(AB83:AB84,AA83:AA84,TRUE,FALSE),2)","v":21.999999999999996},null,1,500,28,{"$f":"INDEX(LINEST(AH83:AH84,AG83:AG84,TRUE,FALSE),1)","v":2.6666666666666672E-2},{"$f":"INDEX(LINEST(AH83:AH84,AG83:AG84,TRUE,FALSE),2)","v":14.666666666666664},null,1,500,25,{"$f":"INDEX(LINEST(AN83:AN84,AM83:AM84,TRUE,FALSE),1)","v":3.3333333333333333E-2},{"$f":"INDEX(LINEST(AN83:AN84,AM83:AM84,TRUE,FALSE),2)","v":8.3333333333333339},null,1,500,23,{"$f":"INDEX(LINEST(AT83:AT84,AS83:AS84,TRUE,FALSE),1)","v":3.3333333333333333E-2},{"$f":"INDEX(LINEST(AT83:AT84,AS83:AS84,TRUE,FALSE),2)","v":6.3333333333333339},null,1,500,38,{"$f":"INDEX(LINEST(AZ83:AZ84,AY83:AY84,TRUE,FALSE),1)","v":1.6666666666666666E-2},{"$f":"INDEX(LINEST(AZ83:AZ84,AY83:AY84,TRUE,FALSE),2)","v":29.666666666666668}]
[null,4,100,45,null,null,null,4,100,47,null,null,null,4,100,40,null,null,null,4,100,26,null,null,null,4,100,23,null,null,null,4,100,19,null,null,null,4,100,15,null,null,null,4,100,9,null,null,null,4,100,35]
[null,4,200,46,{"$f":"INDEX(LINEST(D85:D86,C85:C86,TRUE,FALSE),1)","v":1.0000000000000002E-2},{"$f":"INDEX(LINEST(D85:D86,C85:C86,TRUE,FALSE),2)","v":44},{"$f":"((($I$6-1)/3)*((E86*$J$6+F86)-(E83*$J$6+F83)))+(E83*$J$6+F83)","v":49.648148148148145},4,200,47,{"$f":"INDEX(LINEST(J85:J86,I85:I86,TRUE,FALSE),1)","v":0},{"$f":"INDEX(LINEST(J85:J86,I85:I86,TRUE,FALSE),2)","v":47},{"$f":"((($I$6-1)/3)*((K86*$J$6+L86)-(K83*$J$6+L83)))+(K83*$J$6+L83)","v":53.481481481481481},4,200,45,{"$f":"INDEX(LINEST(P85:P86,O85:O86,TRUE,FALSE),1)","v":0.05},{"$f":"INDEX(LINEST(P85:P86,O85:O86,TRUE,FALSE),2)","v":35},{"$f":"((($I$6-1)/3)*((Q86*$J$6+R86)-(Q83*$J$6+R83)))+(Q83*$J$6+R83)","v":46.388888888888886},4,200,33,{"$f":"INDEX(LINEST(V85:V86,U85:U86,TRUE,FALSE),1)","v":7.0000000000000021E-2},{"$f":"INDEX(LINEST(V85:V86,U85:U86,TRUE,FALSE),2)","v":18.999999999999996},{"$f":"((($I$6-1)/3)*((W86*$J$6+X86)-(W83*$J$6+X83)))+(W83*$J$6+X83)","v":29.75925925925926},4,200,30,{"$f":"INDEX(LINEST(AB85:AB86,AA85:AA86,TRUE,FALSE),1)","v":7.0000000000000021E-2},{"$f":"INDEX(LINEST(AB85:AB86,AA85:AA86,TRUE,FALSE),2)","v":15.999999999999996},{"$f":"((($I$6-1)/3)*((AC86*$J$6+AD86)-(AC83*$J$6+AD83)))+(AC83*$J$6+AD83)","v":28.055555555555557},4,200,27,{"$f":"INDEX(LINEST(AH85:AH86,AG85:AG86,TRUE,FALSE),1)","v":8.0000000000000016E-2},{"$f":"INDEX(LINEST(AH85:AH86,AG85:AG86,TRUE,FALSE),2)","v":10.999999999999998},{"$f":"((($I$6-1)/3)*((AI86*$J$6+AJ86)-(AI83*$J$6+AJ83)))+(AI83*$J$6+AJ83)","v":26.888888888888886},4,200,23,{"$f":"INDEX(LINEST(AN85:AN86,AM85:AM86,TRUE,FALSE),1)","v":8.0000000000000016E-2},{"$f":"INDEX(LINEST(AN85:AN86,AM85:AM86,TRUE,FALSE),2)","v":6.9999999999999982},{"$f":"((($I$6-1)/3)*((AO86*$J$6+AP86)-(AO83*$J$6+AP83)))+(AO83*$J$6+AP83)","v":23.148148148148145},4,200,19,{"$f":"INDEX(LINEST(AT85:AT86,AS85:AS86,TRUE,FALSE),1)","v":0.1},{"$f":"INDEX(LINEST(AT85:AT86,AS85:AS86,TRUE,FALSE),2)","v":-1},{"$f":"((($I$6-1)/3)*((AU86*$J$6+AV86)-(AU83*$J$6+AV83)))+(AU83*$J$6+AV83)","v":16.333333333333332},4,200,39,{"$f":"INDEX(LINEST(AZ85:AZ86,AY85:AY86,TRUE,FALSE),1)","v":4.0000000000000008E-2},{"$f":"INDEX(LINEST(AZ85:AZ86,AY85:AY86,TRUE,FALSE),2)","v":31},{"$f":"((($I$6-1)/3)*((BA86*$J$6+BB86)-(BA83*$J$6+BB83)))+(BA83*$J$6+BB83)","v":40.111111111111114}]
[null,4,500,48,{"$f":"INDEX(LINEST(D86:D87,C86:C87,TRUE,FALSE),1)","v":6.666666666666668E-3},{"$f":"INDEX(LINEST(D86:D87,C86:C87,TRUE,FALSE),2)","v":44.666666666666664},{"$f":"((($I$6-1)/3)*((E87*$J$6+F87)-(E84*$J$6+F84)))+(E84*$J$6+F84)","v":48.864197530864189},4,500,47,{"$f":"INDEX(LINEST(J86:J87,I86:I87,TRUE,FALSE),1)","v":0},{"$f":"INDEX(LINEST(J86:J87,I86:I87,TRUE,FALSE),2)","v":47},{"$f":"((($I$6-1)/3)*((K87*$J$6+L87)-(K84*$J$6+L84)))+(K84*$J$6+L84)","v":53.740740740740748},4,500,47,{"$f":"INDEX(LINEST(P86:P87,O86:O87,TRUE,FALSE),1)","v":6.666666666666668E-3},{"$f":"INDEX(LINEST(P86:P87,O86:O87,TRUE,FALSE),2)","v":43.666666666666664},{"$f":"((($I$6-1)/3)*((Q87*$J$6+R87)-(Q84*$J$6+R84)))+(Q84*$J$6+R84)","v":49.419753086419746},4,500,41,{"$f":"INDEX(LINEST(V86:V87,U86:U87,TRUE,FALSE),1)","v":2.6666666666666672E-2},{"$f":"INDEX(LINEST(V86:V87,U86:U87,TRUE,FALSE),2)","v":27.666666666666664},{"$f":"((($I$6-1)/3)*((W87*$J$6+X87)-(W84*$J$6+X84)))+(W84*$J$6+X84)","v":32.185185185185183},4,500,40,{"$f":"INDEX(LINEST(AB86:AB87,AA86:AA87,TRUE,FALSE),1)","v":3.3333333333333333E-2},{"$f":"INDEX(LINEST(AB86:AB87,AA86:AA87,TRUE,FALSE),2)","v":23.333333333333336},{"$f":"((($I$6-1)/3)*((AC87*$J$6+AD87)-(AC84*$J$6+AD84)))+(AC84*$J$6+AD84)","v":30.061728395061735},4,500,35,{"$f":"INDEX(LINEST(AH86:AH87,AG86:AG87,TRUE,FALSE),1)","v":2.6666666666666672E-2},{"$f":"INDEX(LINEST(AH86:AH87,AG86:AG87,TRUE,FALSE),2)","v":21.666666666666664},{"$f":"((($I$6-1)/3)*((AI87*$J$6+AJ87)-(AI84*$J$6+AJ84)))+(AI84*$J$6+AJ84)","v":29.296296296296291},4,500,33,{"$f":"INDEX(LINEST(AN86:AN87,AM86:AM87,TRUE,FALSE),1)","v":3.3333333333333333E-2},{"$f":"INDEX(LINEST(AN86:AN87,AM86:AM87,TRUE,FALSE),2)","v":16.333333333333336},{"$f":"((($I$6-1)/3)*((AO87*$J$6+AP87)-(AO84*$J$6+AP84)))+(AO84*$J$6+AP84)","v":25.481481481481485},4,500,31,{"$f":"INDEX(LINEST(AT86:AT87,AS86:AS87,TRUE,FALSE),1)","v":4.0000000000000015E-2},{"$f":"INDEX(LINEST(AT86:AT87,AS86:AS87,TRUE,FALSE),2)","v":10.999999999999995},{"$f":"((($I$6-1)/3)*((AU87*$J$6+AV87)-(AU84*$J$6+AV84)))+(AU84*$J$6+AV84)","v":19.938271604938265},4,500,45,{"$f":"INDEX(LINEST(AZ86:AZ87,AY86:AY87,TRUE,FALSE),1)","v":2.0000000000000007E-2},{"$f":"INDEX(LINEST(AZ86:AZ87,AY86:AY87,TRUE,FALSE),2)","v":35},{"$f":"((($I$6-1)/3)*((BA87*$J$6+BB87)-(BA84*$J$6+BB84)))+(BA84*$J$6+BB84)","v":41.02469135802469}]
[null,10,100,64,null,null,null,10,100,62,null,null,null,10,100,53,null,null,null,10,100,39,null,null,null,10,100,36,null,null,null,10,100,31,null,null,null,10,100,24,null,null,null,10,100,17,null,null,null,10,100,49]
[null,10,200,65,{"$f":"INDEX(LINEST(D88:D89,C88:C89,TRUE,FALSE),1)","v":1.0000000000000002E-2},{"$f":"INDEX(LINEST(D88:D89,C88:C89,TRUE,FALSE),2)","v":63},{"$f":"((($I$6-4)/6)*((E89*$J$6+F89)-(E86*$J$6+F86)))+(E86*$J$6+F86)","v":50.425925925925924},10,200,65,{"$f":"INDEX(LINEST(J88:J89,I88:I89,TRUE,FALSE),1)","v":2.9999999999999995E-2},{"$f":"INDEX(LINEST(J88:J89,I88:I89,TRUE,FALSE),2)","v":59},{"$f":"((($I$6-4)/6)*((K89*$J$6+L89)-(K86*$J$6+L86)))+(K86*$J$6+L86)","v":51.277777777777779},10,200,56,{"$f":"INDEX(LINEST(P88:P89,O88:O89,TRUE,FALSE),1)","v":2.9999999999999995E-2},{"$f":"INDEX(LINEST(P88:P89,O88:O89,TRUE,FALSE),2)","v":50},{"$f":"((($I$6-4)/6)*((Q89*$J$6+R89)-(Q86*$J$6+R86)))+(Q86*$J$6+R86)","v":45.611111111111114},10,200,45,{"$f":"INDEX(LINEST(V88:V89,U88:U89,TRUE,FALSE),1)","v":5.9999999999999991E-2},{"$f":"INDEX(LINEST(V88:V89,U88:U89,TRUE,FALSE),2)","v":33},{"$f":"((($I$6-4)/6)*((W89*$J$6+X89)-(W86*$J$6+X86)))+(W86*$J$6+X86)","v":32.74074074074074},10,200,41,{"$f":"INDEX(LINEST(AB88:AB89,AA88:AA89,TRUE,FALSE),1)","v":0.05},{"$f":"INDEX(LINEST(AB88:AB89,AA88:AA89,TRUE,FALSE),2)","v":31},{"$f":"((($I$6-4)/6)*((AC89*$J$6+AD89)-(AC86*$J$6+AD86)))+(AC86*$J$6+AD86)","v":29.611111111111111},10,200,35,{"$f":"INDEX(LINEST(AH88:AH89,AG88:AG89,TRUE,FALSE),1)","v":4.0000000000000008E-2},{"$f":"INDEX(LINEST(AH88:AH89,AG88:AG89,TRUE,FALSE),2)","v":27},{"$f":"((($I$6-4)/6)*((AI89*$J$6+AJ89)-(AI86*$J$6+AJ86)))+(AI86*$J$6+AJ86)","v":25.592592592592592},10,200,30,{"$f":"INDEX(LINEST(AN88:AN89,AM88:AM89,TRUE,FALSE),1)","v":5.9999999999999991E-2},{"$f":"INDEX(LINEST(AN88:AN89,AM88:AM89,TRUE,FALSE),2)","v":18},{"$f":"((($I$6-4)/6)*((AO89*$J$6+AP89)-(AO86*$J$6+AP86)))+(AO86*$J$6+AP86)","v":21.074074074074073},10,200,28,{"$f":"INDEX(LINEST(AT88:AT89,AS88:AS89,TRUE,FALSE),1)","v":0.11000000000000001},{"$f":"INDEX(LINEST(AT88:AT89,AS88:AS89,TRUE,FALSE),2)","v":5.9999999999999964},{"$f":"((($I$6-4)/6)*((AU89*$J$6+AV89)-(AU86*$J$6+AV86)))+(AU86*$J$6+AV86)","v":16.203703703703702},10,200,52,{"$f":"INDEX(LINEST(AZ88:AZ89,AY88:AY89,TRUE,FALSE),1)","v":2.9999999999999995E-2},{"$f":"INDEX(LINEST(AZ88:AZ89,AY88:AY89,TRUE,FALSE),2)","v":46},{"$f":"((($I$6-4)/6)*((BA89*$J$6+BB89)-(BA86*$J$6+BB86)))+(BA86*$J$6+BB86)","v":40.5}]
[null,10,500,60,{"$f":"INDEX(LINEST(D89:D90,C89:C90,TRUE,FALSE),1)","v":-1.6666666666666666E-2},{"$f":"INDEX(LINEST(D89:D90,C89:C90,TRUE,FALSE),2)","v":68.333333333333329},{"$f":"((($I$6-4)/6)*((E90*$J$6+F90)-(E87*$J$6+F87)))+(E87*$J$6+F87)","v":50.895061728395056},10,500,62,{"$f":"INDEX(LINEST(J89:J90,I89:I90,TRUE,FALSE),1)","v":-1.0000000000000004E-2},{"$f":"INDEX(LINEST(J89:J90,I89:I90,TRUE,FALSE),2)","v":67},{"$f":"((($I$6-4)/6)*((K90*$J$6+L90)-(K87*$J$6+L87)))+(K87*$J$6+L87)","v":51.796296296296298},10,500,59,{"$f":"INDEX(LINEST(P89:P90,O89:O90,TRUE,FALSE),1)","v":1.0000000000000004E-2},{"$f":"INDEX(LINEST(P89:P90,O89:O90,TRUE,FALSE),2)","v":54},{"$f":"((($I$6-4)/6)*((Q90*$J$6+R90)-(Q87*$J$6+R87)))+(Q87*$J$6+R87)","v":47.475308641975303},10,500,46,{"$f":"INDEX(LINEST(V89:V90,U89:U90,TRUE,FALSE),1)","v":3.333333333333334E-3},{"$f":"INDEX(LINEST(V89:V90,U89:U90,TRUE,FALSE),2)","v":44.333333333333336},{"$f":"((($I$6-4)/6)*((W90*$J$6+X90)-(W87*$J$6+X87)))+(W87*$J$6+X87)","v":35.080246913580247},10,500,43,{"$f":"INDEX(LINEST(AB89:AB90,AA89:AA90,TRUE,FALSE),1)","v":6.666666666666668E-3},{"$f":"INDEX(LINEST(AB89:AB90,AA89:AA90,TRUE,FALSE),2)","v":39.666666666666664},{"$f":"((($I$6-4)/6)*((AC90*$J$6+AD90)-(AC87*$J$6+AD87)))+(AC87*$J$6+AD87)","v":31.530864197530864},10,500,39,{"$f":"INDEX(LINEST(AH89:AH90,AG89:AG90,TRUE,FALSE),1)","v":1.3333333333333336E-2},{"$f":"INDEX(LINEST(AH89:AH90,AG89:AG90,TRUE,FALSE),2)","v":32.333333333333329},{"$f":"((($I$6-4)/6)*((AI90*$J$6+AJ90)-(AI87*$J$6+AJ87)))+(AI87*$J$6+AJ87)","v":27.913580246913575},10,500,38,{"$f":"INDEX(LINEST(AN89:AN90,AM89:AM90,TRUE,FALSE),1)","v":2.6666666666666672E-2},{"$f":"INDEX(LINEST(AN89:AN90,AM89:AM90,TRUE,FALSE),2)","v":24.666666666666664},{"$f":"((($I$6-4)/6)*((AO90*$J$6+AP90)-(AO87*$J$6+AP87)))+(AO87*$J$6+AP87)","v":23.23456790123457},10,500,37,{"$f":"INDEX(LINEST(AT89:AT90,AS89:AS90,TRUE,FALSE),1)","v":0.03},{"$f":"INDEX(LINEST(AT89:AT90,AS89:AS90,TRUE,FALSE),2)","v":22},{"$f":"((($I$6-4)/6)*((AU90*$J$6+AV90)-(AU87*$J$6+AV87)))+(AU87*$J$6+AV87)","v":19.462962962962962},10,500,53,{"$f":"INDEX(LINEST(AZ89:AZ90,AY89:AY90,TRUE,FALSE),1)","v":3.333333333333334E-3},{"$f":"INDEX(LINEST(AZ89:AZ90,AY89:AY90,TRUE,FALSE),2)","v":51.333333333333336},{"$f":"((($I$6-4)/6)*((BA90*$J$6+BB90)-(BA87*$J$6+BB87)))+(BA87*$J$6+BB87)","v":41.586419753086417}]
[]
["600x100",1,100,{"$f":"D62+3","v":36},null,null,null,1,100,{"$f":"J62+3","v":34},null,null,null,1,100,{"$f":"P62+3","v":35},null,null,null,1,100,{"$f":"V62+3","v":28},null,null,null,1,100,{"$f":"AB62+3","v":22},null,null,null,1,100,{"$f":"AH62+3","v":12},null,null,null,1,100,{"$f":"AN62+3","v":8},null,null,null,1,100,{"$f":"AT62+3","v":7},null,null,null,1,100,{"$f":"AZ62+3","v":30}]
[null,1,200,41,{"$f":"INDEX(LINEST(D92:D93,C92:C93,TRUE,FALSE),1)","v":0.05},{"$f":"INDEX(LINEST(D92:D93,C92:C93,TRUE,FALSE),2)","v":31},null,1,200,37,{"$f":"INDEX(LINEST(J92:J93,I92:I93,TRUE,FALSE),1)","v":2.9999999999999995E-2},{"$f":"INDEX(LINEST(J92:J93,I92:I93,TRUE,FALSE),2)","v":31},null,1,200,37,{"$f":"INDEX(LINEST(P92:P93,O92:O93,TRUE,FALSE),1)","v":2.0000000000000004E-2},{"$f":"INDEX(LINEST(P92:P93,O92:O93,TRUE,FALSE),2)","v":33},null,1,200,32,{"$f":"INDEX(LINEST(V92:V93,U92:U93,TRUE,FALSE),1)","v":4.0000000000000008E-2},{"$f":"INDEX(LINEST(V92:V93,U92:U93,TRUE,FALSE),2)","v":24},null,1,200,27,{"$f":"INDEX(LINEST(AB92:AB93,AA92:AA93,TRUE,FALSE),1)","v":0.05},{"$f":"INDEX(LINEST(AB92:AB93,AA92:AA93,TRUE,FALSE),2)","v":17},null,1,200,21,{"$f":"INDEX(LINEST(AH92:AH93,AG92:AG93,TRUE,FALSE),1)","v":0.09},{"$f":"INDEX(LINEST(AH92:AH93,AG92:AG93,TRUE,FALSE),2)","v":3},null,1,200,16,{"$f":"INDEX(LINEST(AN92:AN93,AM92:AM93,TRUE,FALSE),1)","v":8.0000000000000016E-2},{"$f":"INDEX(LINEST(AN92:AN93,AM92:AM93,TRUE,FALSE),2)","v":-1.7763568394002505E-15},null,1,200,14,{"$f":"INDEX(LINEST(AT92:AT93,AS92:AS93,TRUE,FALSE),1)","v":7.0000000000000021E-2},{"$f":"INDEX(LINEST(AT92:AT93,AS92:AS93,TRUE,FALSE),2)","v":-3.5527136788005009E-15},null,1,200,34,{"$f":"INDEX(LINEST(AZ92:AZ93,AY92:AY93,TRUE,FALSE),1)","v":4.0000000000000008E-2},{"$f":"INDEX(LINEST(AZ92:AZ93,AY92:AY93,TRUE,FALSE),2)","v":26}]
[null,1,500,44,{"$f":"INDEX(LINEST(D93:D94,C93:C94,TRUE,FALSE),1)","v":1.0000000000000004E-2},{"$f":"INDEX(LINEST(D93:D94,C93:C94,TRUE,FALSE),2)","v":39},null,1,500,49,{"$f":"INDEX(LINEST(J93:J94,I93:I94,TRUE,FALSE),1)","v":4.0000000000000015E-2},{"$f":"INDEX(LINEST(J93:J94,I93:I94,TRUE,FALSE),2)","v":28.999999999999993},null,1,500,40,{"$f":"INDEX(LINEST(P93:P94,O93:O94,TRUE,FALSE),1)","v":1.0000000000000004E-2},{"$f":"INDEX(LINEST(P93:P94,O93:O94,TRUE,FALSE),2)","v":35},null,1,500,34,{"$f":"INDEX(LINEST(V93:V94,U93:U94,TRUE,FALSE),1)","v":6.666666666666668E-3},{"$f":"INDEX(LINEST(V93:V94,U93:U94,TRUE,FALSE),2)","v":30.666666666666664},null,1,500,33,{"$f":"INDEX(LINEST(AB93:AB94,AA93:AA94,TRUE,FALSE),1)","v":2.0000000000000007E-2},{"$f":"INDEX(LINEST(AB93:AB94,AA93:AA94,TRUE,FALSE),2)","v":22.999999999999996},null,1,500,29,{"$f":"INDEX(LINEST(AH93:AH94,AG93:AG94,TRUE,FALSE),1)","v":2.6666666666666672E-2},{"$f":"INDEX(LINEST(AH93:AH94,AG93:AG94,TRUE,FALSE),2)","v":15.666666666666664},null,1,500,26,{"$f":"INDEX(LINEST(AN93:AN94,AM93:AM94,TRUE,FALSE),1)","v":3.3333333333333333E-2},{"$f":"INDEX(LINEST(AN93:AN94,AM93:AM94,TRUE,FALSE),2)","v":9.3333333333333339},null,1,500,24,{"$f":"INDEX(LINEST(AT93:AT94,AS93:AS94,TRUE,FALSE),1)","v":3.3333333333333333E-2},{"$f":"INDEX(LINEST(AT93:AT94,AS93:AS94,TRUE,FALSE),2)","v":7.3333333333333339},null,1,500,39,{"$f":"INDEX(LINEST(AZ93:AZ94,AY93:AY94,TRUE,FALSE),1)","v":1.6666666666666666E-2},{"$f":"INDEX(LINEST(AZ93:AZ94,AY93:AY94,TRUE,FALSE),2)","v":30.666666666666668}]
[null,4,100,46,null,null,null,4,100,48,null,null,null,4,100,41,null,null,null,4,100,27,null,null,null,4,100,24,null,null,null,4,100,20,null,null,null,4,100,16,null,null,null,4,100,10,null,null,null,4,100,36]
[null,4,200,47,{"$f":"INDEX(LINEST(D95:D96,C95:C96,TRUE,FALSE),1)","v":1.0000000000000002E-2},{"$f":"INDEX(LINEST(D95:D96,C95:C96,TRUE,FALSE),2)","v":45},{"$f":"((($I$7-1)/3)*((E96*$J$7+F96)-(E93*$J$7+F93)))+(E93*$J$7+F93)","v":48.179012345679013},4,200,48,{"$f":"INDEX(LINEST(J95:J96,I95:I96,TRUE,FALSE),1)","v":0},{"$f":"INDEX(LINEST(J95:J96,I95:I96,TRUE,FALSE),2)","v":48},{"$f":"((($I$7-1)/3)*((K96*$J$7+L96)-(K93*$J$7+L93)))+(K93*$J$7+L93)","v":50.623456790123456},4,200,46,{"$f":"INDEX(LINEST(P95:P96,O95:O96,TRUE,FALSE),1)","v":0.05},{"$f":"INDEX(LINEST(P95:P96,O95:O96,TRUE,FALSE),2)","v":36},{"$f":"((($I$7-1)/3)*((Q96*$J$7+R96)-(Q93*$J$7+R93)))+(Q93*$J$7+R93)","v":45.074074074074076},4,200,34,{"$f":"INDEX(LINEST(V95:V96,U95:U96,TRUE,FALSE),1)","v":7.0000000000000021E-2},{"$f":"INDEX(LINEST(V95:V96,U95:U96,TRUE,FALSE),2)","v":19.999999999999996},{"$f":"((($I$7-1)/3)*((W96*$J$7+X96)-(W93*$J$7+X93)))+(W93*$J$7+X93)","v":30.604938271604937},4,200,31,{"$f":"INDEX(LINEST(AB95:AB96,AA95:AA96,TRUE,FALSE),1)","v":7.0000000000000021E-2},{"$f":"INDEX(LINEST(AB95:AB96,AA95:AA96,TRUE,FALSE),2)","v":16.999999999999996},{"$f":"((($I$7-1)/3)*((AC96*$J$7+AD96)-(AC93*$J$7+AD93)))+(AC93*$J$7+AD93)","v":28.12962962962963},4,200,28,{"$f":"INDEX(LINEST(AH95:AH96,AG95:AG96,TRUE,FALSE),1)","v":8.0000000000000016E-2},{"$f":"INDEX(LINEST(AH95:AH96,AG95:AG96,TRUE,FALSE),2)","v":11.999999999999998},{"$f":"((($I$7-1)/3)*((AI96*$J$7+AJ96)-(AI93*$J$7+AJ93)))+(AI93*$J$7+AJ93)","v":25.574074074074076},4,200,24,{"$f":"INDEX(LINEST(AN95:AN96,AM95:AM96,TRUE,FALSE),1)","v":8.0000000000000016E-2},{"$f":"INDEX(LINEST(AN95:AN96,AM95:AM96,TRUE,FALSE),2)","v":7.9999999999999982},{"$f":"((($I$7-1)/3)*((AO96*$J$7+AP96)-(AO93*$J$7+AP93)))+(AO93*$J$7+AP93)","v":21.679012345679013},4,200,20,{"$f":"INDEX(LINEST(AT95:AT96,AS95:AS96,TRUE,FALSE),1)","v":0.1},{"$f":"INDEX(LINEST(AT95:AT96,AS95:AS96,TRUE,FALSE),2)","v":0},{"$f":"((($I$7-1)/3)*((AU96*$J$7+AV96)-(AU93*$J$7+AV93)))+(AU93*$J$7+AV93)","v":15.944444444444445},4,200,40,{"$f":"INDEX(LINEST(AZ95:AZ96,AY95:AY96,TRUE,FALSE),1)","v":4.0000000000000008E-2},{"$f":"INDEX(LINEST(AZ95:AZ96,AY95:AY96,TRUE,FALSE),2)","v":32},{"$f":"((($I$7-1)/3)*((BA96*$J$7+BB96)-(BA93*$J$7+BB93)))+(BA93*$J$7+BB93)","v":39.25925925925926}]
[null,4,500,49,{"$f":"INDEX(LINEST(D96:D97,C96:C97,TRUE,FALSE),1)","v":6.666666666666668E-3},{"$f":"INDEX(LINEST(D96:D97,C96:C97,TRUE,FALSE),2)","v":45.666666666666664},{"$f":"((($I$7-1)/3)*((E97*$J$7+F97)-(E94*$J$7+F94)))+(E94*$J$7+F94)","v":47.960905349794238},4,500,48,{"$f":"INDEX(LINEST(J96:J97,I96:I97,TRUE,FALSE),1)","v":0},{"$f":"INDEX(LINEST(J96:J97,I96:I97,TRUE,FALSE),2)","v":48},{"$f":"((($I$7-1)/3)*((K97*$J$7+L97)-(K94*$J$7+L94)))+(K94*$J$7+L94)","v":50.728395061728399},4,500,48,{"$f":"INDEX(LINEST(P96:P97,O96:O97,TRUE,FALSE),1)","v":6.666666666666668E-3},{"$f":"INDEX(LINEST(P96:P97,O96:O97,TRUE,FALSE),2)","v":44.666666666666664},{"$f":"((($I$7-1)/3)*((Q97*$J$7+R97)-(Q94*$J$7+R94)))+(Q94*$J$7+R94)","v":47.590534979423865},4,500,42,{"$f":"INDEX(LINEST(V96:V97,U96:U97,TRUE,FALSE),1)","v":2.6666666666666672E-2},{"$f":"INDEX(LINEST(V96:V97,U96:U97,TRUE,FALSE),2)","v":28.666666666666664},{"$f":"((($I$7-1)/3)*((W97*$J$7+X97)-(W94*$J$7+X94)))+(W94*$J$7+X94)","v":32.876543209876544},4,500,41,{"$f":"INDEX(LINEST(AB96:AB97,AA96:AA97,TRUE,FALSE),1)","v":3.3333333333333333E-2},{"$f":"INDEX(LINEST(AB96:AB97,AA96:AA97,TRUE,FALSE),2)","v":24.333333333333336},{"$f":"((($I$7-1)/3)*((AC97*$J$7+AD97)-(AC94*$J$7+AD94)))+(AC94*$J$7+AD94)","v":30.032921810699591},4,500,36,{"$f":"INDEX(LINEST(AH96:AH97,AG96:AG97,TRUE,FALSE),1)","v":2.6666666666666672E-2},{"$f":"INDEX(LINEST(AH96:AH97,AG96:AG97,TRUE,FALSE),2)","v":22.666666666666664},{"$f":"((($I$7-1)/3)*((AI97*$J$7+AJ97)-(AI94*$J$7+AJ94)))+(AI94*$J$7+AJ94)","v":28.1358024691358},4,500,34,{"$f":"INDEX(LINEST(AN96:AN97,AM96:AM97,TRUE,FALSE),1)","v":3.3333333333333333E-2},{"$f":"INDEX(LINEST(AN96:AN97,AM96:AM97,TRUE,FALSE),2)","v":17.333333333333336},{"$f":"((($I$7-1)/3)*((AO97*$J$7+AP97)-(AO94*$J$7+AP94)))+(AO94*$J$7+AP94)","v":24.012345679012348},4,500,32,{"$f":"INDEX(LINEST(AT96:AT97,AS96:AS97,TRUE,FALSE),1)","v":4.0000000000000015E-2},{"$f":"INDEX(LINEST(AT96:AT97,AS96:AS97,TRUE,FALSE),2)","v":11.999999999999995},{"$f":"((($I$7-1)/3)*((AU97*$J$7+AV97)-(AU94*$J$7+AV94)))+(AU94*$J$7+AV94)","v":19.18930041152263},4,500,46,{"$f":"INDEX(LINEST(AZ96:AZ97,AY96:AY97,TRUE,FALSE),1)","v":2.0000000000000007E-2},{"$f":"INDEX(LINEST(AZ96:AZ97,AY96:AY97,TRUE,FALSE),2)","v":36},{"$f":"((($I$7-1)/3)*((BA97*$J$7+BB97)-(BA94*$J$7+BB94)))+(BA94*$J$7+BB94)","v":40.224279835390945}]
[null,10,100,65,null,null,null,10,100,63,null,null,null,10,100,54,null,null,null,10,100,40,null,null,null,10,100,37,null,null,null,10,100,32,null,null,null,10,100,25,null,null,null,10,100,18,null,null,null,10,100,50]
[null,10,200,66,{"$f":"INDEX(LINEST(D98:D99,C98:C99,TRUE,FALSE),1)","v":1.0000000000000002E-2},{"$f":"INDEX(LINEST(D98:D99,C98:C99,TRUE,FALSE),2)","v":64},{"$f":"((($I$7-4)/6)*((E99*$J$7+F99)-(E96*$J$7+F96)))+(E96*$J$7+F96)","v":48.493827160493829},10,200,66,{"$f":"INDEX(LINEST(J98:J99,I98:I99,TRUE,FALSE),1)","v":2.9999999999999995E-2},{"$f":"INDEX(LINEST(J98:J99,I98:I99,TRUE,FALSE),2)","v":60},{"$f":"((($I$7-4)/6)*((K99*$J$7+L99)-(K96*$J$7+L96)))+(K96*$J$7+L96)","v":49.731481481481481},10,200,57,{"$f":"INDEX(LINEST(P98:P99,O98:O99,TRUE,FALSE),1)","v":2.9999999999999995E-2},{"$f":"INDEX(LINEST(P98:P99,O98:O99,TRUE,FALSE),2)","v":51},{"$f":"((($I$7-4)/6)*((Q99*$J$7+R99)-(Q96*$J$7+R96)))+(Q96*$J$7+R96)","v":44.75925925925926},10,200,46,{"$f":"INDEX(LINEST(V98:V99,U98:U99,TRUE,FALSE),1)","v":5.9999999999999991E-2},{"$f":"INDEX(LINEST(V98:V99,U98:U99,TRUE,FALSE),2)","v":34},{"$f":"((($I$7-4)/6)*((W99*$J$7+X99)-(W96*$J$7+X96)))+(W96*$J$7+X96)","v":31.811728395061728},10,200,42,{"$f":"INDEX(LINEST(AB98:AB99,AA98:AA99,TRUE,FALSE),1)","v":0.05},{"$f":"INDEX(LINEST(AB98:AB99,AA98:AA99,TRUE,FALSE),2)","v":32},{"$f":"((($I$7-4)/6)*((AC99*$J$7+AD99)-(AC96*$J$7+AD96)))+(AC96*$J$7+AD96)","v":28.75925925925926},10,200,36,{"$f":"INDEX(LINEST(AH98:AH99,AG98:AG99,TRUE,FALSE),1)","v":4.0000000000000008E-2},{"$f":"INDEX(LINEST(AH98:AH99,AG98:AG99,TRUE,FALSE),2)","v":28},{"$f":"((($I$7-4)/6)*((AI99*$J$7+AJ99)-(AI96*$J$7+AJ96)))+(AI96*$J$7+AJ96)","v":25.049382716049383},10,200,31,{"$f":"INDEX(LINEST(AN98:AN99,AM98:AM99,TRUE,FALSE),1)","v":5.9999999999999991E-2},{"$f":"INDEX(LINEST(AN98:AN99,AM98:AM99,TRUE,FALSE),2)","v":19},{"$f":"((($I$7-4)/6)*((AO99*$J$7+AP99)-(AO96*$J$7+AP96)))+(AO96*$J$7+AP96)","v":20.839506172839506},10,200,29,{"$f":"INDEX(LINEST(AT98:AT99,AS98:AS99,TRUE,FALSE),1)","v":0.11000000000000001},{"$f":"INDEX(LINEST(AT98:AT99,AS98:AS99,TRUE,FALSE),2)","v":6.9999999999999964},{"$f":"((($I$7-4)/6)*((AU99*$J$7+AV99)-(AU96*$J$7+AV96)))+(AU96*$J$7+AV96)","v":15.891975308641975},10,200,53,{"$f":"INDEX(LINEST(AZ98:AZ99,AY98:AY99,TRUE,FALSE),1)","v":2.9999999999999995E-2},{"$f":"INDEX(LINEST(AZ98:AZ99,AY98:AY99,TRUE,FALSE),2)","v":47},{"$f":"((($I$7-4)/6)*((BA99*$J$7+BB99)-(BA96*$J$7+BB96)))+(BA96*$J$7+BB96)","v":39.416666666666664}]
[null,10,500,61,{"$f":"INDEX(LINEST(D99:D100,C99:C100,TRUE,FALSE),1)","v":-1.6666666666666666E-2},{"$f":"INDEX(LINEST(D99:D100,C99:C100,TRUE,FALSE),2)","v":69.333333333333329},{"$f":"((($I$7-4)/6)*((E100*$J$7+F100)-(E97*$J$7+F97)))+(E97*$J$7+F97)","v":48.782921810699584},10,500,63,{"$f":"INDEX(LINEST(J99:J100,I99:I100,TRUE,FALSE),1)","v":-1.0000000000000004E-2},{"$f":"INDEX(LINEST(J99:J100,I99:I100,TRUE,FALSE),2)","v":68},{"$f":"((($I$7-4)/6)*((K100*$J$7+L100)-(K97*$J$7+L97)))+(K97*$J$7+L97)","v":49.941358024691361},10,500,60,{"$f":"INDEX(LINEST(P99:P100,O99:O100,TRUE,FALSE),1)","v":1.0000000000000004E-2},{"$f":"INDEX(LINEST(P99:P100,O99:O100,TRUE,FALSE),2)","v":55},{"$f":"((($I$7-4)/6)*((Q100*$J$7+R100)-(Q97*$J$7+R97)))+(Q97*$J$7+R97)","v":46.803497942386826},10,500,47,{"$f":"INDEX(LINEST(V99:V100,U99:U100,TRUE,FALSE),1)","v":3.333333333333334E-3},{"$f":"INDEX(LINEST(V99:V100,U99:U100,TRUE,FALSE),2)","v":45.333333333333336},{"$f":"((($I$7-4)/6)*((W100*$J$7+X100)-(W97*$J$7+X97)))+(W97*$J$7+X97)","v":34.048353909465021},10,500,44,{"$f":"INDEX(LINEST(AB99:AB100,AA99:AA100,TRUE,FALSE),1)","v":6.666666666666668E-3},{"$f":"INDEX(LINEST(AB99:AB100,AA99:AA100,TRUE,FALSE),2)","v":40.666666666666664},{"$f":"((($I$7-4)/6)*((AC100*$J$7+AD100)-(AC97*$J$7+AD97)))+(AC97*$J$7+AD97)","v":30.627572016460906},10,500,40,{"$f":"INDEX(LINEST(AH99:AH100,AG99:AG100,TRUE,FALSE),1)","v":1.3333333333333336E-2},{"$f":"INDEX(LINEST(AH99:AH100,AG99:AG100,TRUE,FALSE),2)","v":33.333333333333329},{"$f":"((($I$7-4)/6)*((AI100*$J$7+AJ100)-(AI97*$J$7+AJ97)))+(AI97*$J$7+AJ97)","v":27.576131687242796},10,500,39,{"$f":"INDEX(LINEST(AN99:AN100,AM99:AM100,TRUE,FALSE),1)","v":2.6666666666666672E-2},{"$f":"INDEX(LINEST(AN99:AN100,AM99:AM100,TRUE,FALSE),2)","v":25.666666666666664},{"$f":"((($I$7-4)/6)*((AO100*$J$7+AP100)-(AO97*$J$7+AP97)))+(AO97*$J$7+AP97)","v":23.102880658436217},10,500,38,{"$f":"INDEX(LINEST(AT99:AT100,AS99:AS100,TRUE,FALSE),1)","v":0.03},{"$f":"INDEX(LINEST(AT99:AT100,AS99:AS100,TRUE,FALSE),2)","v":23},{"$f":"((($I$7-4)/6)*((AU100*$J$7+AV100)-(AU97*$J$7+AV97)))+(AU97*$J$7+AV97)","v":18.996913580246911},10,500,54,{"$f":"INDEX(LINEST(AZ99:AZ100,AY99:AY100,TRUE,FALSE),1)","v":3.333333333333334E-3},{"$f":"INDEX(LINEST(AZ99:AZ100,AY99:AY100,TRUE,FALSE),2)","v":52.333333333333336},{"$f":"((($I$7-4)/6)*((BA100*$J$7+BB100)-(BA97*$J$7+BB97)))+(BA97*$J$7+BB97)","v":40.451646090534979}]
[]
["300x150",1,100,{"$f":"D112-1","v":39},null,null,null,1,100,{"$f":"J112-1","v":38},null,null,null,1,100,{"$f":"P112-1","v":34},null,null,null,1,100,{"$f":"V112-1","v":28},null,null,null,1,100,{"$f":"AB112-1","v":22},null,null,null,1,100,{"$f":"AH112-1","v":18},null,null,null,1,100,{"$f":"AN112-1","v":10},null,null,null,1,100,{"$f":"AT112-1","v":11},null,null,null,1,100,{"$f":"AZ112-1","v":30}]
[null,1,200,44,{"$f":"INDEX(LINEST(D102:D103,C102:C103,TRUE,FALSE),1)","v":0.05},{"$f":"INDEX(LINEST(D102:D103,C102:C103,TRUE,FALSE),2)","v":34},null,1,200,41,{"$f":"INDEX(LINEST(J102:J103,I102:I103,TRUE,FALSE),1)","v":2.9999999999999995E-2},{"$f":"INDEX(LINEST(J102:J103,I102:I103,TRUE,FALSE),2)","v":35},null,1,200,38,{"$f":"INDEX(LINEST(P102:P103,O102:O103,TRUE,FALSE),1)","v":4.0000000000000008E-2},{"$f":"INDEX(LINEST(P102:P103,O102:O103,TRUE,FALSE),2)","v":30},null,1,200,32,{"$f":"INDEX(LINEST(V102:V103,U102:U103,TRUE,FALSE),1)","v":4.0000000000000008E-2},{"$f":"INDEX(LINEST(V102:V103,U102:U103,TRUE,FALSE),2)","v":24},null,1,200,28,{"$f":"INDEX(LINEST(AB102:AB103,AA102:AA103,TRUE,FALSE),1)","v":5.9999999999999991E-2},{"$f":"INDEX(LINEST(AB102:AB103,AA102:AA103,TRUE,FALSE),2)","v":16},null,1,200,25,{"$f":"INDEX(LINEST(AH102:AH103,AG102:AG103,TRUE,FALSE),1)","v":7.0000000000000021E-2},{"$f":"INDEX(LINEST(AH102:AH103,AG102:AG103,TRUE,FALSE),2)","v":10.999999999999996},null,1,200,18,{"$f":"INDEX(LINEST(AN102:AN103,AM102:AM103,TRUE,FALSE),1)","v":8.0000000000000016E-2},{"$f":"INDEX(LINEST(AN102:AN103,AM102:AM103,TRUE,FALSE),2)","v":1.9999999999999982},null,1,200,15,{"$f":"INDEX(LINEST(AT102:AT103,AS102:AS103,TRUE,FALSE),1)","v":4.0000000000000008E-2},{"$f":"INDEX(LINEST(AT102:AT103,AS102:AS103,TRUE,FALSE),2)","v":6.9999999999999991},null,1,200,35,{"$f":"INDEX(LINEST(AZ102:AZ103,AY102:AY103,TRUE,FALSE),1)","v":0.05},{"$f":"INDEX(LINEST(AZ102:AZ103,AY102:AY103,TRUE,FALSE),2)","v":25}]
[null,1,500,44,{"$f":"INDEX(LINEST(D103:D104,C103:C104,TRUE,FALSE),1)","v":0},{"$f":"INDEX(LINEST(D103:D104,C103:C104,TRUE,FALSE),2)","v":44},null,1,500,45,{"$f":"INDEX(LINEST(J103:J104,I103:I104,TRUE,FALSE),1)","v":1.3333333333333336E-2},{"$f":"INDEX(LINEST(J103:J104,I103:I104,TRUE,FALSE),2)","v":38.333333333333329},null,1,500,42,{"$f":"INDEX(LINEST(P103:P104,O103:O104,TRUE,FALSE),1)","v":1.3333333333333336E-2},{"$f":"INDEX(LINEST(P103:P104,O103:O104,TRUE,FALSE),2)","v":35.333333333333329},null,1,500,39,{"$f":"INDEX(LINEST(V103:V104,U103:U104,TRUE,FALSE),1)","v":2.3333333333333331E-2},{"$f":"INDEX(LINEST(V103:V104,U103:U104,TRUE,FALSE),2)","v":27.333333333333336},null,1,500,35,{"$f":"INDEX(LINEST(AB103:AB104,AA103:AA104,TRUE,FALSE),1)","v":2.3333333333333331E-2},{"$f":"INDEX(LINEST(AB103:AB104,AA103:AA104,TRUE,FALSE),2)","v":23.333333333333336},null,1,500,33,{"$f":"INDEX(LINEST(AH103:AH104,AG103:AG104,TRUE,FALSE),1)","v":2.6666666666666672E-2},{"$f":"INDEX(LINEST(AH103:AH104,AG103:AG104,TRUE,FALSE),2)","v":19.666666666666664},null,1,500,34,{"$f":"INDEX(LINEST(AN103:AN104,AM103:AM104,TRUE,FALSE),1)","v":5.3333333333333344E-2},{"$f":"INDEX(LINEST(AN103:AN104,AM103:AM104,TRUE,FALSE),2)","v":7.3333333333333286},null,1,500,29,{"$f":"INDEX(LINEST(AT103:AT104,AS103:AS104,TRUE,FALSE),1)","v":4.6666666666666662E-2},{"$f":"INDEX(LINEST(AT103:AT104,AS103:AS104,TRUE,FALSE),2)","v":5.6666666666666679},null,1,500,42,{"$f":"INDEX(LINEST(AZ103:AZ104,AY103:AY104,TRUE,FALSE),1)","v":2.3333333333333331E-2},{"$f":"INDEX(LINEST(AZ103:AZ104,AY103:AY104,TRUE,FALSE),2)","v":30.333333333333336}]
[null,4,100,50,null,null,null,4,100,51,null,null,null,4,100,42,null,null,null,4,100,31,null,null,null,4,100,26,null,null,null,4,100,23,null,null,null,4,100,17,null,null,null,4,100,13,null,null,null,4,100,38]
[null,4,200,54,{"$f":"INDEX(LINEST(D105:D106,C105:C106,TRUE,FALSE),1)","v":4.0000000000000008E-2},{"$f":"INDEX(LINEST(D105:D106,C105:C106,TRUE,FALSE),2)","v":46},{"$f":"((($I$8-1)/3)*((E106*$J$8+F106)-(E103*$J$8+F103)))+(E103*$J$8+F103)","v":59.604938271604937},4,200,57,{"$f":"INDEX(LINEST(J105:J106,I105:I106,TRUE,FALSE),1)","v":5.9999999999999991E-2},{"$f":"INDEX(LINEST(J105:J106,I105:I106,TRUE,FALSE),2)","v":45},{"$f":"((($I$8-1)/3)*((K106*$J$8+L106)-(K103*$J$8+L103)))+(K103*$J$8+L103)","v":64.502057613168716},4,200,51,{"$f":"INDEX(LINEST(P105:P106,O105:O106,TRUE,FALSE),1)","v":0.09},{"$f":"INDEX(LINEST(P105:P106,O105:O106,TRUE,FALSE),2)","v":33},{"$f":"((($I$8-1)/3)*((Q106*$J$8+R106)-(Q103*$J$8+R103)))+(Q103*$J$8+R103)","v":54.104938271604937},4,200,37,{"$f":"INDEX(LINEST(V105:V106,U105:U106,TRUE,FALSE),1)","v":5.9999999999999991E-2},{"$f":"INDEX(LINEST(V105:V106,U105:U106,TRUE,FALSE),2)","v":25},{"$f":"((($I$8-1)/3)*((W106*$J$8+X106)-(W103*$J$8+X103)))+(W103*$J$8+X103)","v":36.897119341563787},4,200,31,{"$f":"INDEX(LINEST(AB105:AB106,AA105:AA106,TRUE,FALSE),1)","v":0.05},{"$f":"INDEX(LINEST(AB105:AB106,AA105:AA106,TRUE,FALSE),2)","v":21},{"$f":"((($I$8-1)/3)*((AC106*$J$8+AD106)-(AC103*$J$8+AD103)))+(AC103*$J$8+AD103)","v":31.034979423868315},4,200,29,{"$f":"INDEX(LINEST(AH105:AH106,AG105:AG106,TRUE,FALSE),1)","v":5.9999999999999991E-2},{"$f":"INDEX(LINEST(AH105:AH106,AG105:AG106,TRUE,FALSE),2)","v":17},{"$f":"((($I$8-1)/3)*((AI106*$J$8+AJ106)-(AI103*$J$8+AJ103)))+(AI103*$J$8+AJ103)","v":29.25925925925926},4,200,33,{"$f":"INDEX(LINEST(AN105:AN106,AM105:AM106,TRUE,FALSE),1)","v":0.16000000000000003},{"$f":"INDEX(LINEST(AN105:AN106,AM105:AM106,TRUE,FALSE),2)","v":0.99999999999999645},{"$f":"((($I$8-1)/3)*((AO106*$J$8+AP106)-(AO103*$J$8+AP103)))+(AO103*$J$8+AP103)","v":32.967078189300409},4,200,25,{"$f":"INDEX(LINEST(AT105:AT106,AS105:AS106,TRUE,FALSE),1)","v":0.11999999999999998},{"$f":"INDEX(LINEST(AT105:AT106,AS105:AS106,TRUE,FALSE),2)","v":1.0000000000000036},{"$f":"((($I$8-1)/3)*((AU106*$J$8+AV106)-(AU103*$J$8+AV103)))+(AU103*$J$8+AV103)","v":23.345679012345677},4,200,46,{"$f":"INDEX(LINEST(AZ105:AZ106,AY105:AY106,TRUE,FALSE),1)","v":8.0000000000000016E-2},{"$f":"INDEX(LINEST(AZ105:AZ106,AY105:AY106,TRUE,FALSE),2)","v":30},{"$f":"((($I$8-1)/3)*((BA106*$J$8+BB106)-(BA103*$J$8+BB103)))+(BA103*$J$8+BB103)","v":48.880658436213992}]
[null,4,500,59,{"$f":"INDEX(LINEST(D106:D107,C106:C107,TRUE,FALSE),1)","v":1.6666666666666666E-2},{"$f":"INDEX(LINEST(D106:D107,C106:C107,TRUE,FALSE),2)","v":50.666666666666664},{"$f":"((($I$8-1)/3)*((E107*$J$8+F107)-(E104*$J$8+F104)))+(E104*$J$8+F104)","v":59.805898491083674},4,500,58,{"$f":"INDEX(LINEST(J106:J107,I106:I107,TRUE,FALSE),1)","v":3.333333333333334E-3},{"$f":"INDEX(LINEST(J106:J107,I106:I107,TRUE,FALSE),2)","v":56.333333333333336},{"$f":"((($I$8-1)/3)*((K107*$J$8+L107)-(K104*$J$8+L104)))+(K104*$J$8+L104)","v":68.783950617283963},4,500,55,{"$f":"INDEX(LINEST(P106:P107,O106:O107,TRUE,FALSE),1)","v":1.3333333333333336E-2},{"$f":"INDEX(LINEST(P106:P107,O106:O107,TRUE,FALSE),2)","v":48.333333333333329},{"$f":"((($I$8-1)/3)*((Q107*$J$8+R107)-(Q104*$J$8+R104)))+(Q104*$J$8+R104)","v":59.748971193415635},4,500,49,{"$f":"INDEX(LINEST(V106:V107,U106:U107,TRUE,FALSE),1)","v":4.0000000000000015E-2},{"$f":"INDEX(LINEST(V106:V107,U106:U107,TRUE,FALSE),2)","v":28.999999999999993},{"$f":"((($I$8-1)/3)*((W107*$J$8+X107)-(W104*$J$8+X104)))+(W104*$J$8+X104)","v":38.017832647462264},4,500,40,{"$f":"INDEX(LINEST(AB106:AB107,AA106:AA107,TRUE,FALSE),1)","v":0.03},{"$f":"INDEX(LINEST(AB106:AB107,AA106:AA107,TRUE,FALSE),2)","v":25},{"$f":"((($I$8-1)/3)*((AC107*$J$8+AD107)-(AC104*$J$8+AD104)))+(AC104*$J$8+AD104)","v":31.431412894375857},4,500,37,{"$f":"INDEX(LINEST(AH106:AH107,AG106:AG107,TRUE,FALSE),1)","v":2.6666666666666672E-2},{"$f":"INDEX(LINEST(AH106:AH107,AG106:AG107,TRUE,FALSE),2)","v":23.666666666666664},{"$f":"((($I$8-1)/3)*((AI107*$J$8+AJ107)-(AI104*$J$8+AJ104)))+(AI104*$J$8+AJ104)","v":30.563786008230451},4,500,37,{"$f":"INDEX(LINEST(AN106:AN107,AM106:AM107,TRUE,FALSE),1)","v":1.3333333333333336E-2},{"$f":"INDEX(LINEST(AN106:AN107,AM106:AM107,TRUE,FALSE),2)","v":30.333333333333332},{"$f":"((($I$8-1)/3)*((AO107*$J$8+AP107)-(AO104*$J$8+AP104)))+(AO104*$J$8+AP104)","v":44.646090534979436},4,500,41,{"$f":"INDEX(LINEST(AT106:AT107,AS106:AS107,TRUE,FALSE),1)","v":5.3333333333333344E-2},{"$f":"INDEX(LINEST(AT106:AT107,AS106:AS107,TRUE,FALSE),2)","v":14.333333333333329},{"$f":"((($I$8-1)/3)*((AU107*$J$8+AV107)-(AU104*$J$8+AV104)))+(AU104*$J$8+AV104)","v":29.334705075445807},4,500,51,{"$f":"INDEX(LINEST(AZ106:AZ107,AY106:AY107,TRUE,FALSE),1)","v":1.6666666666666666E-2},{"$f":"INDEX(LINEST(AZ106:AZ107,AY106:AY107,TRUE,FALSE),2)","v":42.666666666666664},{"$f":"((($I$8-1)/3)*((BA107*$J$8+BB107)-(BA104*$J$8+BB104)))+(BA104*$J$8+BB104)","v":53.375171467764055}]
[null,10,100,62,null,null,null,10,100,59,null,null,null,10,100,50,null,null,null,10,100,37,null,null,null,10,100,34,null,null,null,10,100,27,null,null,null,10,100,22,null,null,null,10,100,18,null,null,null,10,100,47]
[null,10,200,68,{"$f":"INDEX(LINEST(D108:D109,C108:C109,TRUE,FALSE),1)","v":5.9999999999999991E-2},{"$f":"INDEX(LINEST(D108:D109,C108:C109,TRUE,FALSE),2)","v":56},{"$f":"((($I$8-4)/6)*((E109*$J$8+F109)-(E106*$J$8+F106)))+(E106*$J$8+F106)","v":56.707818930041149},10,200,65,{"$f":"INDEX(LINEST(J108:J109,I108:I109,TRUE,FALSE),1)","v":5.9999999999999991E-2},{"$f":"INDEX(LINEST(J108:J109,I108:I109,TRUE,FALSE),2)","v":53},{"$f":"((($I$8-4)/6)*((K109*$J$8+L109)-(K106*$J$8+L106)))+(K106*$J$8+L106)","v":56.897119341563787},10,200,57,{"$f":"INDEX(LINEST(P108:P109,O108:O109,TRUE,FALSE),1)","v":7.0000000000000021E-2},{"$f":"INDEX(LINEST(P108:P109,O108:O109,TRUE,FALSE),2)","v":43},{"$f":"((($I$8-4)/6)*((Q109*$J$8+R109)-(Q106*$J$8+R106)))+(Q106*$J$8+R106)","v":49.034979423868315},10,200,43,{"$f":"INDEX(LINEST(V108:V109,U108:U109,TRUE,FALSE),1)","v":5.9999999999999991E-2},{"$f":"INDEX(LINEST(V108:V109,U108:U109,TRUE,FALSE),2)","v":31},{"$f":"((($I$8-4)/6)*((W109*$J$8+X109)-(W106*$J$8+X106)))+(W106*$J$8+X106)","v":36.172839506172842},10,200,38,{"$f":"INDEX(LINEST(AB108:AB109,AA108:AA109,TRUE,FALSE),1)","v":4.0000000000000008E-2},{"$f":"INDEX(LINEST(AB108:AB109,AA108:AA109,TRUE,FALSE),2)","v":30},{"$f":"((($I$8-4)/6)*((AC109*$J$8+AD109)-(AC106*$J$8+AD106)))+(AC106*$J$8+AD106)","v":31.216049382716051},10,200,33,{"$f":"INDEX(LINEST(AH108:AH109,AG108:AG109,TRUE,FALSE),1)","v":5.9999999999999991E-2},{"$f":"INDEX(LINEST(AH108:AH109,AG108:AG109,TRUE,FALSE),2)","v":21},{"$f":"((($I$8-4)/6)*((AI109*$J$8+AJ109)-(AI106*$J$8+AJ106)))+(AI106*$J$8+AJ106)","v":27.448559670781894},10,200,30,{"$f":"INDEX(LINEST(AN108:AN109,AM108:AM109,TRUE,FALSE),1)","v":8.0000000000000016E-2},{"$f":"INDEX(LINEST(AN108:AN109,AM108:AM109,TRUE,FALSE),2)","v":13.999999999999998},{"$f":"((($I$8-4)/6)*((AO109*$J$8+AP109)-(AO106*$J$8+AP106)))+(AO106*$J$8+AP106)","v":25.362139917695472},10,200,27,{"$f":"INDEX(LINEST(AT108:AT109,AS108:AS109,TRUE,FALSE),1)","v":0.09},{"$f":"INDEX(LINEST(AT108:AT109,AS108:AS109,TRUE,FALSE),2)","v":9},{"$f":"((($I$8-4)/6)*((AU109*$J$8+AV109)-(AU106*$J$8+AV106)))+(AU106*$J$8+AV106)","v":20.267489711934157},10,200,53,{"$f":"INDEX(LINEST(AZ108:AZ109,AY108:AY109,TRUE,FALSE),1)","v":5.9999999999999991E-2},{"$f":"INDEX(LINEST(AZ108:AZ109,AY108:AY109,TRUE,FALSE),2)","v":41},{"$f":"((($I$8-4)/6)*((BA109*$J$8+BB109)-(BA106*$J$8+BB106)))+(BA106*$J$8+BB106)","v":44.897119341563787}]
[null,10,500,71,{"$f":"INDEX(LINEST(D109:D110,C109:C110,TRUE,FALSE),1)","v":1.0000000000000004E-2},{"$f":"INDEX(LINEST(D109:D110,C109:C110,TRUE,FALSE),2)","v":66},{"$f":"((($I$3-4)/6)*((E110*$J$3+F110)-(E107*$J$3+F107)))+(E107*$J$3+F107)","v":76.790123456790127},10,500,71,{"$f":"INDEX(LINEST(J109:J110,I109:I110,TRUE,FALSE),1)","v":2.0000000000000007E-2},{"$f":"INDEX(LINEST(J109:J110,I109:I110,TRUE,FALSE),2)","v":61},{"$f":"((($I$3-4)/6)*((K110*$J$3+L110)-(K107*$J$3+L107)))+(K107*$J$3+L107)","v":68.645061728395063},10,500,66,{"$f":"INDEX(LINEST(P109:P110,O109:O110,TRUE,FALSE),1)","v":0.03},{"$f":"INDEX(LINEST(P109:P110,O109:O110,TRUE,FALSE),2)","v":51},{"$f":"((($I$3-4)/6)*((Q110*$J$3+R110)-(Q107*$J$3+R107)))+(Q107*$J$3+R107)","v":58.848765432098766},10,500,55,{"$f":"INDEX(LINEST(V109:V110,U109:U110,TRUE,FALSE),1)","v":4.0000000000000015E-2},{"$f":"INDEX(LINEST(V109:V110,U109:U110,TRUE,FALSE),2)","v":34.999999999999993},{"$f":"((($I$3-4)/6)*((W110*$J$3+X110)-(W107*$J$3+X107)))+(W107*$J$3+X107)","v":44.888888888888879},10,500,46,{"$f":"INDEX(LINEST(AB109:AB110,AA109:AA110,TRUE,FALSE),1)","v":2.6666666666666672E-2},{"$f":"INDEX(LINEST(AB109:AB110,AA109:AA110,TRUE,FALSE),2)","v":32.666666666666664},{"$f":"((($I$3-4)/6)*((AC110*$J$3+AD110)-(AC107*$J$3+AD107)))+(AC107*$J$3+AD107)","v":41.311728395061721},10,500,41,{"$f":"INDEX(LINEST(AH109:AH110,AG109:AG110,TRUE,FALSE),1)","v":2.6666666666666672E-2},{"$f":"INDEX(LINEST(AH109:AH110,AG109:AG110,TRUE,FALSE),2)","v":27.666666666666664},{"$f":"((($I$3-4)/6)*((AI110*$J$3+AJ110)-(AI107*$J$3+AJ107)))+(AI107*$J$3+AJ107)","v":34.259259259259252},10,500,40,{"$f":"INDEX(LINEST(AN109:AN110,AM109:AM110,TRUE,FALSE),1)","v":3.3333333333333333E-2},{"$f":"INDEX(LINEST(AN109:AN110,AM109:AM110,TRUE,FALSE),2)","v":23.333333333333336},{"$f":"((($I$3-4)/6)*((AO110*$J$3+AP110)-(AO107*$J$3+AP107)))+(AO107*$J$3+AP107)","v":25.740740740740744},10,500,45,{"$f":"INDEX(LINEST(AT109:AT110,AS109:AS110,TRUE,FALSE),1)","v":0.06},{"$f":"INDEX(LINEST(AT109:AT110,AS109:AS110,TRUE,FALSE),2)","v":15},{"$f":"((($I$3-4)/6)*((AU110*$J$3+AV110)-(AU107*$J$3+AV107)))+(AU107*$J$3+AV107)","v":25.08024691358025},10,500,60,{"$f":"INDEX(LINEST(AZ109:AZ110,AY109:AY110,TRUE,FALSE),1)","v":2.3333333333333331E-2},{"$f":"INDEX(LINEST(AZ109:AZ110,AY109:AY110,TRUE,FALSE),2)","v":48.333333333333336},{"$f":"((($I$3-4)/6)*((BA110*$J$3+BB110)-(BA107*$J$3+BB107)))+(BA107*$J$3+BB107)","v":56.154320987654323}]
[]
["400x150",1,100,40,null,null,null,1,100,39,null,null,null,1,100,35,null,null,null,1,100,29,null,null,null,1,100,23,null,null,null,1,100,19,null,null,null,1,100,11,null,null,null,1,100,12,null,null,null,1,100,31]
[null,1,200,45,{"$f":"INDEX(LINEST(D112:D113,C112:C113,TRUE,FALSE),1)","v":0.05},{"$f":"INDEX(LINEST(D112:D113,C112:C113,TRUE,FALSE),2)","v":35},null,1,200,42,{"$f":"INDEX(LINEST(J112:J113,I112:I113,TRUE,FALSE),1)","v":2.9999999999999995E-2},{"$f":"INDEX(LINEST(J112:J113,I112:I113,TRUE,FALSE),2)","v":36},null,1,200,39,{"$f":"INDEX(LINEST(P112:P113,O112:O113,TRUE,FALSE),1)","v":4.0000000000000008E-2},{"$f":"INDEX(LINEST(P112:P113,O112:O113,TRUE,FALSE),2)","v":31},null,1,200,33,{"$f":"INDEX(LINEST(V112:V113,U112:U113,TRUE,FALSE),1)","v":4.0000000000000008E-2},{"$f":"INDEX(LINEST(V112:V113,U112:U113,TRUE,FALSE),2)","v":25},null,1,200,29,{"$f":"INDEX(LINEST(AB112:AB113,AA112:AA113,TRUE,FALSE),1)","v":5.9999999999999991E-2},{"$f":"INDEX(LINEST(AB112:AB113,AA112:AA113,TRUE,FALSE),2)","v":17},null,1,200,26,{"$f":"INDEX(LINEST(AH112:AH113,AG112:AG113,TRUE,FALSE),1)","v":7.0000000000000021E-2},{"$f":"INDEX(LINEST(AH112:AH113,AG112:AG113,TRUE,FALSE),2)","v":11.999999999999996},null,1,200,19,{"$f":"INDEX(LINEST(AN112:AN113,AM112:AM113,TRUE,FALSE),1)","v":8.0000000000000016E-2},{"$f":"INDEX(LINEST(AN112:AN113,AM112:AM113,TRUE,FALSE),2)","v":2.9999999999999982},null,1,200,16,{"$f":"INDEX(LINEST(AT112:AT113,AS112:AS113,TRUE,FALSE),1)","v":4.0000000000000008E-2},{"$f":"INDEX(LINEST(AT112:AT113,AS112:AS113,TRUE,FALSE),2)","v":7.9999999999999991},null,1,200,36,{"$f":"INDEX(LINEST(AZ112:AZ113,AY112:AY113,TRUE,FALSE),1)","v":0.05},{"$f":"INDEX(LINEST(AZ112:AZ113,AY112:AY113,TRUE,FALSE),2)","v":26}]
[null,1,500,45,{"$f":"INDEX(LINEST(D113:D114,C113:C114,TRUE,FALSE),1)","v":0},{"$f":"INDEX(LINEST(D113:D114,C113:C114,TRUE,FALSE),2)","v":45},null,1,500,46,{"$f":"INDEX(LINEST(J113:J114,I113:I114,TRUE,FALSE),1)","v":1.3333333333333336E-2},{"$f":"INDEX(LINEST(J113:J114,I113:I114,TRUE,FALSE),2)","v":39.333333333333329},null,1,500,43,{"$f":"INDEX(LINEST(P113:P114,O113:O114,TRUE,FALSE),1)","v":1.3333333333333336E-2},{"$f":"INDEX(LINEST(P113:P114,O113:O114,TRUE,FALSE),2)","v":36.333333333333329},null,1,500,40,{"$f":"INDEX(LINEST(V113:V114,U113:U114,TRUE,FALSE),1)","v":2.3333333333333331E-2},{"$f":"INDEX(LINEST(V113:V114,U113:U114,TRUE,FALSE),2)","v":28.333333333333336},null,1,500,36,{"$f":"INDEX(LINEST(AB113:AB114,AA113:AA114,TRUE,FALSE),1)","v":2.3333333333333331E-2},{"$f":"INDEX(LINEST(AB113:AB114,AA113:AA114,TRUE,FALSE),2)","v":24.333333333333336},null,1,500,34,{"$f":"INDEX(LINEST(AH113:AH114,AG113:AG114,TRUE,FALSE),1)","v":2.6666666666666672E-2},{"$f":"INDEX(LINEST(AH113:AH114,AG113:AG114,TRUE,FALSE),2)","v":20.666666666666664},null,1,500,35,{"$f":"INDEX(LINEST(AN113:AN114,AM113:AM114,TRUE,FALSE),1)","v":5.3333333333333344E-2},{"$f":"INDEX(LINEST(AN113:AN114,AM113:AM114,TRUE,FALSE),2)","v":8.3333333333333286},null,1,500,30,{"$f":"INDEX(LINEST(AT113:AT114,AS113:AS114,TRUE,FALSE),1)","v":4.6666666666666662E-2},{"$f":"INDEX(LINEST(AT113:AT114,AS113:AS114,TRUE,FALSE),2)","v":6.6666666666666679},null,1,500,43,{"$f":"INDEX(LINEST(AZ113:AZ114,AY113:AY114,TRUE,FALSE),1)","v":2.3333333333333331E-2},{"$f":"INDEX(LINEST(AZ113:AZ114,AY113:AY114,TRUE,FALSE),2)","v":31.333333333333336}]
[null,4,100,51,null,null,null,4,100,52,null,null,null,4,100,43,null,null,null,4,100,32,null,null,null,4,100,27,null,null,null,4,100,24,null,null,null,4,100,18,null,null,null,4,100,14,null,null,null,4,100,39]
[null,4,200,55,{"$f":"INDEX(LINEST(D115:D116,C115:C116,TRUE,FALSE),1)","v":4.0000000000000008E-2},{"$f":"INDEX(LINEST(D115:D116,C115:C116,TRUE,FALSE),2)","v":47},{"$f":"((($I$9-1)/3)*((E116*$J$9+F116)-(E113*$J$9+F113)))+(E113*$J$9+F113)","v":55.203703703703702},4,200,58,{"$f":"INDEX(LINEST(J115:J116,I115:I116,TRUE,FALSE),1)","v":5.9999999999999991E-2},{"$f":"INDEX(LINEST(J115:J116,I115:I116,TRUE,FALSE),2)","v":46},{"$f":"((($I$9-1)/3)*((K116*$J$9+L116)-(K113*$J$9+L113)))+(K113*$J$9+L113)","v":58.043209876543209},4,200,52,{"$f":"INDEX(LINEST(P115:P116,O115:O116,TRUE,FALSE),1)","v":0.09},{"$f":"INDEX(LINEST(P115:P116,O115:O116,TRUE,FALSE),2)","v":34},{"$f":"((($I$9-1)/3)*((Q116*$J$9+R116)-(Q113*$J$9+R113)))+(Q113*$J$9+R113)","v":49.703703703703702},4,200,38,{"$f":"INDEX(LINEST(V115:V116,U115:U116,TRUE,FALSE),1)","v":5.9999999999999991E-2},{"$f":"INDEX(LINEST(V115:V116,U115:U116,TRUE,FALSE),2)","v":26},{"$f":"((($I$9-1)/3)*((W116*$J$9+X116)-(W113*$J$9+X113)))+(W113*$J$9+X113)","v":35.839506172839506},4,200,32,{"$f":"INDEX(LINEST(AB115:AB116,AA115:AA116,TRUE,FALSE),1)","v":0.05},{"$f":"INDEX(LINEST(AB115:AB116,AA115:AA116,TRUE,FALSE),2)","v":22},{"$f":"((($I$9-1)/3)*((AC116*$J$9+AD116)-(AC113*$J$9+AD113)))+(AC113*$J$9+AD113)","v":30.23456790123457},4,200,30,{"$f":"INDEX(LINEST(AH115:AH116,AG115:AG116,TRUE,FALSE),1)","v":5.9999999999999991E-2},{"$f":"INDEX(LINEST(AH115:AH116,AG115:AG116,TRUE,FALSE),2)","v":18},{"$f":"((($I$9-1)/3)*((AI116*$J$9+AJ116)-(AI113*$J$9+AJ113)))+(AI113*$J$9+AJ113)","v":27.944444444444443},4,200,34,{"$f":"INDEX(LINEST(AN115:AN116,AM115:AM116,TRUE,FALSE),1)","v":0.16000000000000003},{"$f":"INDEX(LINEST(AN115:AN116,AM115:AM116,TRUE,FALSE),2)","v":1.9999999999999964},{"$f":"((($I$9-1)/3)*((AO116*$J$9+AP116)-(AO113*$J$9+AP113)))+(AO113*$J$9+AP113)","v":28.308641975308642},4,200,26,{"$f":"INDEX(LINEST(AT115:AT116,AS115:AS116,TRUE,FALSE),1)","v":0.11999999999999998},{"$f":"INDEX(LINEST(AT115:AT116,AS115:AS116,TRUE,FALSE),2)","v":2.0000000000000036},{"$f":"((($I$9-1)/3)*((AU116*$J$9+AV116)-(AU113*$J$9+AV113)))+(AU113*$J$9+AV113)","v":21.25925925925926},4,200,47,{"$f":"INDEX(LINEST(AZ115:AZ116,AY115:AY116,TRUE,FALSE),1)","v":8.0000000000000016E-2},{"$f":"INDEX(LINEST(AZ115:AZ116,AY115:AY116,TRUE,FALSE),2)","v":31},{"$f":"((($I$9-1)/3)*((BA116*$J$9+BB116)-(BA113*$J$9+BB113)))+(BA113*$J$9+BB113)","v":44.993827160493829}]
[null,4,500,60,{"$f":"INDEX(LINEST(D116:D117,C116:C117,TRUE,FALSE),1)","v":1.6666666666666666E-2},{"$f":"INDEX(LINEST(D116:D117,C116:C117,TRUE,FALSE),2)","v":51.666666666666664},{"$f":"((($I$9-1)/3)*((E117*$J$9+F117)-(E114*$J$9+F114)))+(E114*$J$9+F114)","v":56.090534979423865},4,500,59,{"$f":"INDEX(LINEST(J116:J117,I116:I117,TRUE,FALSE),1)","v":3.333333333333334E-3},{"$f":"INDEX(LINEST(J116:J117,I116:I117,TRUE,FALSE),2)","v":57.333333333333336},{"$f":"((($I$9-1)/3)*((K117*$J$9+L117)-(K114*$J$9+L114)))+(K114*$J$9+L114)","v":61.296296296296305},4,500,56,{"$f":"INDEX(LINEST(P116:P117,O116:O117,TRUE,FALSE),1)","v":1.3333333333333336E-2},{"$f":"INDEX(LINEST(P116:P117,O116:O117,TRUE,FALSE),2)","v":49.333333333333329},{"$f":"((($I$9-1)/3)*((Q117*$J$9+R117)-(Q114*$J$9+R114)))+(Q114*$J$9+R114)","v":54.061728395061721},4,500,50,{"$f":"INDEX(LINEST(V116:V117,U116:U117,TRUE,FALSE),1)","v":4.0000000000000015E-2},{"$f":"INDEX(LINEST(V116:V117,U116:U117,TRUE,FALSE),2)","v":29.999999999999993},{"$f":"((($I$9-1)/3)*((W117*$J$9+X117)-(W114*$J$9+X114)))+(W114*$J$9+X114)","v":36.874485596707814},4,500,41,{"$f":"INDEX(LINEST(AB116:AB117,AA116:AA117,TRUE,FALSE),1)","v":0.03},{"$f":"INDEX(LINEST(AB116:AB117,AA116:AA117,TRUE,FALSE),2)","v":26},{"$f":"((($I$9-1)/3)*((AC117*$J$9+AD117)-(AC114*$J$9+AD114)))+(AC114*$J$9+AD114)","v":31.059670781893004},4,500,38,{"$f":"INDEX(LINEST(AH116:AH117,AG116:AG117,TRUE,FALSE),1)","v":2.6666666666666672E-2},{"$f":"INDEX(LINEST(AH116:AH117,AG116:AG117,TRUE,FALSE),2)","v":24.666666666666664},{"$f":"((($I$9-1)/3)*((AI117*$J$9+AJ117)-(AI114*$J$9+AJ114)))+(AI114*$J$9+AJ114)","v":29.506172839506171},4,500,38,{"$f":"INDEX(LINEST(AN116:AN117,AM116:AM117,TRUE,FALSE),1)","v":1.3333333333333336E-2},{"$f":"INDEX(LINEST(AN116:AN117,AM116:AM117,TRUE,FALSE),2)","v":31.333333333333332},{"$f":"((($I$9-1)/3)*((AO117*$J$9+AP117)-(AO114*$J$9+AP114)))+(AO114*$J$9+AP114)","v":36.901234567901241},4,500,42,{"$f":"INDEX(LINEST(AT116:AT117,AS116:AS117,TRUE,FALSE),1)","v":5.3333333333333344E-2},{"$f":"INDEX(LINEST(AT116:AT117,AS116:AS117,TRUE,FALSE),2)","v":15.333333333333329},{"$f":"((($I$9-1)/3)*((AU117*$J$9+AV117)-(AU114*$J$9+AV114)))+(AU114*$J$9+AV114)","v":25.362139917695465},4,500,52,{"$f":"INDEX(LINEST(AZ116:AZ117,AY116:AY117,TRUE,FALSE),1)","v":1.6666666666666666E-2},{"$f":"INDEX(LINEST(AZ116:AZ117,AY116:AY117,TRUE,FALSE),2)","v":43.666666666666664},{"$f":"((($I$9-1)/3)*((BA117*$J$9+BB117)-(BA114*$J$9+BB114)))+(BA114*$J$9+BB114)","v":48.545267489711932}]
[null,10,100,63,null,null,null,10,100,60,null,null,null,10,100,51,null,null,null,10,100,38,null,null,null,10,100,35,null,null,null,10,100,28,null,null,null,10,100,23,null,null,null,10,100,19,null,null,null,10,100,48]
[null,10,200,69,{"$f":"INDEX(LINEST(D118:D119,C118:C119,TRUE,FALSE),1)","v":5.9999999999999991E-2},{"$f":"INDEX(LINEST(D118:D119,C118:C119,TRUE,FALSE),2)","v":57},{"$f":"((($I$9-4)/6)*((E119*$J$9+F119)-(E116*$J$9+F116)))+(E116*$J$9+F116)","v":54.364197530864196},10,200,66,{"$f":"INDEX(LINEST(J118:J119,I118:I119,TRUE,FALSE),1)","v":5.9999999999999991E-2},{"$f":"INDEX(LINEST(J118:J119,I118:I119,TRUE,FALSE),2)","v":54},{"$f":"((($I$9-4)/6)*((K119*$J$9+L119)-(K116*$J$9+L116)))+(K116*$J$9+L116)","v":55.839506172839506},10,200,58,{"$f":"INDEX(LINEST(P118:P119,O118:O119,TRUE,FALSE),1)","v":7.0000000000000021E-2},{"$f":"INDEX(LINEST(P118:P119,O118:O119,TRUE,FALSE),2)","v":44},{"$f":"((($I$9-4)/6)*((Q119*$J$9+R119)-(Q116*$J$9+R116)))+(Q116*$J$9+R116)","v":48.23456790123457},10,200,44,{"$f":"INDEX(LINEST(V118:V119,U118:U119,TRUE,FALSE),1)","v":5.9999999999999991E-2},{"$f":"INDEX(LINEST(V118:V119,U118:U119,TRUE,FALSE),2)","v":32},{"$f":"((($I$9-4)/6)*((W119*$J$9+X119)-(W116*$J$9+X116)))+(W116*$J$9+X116)","v":35.629629629629633},10,200,39,{"$f":"INDEX(LINEST(AB118:AB119,AA118:AA119,TRUE,FALSE),1)","v":4.0000000000000008E-2},{"$f":"INDEX(LINEST(AB118:AB119,AA118:AA119,TRUE,FALSE),2)","v":31},{"$f":"((($I$9-4)/6)*((AC119*$J$9+AD119)-(AC116*$J$9+AD116)))+(AC116*$J$9+AD116)","v":30.287037037037038},10,200,34,{"$f":"INDEX(LINEST(AH118:AH119,AG118:AG119,TRUE,FALSE),1)","v":5.9999999999999991E-2},{"$f":"INDEX(LINEST(AH118:AH119,AG118:AG119,TRUE,FALSE),2)","v":22},{"$f":"((($I$9-4)/6)*((AI119*$J$9+AJ119)-(AI116*$J$9+AJ116)))+(AI116*$J$9+AJ116)","v":27.419753086419753},10,200,31,{"$f":"INDEX(LINEST(AN118:AN119,AM118:AM119,TRUE,FALSE),1)","v":8.0000000000000016E-2},{"$f":"INDEX(LINEST(AN118:AN119,AM118:AM119,TRUE,FALSE),2)","v":14.999999999999998},{"$f":"((($I$9-4)/6)*((AO119*$J$9+AP119)-(AO116*$J$9+AP116)))+(AO116*$J$9+AP116)","v":26.104938271604937},10,200,28,{"$f":"INDEX(LINEST(AT118:AT119,AS118:AS119,TRUE,FALSE),1)","v":0.09},{"$f":"INDEX(LINEST(AT118:AT119,AS118:AS119,TRUE,FALSE),2)","v":10},{"$f":"((($I$9-4)/6)*((AU119*$J$9+AV119)-(AU116*$J$9+AV116)))+(AU116*$J$9+AV116)","v":20.367283950617285},10,200,54,{"$f":"INDEX(LINEST(AZ118:AZ119,AY118:AY119,TRUE,FALSE),1)","v":5.9999999999999991E-2},{"$f":"INDEX(LINEST(AZ118:AZ119,AY118:AY119,TRUE,FALSE),2)","v":42},{"$f":"((($I$9-4)/6)*((BA119*$J$9+BB119)-(BA116*$J$9+BB116)))+(BA116*$J$9+BB116)","v":43.839506172839506}]
[null,10,500,72,{"$f":"INDEX(LINEST(D119:D120,C119:C120,TRUE,FALSE),1)","v":1.0000000000000004E-2},{"$f":"INDEX(LINEST(D119:D120,C119:C120,TRUE,FALSE),2)","v":67},{"$f":"((($I$9-4)/6)*((E120*$J$9+F120)-(E117*$J$9+F117)))+(E117*$J$9+F117)","v":55.670781893004111},10,500,72,{"$f":"INDEX(LINEST(J119:J120,I119:I120,TRUE,FALSE),1)","v":2.0000000000000007E-2},{"$f":"INDEX(LINEST(J119:J120,I119:I120,TRUE,FALSE),2)","v":62},{"$f":"((($I$9-4)/6)*((K120*$J$9+L120)-(K117*$J$9+L117)))+(K117*$J$9+L117)","v":58.585390946502059},10,500,67,{"$f":"INDEX(LINEST(P119:P120,O119:O120,TRUE,FALSE),1)","v":0.03},{"$f":"INDEX(LINEST(P119:P120,O119:O120,TRUE,FALSE),2)","v":52},{"$f":"((($I$9-4)/6)*((Q120*$J$9+R120)-(Q117*$J$9+R117)))+(Q117*$J$9+R117)","v":51.875514403292179},10,500,56,{"$f":"INDEX(LINEST(V119:V120,U119:U120,TRUE,FALSE),1)","v":4.0000000000000015E-2},{"$f":"INDEX(LINEST(V119:V120,U119:U120,TRUE,FALSE),2)","v":35.999999999999993},{"$f":"((($I$9-4)/6)*((W120*$J$9+X120)-(W117*$J$9+X117)))+(W117*$J$9+X117)","v":36.629629629629619},10,500,47,{"$f":"INDEX(LINEST(AB119:AB120,AA119:AA120,TRUE,FALSE),1)","v":2.6666666666666672E-2},{"$f":"INDEX(LINEST(AB119:AB120,AA119:AA120,TRUE,FALSE),2)","v":33.666666666666664},{"$f":"((($I$9-4)/6)*((AC120*$J$9+AD120)-(AC117*$J$9+AD117)))+(AC117*$J$9+AD117)","v":31.252057613168724},10,500,42,{"$f":"INDEX(LINEST(AH119:AH120,AG119:AG120,TRUE,FALSE),1)","v":2.6666666666666672E-2},{"$f":"INDEX(LINEST(AH119:AH120,AG119:AG120,TRUE,FALSE),2)","v":28.666666666666664},{"$f":"((($I$9-4)/6)*((AI120*$J$9+AJ120)-(AI117*$J$9+AJ117)))+(AI117*$J$9+AJ117)","v":29.086419753086417},10,500,41,{"$f":"INDEX(LINEST(AN119:AN120,AM119:AM120,TRUE,FALSE),1)","v":3.3333333333333333E-2},{"$f":"INDEX(LINEST(AN119:AN120,AM119:AM120,TRUE,FALSE),2)","v":24.333333333333336},{"$f":"((($I$9-4)/6)*((AO120*$J$9+AP120)-(AO117*$J$9+AP117)))+(AO117*$J$9+AP117)","v":32.913580246913583},10,500,46,{"$f":"INDEX(LINEST(AT119:AT120,AS119:AS120,TRUE,FALSE),1)","v":0.06},{"$f":"INDEX(LINEST(AT119:AT120,AS119:AS120,TRUE,FALSE),2)","v":16},{"$f":"((($I$9-4)/6)*((AU120*$J$9+AV120)-(AU117*$J$9+AV117)))+(AU117*$J$9+AV117)","v":23.508230452674894},10,500,61,{"$f":"INDEX(LINEST(AZ119:AZ120,AY119:AY120,TRUE,FALSE),1)","v":2.3333333333333331E-2},{"$f":"INDEX(LINEST(AZ119:AZ120,AY119:AY120,TRUE,FALSE),2)","v":49.333333333333336},{"$f":"((($I$9-4)/6)*((BA120*$J$9+BB120)-(BA117*$J$9+BB117)))+(BA117*$J$9+BB117)","v":46.86625514403292}]
[]
["500x150",1,100,{"$f":"D112+1","v":41},null,null,null,1,100,{"$f":"J112+1","v":40},null,null,null,1,100,{"$f":"P112+1","v":36},null,null,null,1,100,{"$f":"V112+1","v":30},null,null,null,1,100,{"$f":"AB112+1","v":24},null,null,null,1,100,{"$f":"AH112+1","v":20},null,null,null,1,100,{"$f":"AN112+1","v":12},null,null,null,1,100,{"$f":"AT112+1","v":13},null,null,null,1,100,{"$f":"AZ112+1","v":32}]
[null,1,200,46,{"$f":"INDEX(LINEST(D122:D123,C122:C123,TRUE,FALSE),1)","v":0.05},{"$f":"INDEX(LINEST(D122:D123,C122:C123,TRUE,FALSE),2)","v":36},null,1,200,43,{"$f":"INDEX(LINEST(J122:J123,I122:I123,TRUE,FALSE),1)","v":2.9999999999999995E-2},{"$f":"INDEX(LINEST(J122:J123,I122:I123,TRUE,FALSE),2)","v":37},null,1,200,40,{"$f":"INDEX(LINEST(P122:P123,O122:O123,TRUE,FALSE),1)","v":4.0000000000000008E-2},{"$f":"INDEX(LINEST(P122:P123,O122:O123,TRUE,FALSE),2)","v":32},null,1,200,34,{"$f":"INDEX(LINEST(V122:V123,U122:U123,TRUE,FALSE),1)","v":4.0000000000000008E-2},{"$f":"INDEX(LINEST(V122:V123,U122:U123,TRUE,FALSE),2)","v":26},null,1,200,30,{"$f":"INDEX(LINEST(AB122:AB123,AA122:AA123,TRUE,FALSE),1)","v":5.9999999999999991E-2},{"$f":"INDEX(LINEST(AB122:AB123,AA122:AA123,TRUE,FALSE),2)","v":18},null,1,200,27,{"$f":"INDEX(LINEST(AH122:AH123,AG122:AG123,TRUE,FALSE),1)","v":7.0000000000000021E-2},{"$f":"INDEX(LINEST(AH122:AH123,AG122:AG123,TRUE,FALSE),2)","v":12.999999999999996},null,1,200,20,{"$f":"INDEX(LINEST(AN122:AN123,AM122:AM123,TRUE,FALSE),1)","v":8.0000000000000016E-2},{"$f":"INDEX(LINEST(AN122:AN123,AM122:AM123,TRUE,FALSE),2)","v":3.9999999999999982},null,1,200,17,{"$f":"INDEX(LINEST(AT122:AT123,AS122:AS123,TRUE,FALSE),1)","v":4.0000000000000008E-2},{"$f":"INDEX(LINEST(AT122:AT123,AS122:AS123,TRUE,FALSE),2)","v":9},null,1,200,37,{"$f":"INDEX(LINEST(AZ122:AZ123,AY122:AY123,TRUE,FALSE),1)","v":0.05},{"$f":"INDEX(LINEST(AZ122:AZ123,AY122:AY123,TRUE,FALSE),2)","v":27}]
[null,1,500,46,{"$f":"INDEX(LINEST(D123:D124,C123:C124,TRUE,FALSE),1)","v":0},{"$f":"INDEX(LINEST(D123:D124,C123:C124,TRUE,FALSE),2)","v":46},null,1,500,47,{"$f":"INDEX(LINEST(J123:J124,I123:I124,TRUE,FALSE),1)","v":1.3333333333333336E-2},{"$f":"INDEX(LINEST(J123:J124,I123:I124,TRUE,FALSE),2)","v":40.333333333333329},null,1,500,44,{"$f":"INDEX(LINEST(P123:P124,O123:O124,TRUE,FALSE),1)","v":1.3333333333333336E-2},{"$f":"INDEX(LINEST(P123:P124,O123:O124,TRUE,FALSE),2)","v":37.333333333333329},null,1,500,41,{"$f":"INDEX(LINEST(V123:V124,U123:U124,TRUE,FALSE),1)","v":2.3333333333333331E-2},{"$f":"INDEX(LINEST(V123:V124,U123:U124,TRUE,FALSE),2)","v":29.333333333333336},null,1,500,37,{"$f":"INDEX(LINEST(AB123:AB124,AA123:AA124,TRUE,FALSE),1)","v":2.3333333333333331E-2},{"$f":"INDEX(LINEST(AB123:AB124,AA123:AA124,TRUE,FALSE),2)","v":25.333333333333336},null,1,500,35,{"$f":"INDEX(LINEST(AH123:AH124,AG123:AG124,TRUE,FALSE),1)","v":2.6666666666666672E-2},{"$f":"INDEX(LINEST(AH123:AH124,AG123:AG124,TRUE,FALSE),2)","v":21.666666666666664},null,1,500,36,{"$f":"INDEX(LINEST(AN123:AN124,AM123:AM124,TRUE,FALSE),1)","v":5.3333333333333344E-2},{"$f":"INDEX(LINEST(AN123:AN124,AM123:AM124,TRUE,FALSE),2)","v":9.3333333333333286},null,1,500,31,{"$f":"INDEX(LINEST(AT123:AT124,AS123:AS124,TRUE,FALSE),1)","v":4.6666666666666662E-2},{"$f":"INDEX(LINEST(AT123:AT124,AS123:AS124,TRUE,FALSE),2)","v":7.6666666666666679},null,1,500,44,{"$f":"INDEX(LINEST(AZ123:AZ124,AY123:AY124,TRUE,FALSE),1)","v":2.3333333333333331E-2},{"$f":"INDEX(LINEST(AZ123:AZ124,AY123:AY124,TRUE,FALSE),2)","v":32.333333333333336}]
[null,4,100,52,null,null,null,4,100,53,null,null,null,4,100,44,null,null,null,4,100,33,null,null,null,4,100,28,null,null,null,4,100,25,null,null,null,4,100,19,null,null,null,4,100,15,null,null,null,4,100,40]
[null,4,200,56,{"$f":"INDEX(LINEST(D125:D126,C125:C126,TRUE,FALSE),1)","v":4.0000000000000008E-2},{"$f":"INDEX(LINEST(D125:D126,C125:C126,TRUE,FALSE),2)","v":48},{"$f":"((($I$10-1)/3)*((E126*$J$10+F126)-(E123*$J$10+F123)))+(E123*$J$10+F123)","v":52.962962962962962},4,200,59,{"$f":"INDEX(LINEST(J125:J126,I125:I126,TRUE,FALSE),1)","v":5.9999999999999991E-2},{"$f":"INDEX(LINEST(J125:J126,I125:I126,TRUE,FALSE),2)","v":47},{"$f":"((($I$10-1)/3)*((K126*$J$10+L126)-(K123*$J$10+L123)))+(K123*$J$10+L123)","v":54.567901234567898},4,200,53,{"$f":"INDEX(LINEST(P125:P126,O125:O126,TRUE,FALSE),1)","v":0.09},{"$f":"INDEX(LINEST(P125:P126,O125:O126,TRUE,FALSE),2)","v":35},{"$f":"((($I$10-1)/3)*((Q126*$J$10+R126)-(Q123*$J$10+R123)))+(Q123*$J$10+R123)","v":47.462962962962962},4,200,39,{"$f":"INDEX(LINEST(V125:V126,U125:U126,TRUE,FALSE),1)","v":5.9999999999999991E-2},{"$f":"INDEX(LINEST(V125:V126,U125:U126,TRUE,FALSE),2)","v":27},{"$f":"((($I$10-1)/3)*((W126*$J$10+X126)-(W123*$J$10+X123)))+(W123*$J$10+X123)","v":35.604938271604937},4,200,33,{"$f":"INDEX(LINEST(AB125:AB126,AA125:AA126,TRUE,FALSE),1)","v":0.05},{"$f":"INDEX(LINEST(AB125:AB126,AA125:AA126,TRUE,FALSE),2)","v":23},{"$f":"((($I$10-1)/3)*((AC126*$J$10+AD126)-(AC123*$J$10+AD123)))+(AC123*$J$10+AD123)","v":30.154320987654323},4,200,31,{"$f":"INDEX(LINEST(AH125:AH126,AG125:AG126,TRUE,FALSE),1)","v":5.9999999999999991E-2},{"$f":"INDEX(LINEST(AH125:AH126,AG125:AG126,TRUE,FALSE),2)","v":19},{"$f":"((($I$10-1)/3)*((AI126*$J$10+AJ126)-(AI123*$J$10+AJ123)))+(AI123*$J$10+AJ123)","v":27.555555555555557},4,200,35,{"$f":"INDEX(LINEST(AN125:AN126,AM125:AM126,TRUE,FALSE),1)","v":0.16000000000000003},{"$f":"INDEX(LINEST(AN125:AN126,AM125:AM126,TRUE,FALSE),2)","v":2.9999999999999964},{"$f":"((($I$10-1)/3)*((AO126*$J$10+AP126)-(AO123*$J$10+AP123)))+(AO123*$J$10+AP123)","v":25.913580246913583},4,200,27,{"$f":"INDEX(LINEST(AT125:AT126,AS125:AS126,TRUE,FALSE),1)","v":0.11999999999999998},{"$f":"INDEX(LINEST(AT125:AT126,AS125:AS126,TRUE,FALSE),2)","v":3.0000000000000036},{"$f":"((($I$10-1)/3)*((AU126*$J$10+AV126)-(AU123*$J$10+AV123)))+(AU123*$J$10+AV123)","v":20.407407407407408},4,200,48,{"$f":"INDEX(LINEST(AZ125:AZ126,AY125:AY126,TRUE,FALSE),1)","v":8.0000000000000016E-2},{"$f":"INDEX(LINEST(AZ125:AZ126,AY125:AY126,TRUE,FALSE),2)","v":32},{"$f":"((($I$10-1)/3)*((BA126*$J$10+BB126)-(BA123*$J$10+BB123)))+(BA123*$J$10+BB123)","v":43.061728395061728}]
[null,4,500,61,{"$f":"INDEX(LINEST(D126:D127,C126:C127,TRUE,FALSE),1)","v":1.6666666666666666E-2},{"$f":"INDEX(LINEST(D126:D127,C126:C127,TRUE,FALSE),2)","v":52.666666666666664},{"$f":"((($I$10-1)/3)*((E127*$J$10+F127)-(E124*$J$10+F124)))+(E124*$J$10+F124)","v":54.261316872427983},4,500,60,{"$f":"INDEX(LINEST(J126:J127,I126:I127,TRUE,FALSE),1)","v":3.333333333333334E-3},{"$f":"INDEX(LINEST(J126:J127,I126:I127,TRUE,FALSE),2)","v":58.333333333333336},{"$f":"((($I$10-1)/3)*((K127*$J$10+L127)-(K124*$J$10+L124)))+(K124*$J$10+L124)","v":57.203703703703709},4,500,57,{"$f":"INDEX(LINEST(P126:P127,O126:O127,TRUE,FALSE),1)","v":1.3333333333333336E-2},{"$f":"INDEX(LINEST(P126:P127,O126:O127,TRUE,FALSE),2)","v":50.333333333333329},{"$f":"((($I$10-1)/3)*((Q127*$J$10+R127)-(Q124*$J$10+R124)))+(Q124*$J$10+R124)","v":51.049382716049379},4,500,51,{"$f":"INDEX(LINEST(V126:V127,U126:U127,TRUE,FALSE),1)","v":4.0000000000000015E-2},{"$f":"INDEX(LINEST(V126:V127,U126:U127,TRUE,FALSE),2)","v":30.999999999999993},{"$f":"((($I$10-1)/3)*((W127*$J$10+X127)-(W124*$J$10+X124)))+(W124*$J$10+X124)","v":36.588477366255141},4,500,42,{"$f":"INDEX(LINEST(AB126:AB127,AA126:AA127,TRUE,FALSE),1)","v":0.03},{"$f":"INDEX(LINEST(AB126:AB127,AA126:AA127,TRUE,FALSE),2)","v":27},{"$f":"((($I$10-1)/3)*((AC127*$J$10+AD127)-(AC124*$J$10+AD124)))+(AC124*$J$10+AD124)","v":31.236625514403293},4,500,39,{"$f":"INDEX(LINEST(AH126:AH127,AG126:AG127,TRUE,FALSE),1)","v":2.6666666666666672E-2},{"$f":"INDEX(LINEST(AH126:AH127,AG126:AG127,TRUE,FALSE),2)","v":25.666666666666664},{"$f":"((($I$10-1)/3)*((AI127*$J$10+AJ127)-(AI124*$J$10+AJ124)))+(AI124*$J$10+AJ124)","v":29.271604938271601},4,500,39,{"$f":"INDEX(LINEST(AN126:AN127,AM126:AM127,TRUE,FALSE),1)","v":1.3333333333333336E-2},{"$f":"INDEX(LINEST(AN126:AN127,AM126:AM127,TRUE,FALSE),2)","v":32.333333333333329},{"$f":"((($I$10-1)/3)*((AO127*$J$10+AP127)-(AO124*$J$10+AP124)))+(AO124*$J$10+AP124)","v":32.654320987654316},4,500,43,{"$f":"INDEX(LINEST(AT126:AT127,AS126:AS127,TRUE,FALSE),1)","v":5.3333333333333344E-2},{"$f":"INDEX(LINEST(AT126:AT127,AS126:AS127,TRUE,FALSE),2)","v":16.333333333333329},{"$f":"((($I$10-1)/3)*((AU127*$J$10+AV127)-(AU124*$J$10+AV124)))+(AU124*$J$10+AV124)","v":23.378600823045261},4,500,53,{"$f":"INDEX(LINEST(AZ126:AZ127,AY126:AY127,TRUE,FALSE),1)","v":1.6666666666666666E-2},{"$f":"INDEX(LINEST(AZ126:AZ127,AY126:AY127,TRUE,FALSE),2)","v":44.666666666666664},{"$f":"((($I$10-1)/3)*((BA127*$J$10+BB127)-(BA124*$J$10+BB124)))+(BA124*$J$10+BB124)","v":46.047325102880656}]
[null,10,100,64,null,null,null,10,100,61,null,null,null,10,100,52,null,null,null,10,100,39,null,null,null,10,100,36,null,null,null,10,100,29,null,null,null,10,100,24,null,null,null,10,100,20,null,null,null,10,100,49]
[null,10,200,70,{"$f":"INDEX(LINEST(D128:D129,C128:C129,TRUE,FALSE),1)","v":5.9999999999999991E-2},{"$f":"INDEX(LINEST(D128:D129,C128:C129,TRUE,FALSE),2)","v":58},{"$f":"((($I$10-4)/6)*((E129*$J$10+F129)-(E126*$J$10+F126)))+(E126*$J$10+F126)","v":53.358024691358025},10,200,67,{"$f":"INDEX(LINEST(J128:J129,I128:I129,TRUE,FALSE),1)","v":5.9999999999999991E-2},{"$f":"INDEX(LINEST(J128:J129,I128:I129,TRUE,FALSE),2)","v":55},{"$f":"((($I$10-4)/6)*((K129*$J$10+L129)-(K126*$J$10+L126)))+(K126*$J$10+L126)","v":55.604938271604937},10,200,59,{"$f":"INDEX(LINEST(P128:P129,O128:O129,TRUE,FALSE),1)","v":7.0000000000000021E-2},{"$f":"INDEX(LINEST(P128:P129,O128:O129,TRUE,FALSE),2)","v":45},{"$f":"((($I$10-4)/6)*((Q129*$J$10+R129)-(Q126*$J$10+R126)))+(Q126*$J$10+R126)","v":48.154320987654323},10,200,45,{"$f":"INDEX(LINEST(V128:V129,U128:U129,TRUE,FALSE),1)","v":5.9999999999999991E-2},{"$f":"INDEX(LINEST(V128:V129,U128:U129,TRUE,FALSE),2)","v":33},{"$f":"((($I$10-4)/6)*((W129*$J$10+X129)-(W126*$J$10+X126)))+(W126*$J$10+X126)","v":35.703703703703702},10,200,40,{"$f":"INDEX(LINEST(AB128:AB129,AA128:AA129,TRUE,FALSE),1)","v":4.0000000000000008E-2},{"$f":"INDEX(LINEST(AB128:AB129,AA128:AA129,TRUE,FALSE),2)","v":32},{"$f":"((($I$10-4)/6)*((AC129*$J$10+AD129)-(AC126*$J$10+AD126)))+(AC126*$J$10+AD126)","v":30.12962962962963},10,200,35,{"$f":"INDEX(LINEST(AH128:AH129,AG128:AG129,TRUE,FALSE),1)","v":5.9999999999999991E-2},{"$f":"INDEX(LINEST(AH128:AH129,AG128:AG129,TRUE,FALSE),2)","v":23},{"$f":"((($I$10-4)/6)*((AI129*$J$10+AJ129)-(AI126*$J$10+AJ126)))+(AI126*$J$10+AJ126)","v":27.802469135802468},10,200,32,{"$f":"INDEX(LINEST(AN128:AN129,AM128:AM129,TRUE,FALSE),1)","v":8.0000000000000016E-2},{"$f":"INDEX(LINEST(AN128:AN129,AM128:AM129,TRUE,FALSE),2)","v":15.999999999999998},{"$f":"((($I$10-4)/6)*((AO129*$J$10+AP129)-(AO126*$J$10+AP126)))+(AO126*$J$10+AP126)","v":26.950617283950617},10,200,29,{"$f":"INDEX(LINEST(AT128:AT129,AS128:AS129,TRUE,FALSE),1)","v":0.09},{"$f":"INDEX(LINEST(AT128:AT129,AS128:AS129,TRUE,FALSE),2)","v":11},{"$f":"((($I$10-4)/6)*((AU129*$J$10+AV129)-(AU126*$J$10+AV126)))+(AU126*$J$10+AV126)","v":20.827160493827162},10,200,55,{"$f":"INDEX(LINEST(AZ128:AZ129,AY128:AY129,TRUE,FALSE),1)","v":5.9999999999999991E-2},{"$f":"INDEX(LINEST(AZ128:AZ129,AY128:AY129,TRUE,FALSE),2)","v":43},{"$f":"((($I$10-4)/6)*((BA129*$J$10+BB129)-(BA126*$J$10+BB126)))+(BA126*$J$10+BB126)","v":43.604938271604937}]
[null,10,500,73,{"$f":"INDEX(LINEST(D129:D130,C129:C130,TRUE,FALSE),1)","v":1.0000000000000004E-2},{"$f":"INDEX(LINEST(D129:D130,C129:C130,TRUE,FALSE),2)","v":68},{"$f":"((($I$10-4)/6)*((E130*$J$10+F130)-(E127*$J$10+F127)))+(E127*$J$10+F127)","v":54.458847736625515},10,500,73,{"$f":"INDEX(LINEST(J129:J130,I129:I130,TRUE,FALSE),1)","v":2.0000000000000007E-2},{"$f":"INDEX(LINEST(J129:J130,I129:I130,TRUE,FALSE),2)","v":63},{"$f":"((($I$10-4)/6)*((K130*$J$10+L130)-(K127*$J$10+L127)))+(K127*$J$10+L127)","v":58.479423868312757},10,500,68,{"$f":"INDEX(LINEST(P129:P130,O129:O130,TRUE,FALSE),1)","v":0.03},{"$f":"INDEX(LINEST(P129:P130,O129:O130,TRUE,FALSE),2)","v":53},{"$f":"((($I$10-4)/6)*((Q130*$J$10+R130)-(Q127*$J$10+R127)))+(Q127*$J$10+R127)","v":52.078189300411516},10,500,57,{"$f":"INDEX(LINEST(V129:V130,U129:U130,TRUE,FALSE),1)","v":4.0000000000000015E-2},{"$f":"INDEX(LINEST(V129:V130,U129:U130,TRUE,FALSE),2)","v":36.999999999999993},{"$f":"((($I$10-4)/6)*((W130*$J$10+X130)-(W127*$J$10+X127)))+(W127*$J$10+X127)","v":36.703703703703695},10,500,48,{"$f":"INDEX(LINEST(AB129:AB130,AA129:AA130,TRUE,FALSE),1)","v":2.6666666666666672E-2},{"$f":"INDEX(LINEST(AB129:AB130,AA129:AA130,TRUE,FALSE),2)","v":34.666666666666664},{"$f":"((($I$10-4)/6)*((AC130*$J$10+AD130)-(AC127*$J$10+AD127)))+(AC127*$J$10+AD127)","v":31.146090534979425},10,500,43,{"$f":"INDEX(LINEST(AH129:AH130,AG129:AG130,TRUE,FALSE),1)","v":2.6666666666666672E-2},{"$f":"INDEX(LINEST(AH129:AH130,AG129:AG130,TRUE,FALSE),2)","v":29.666666666666664},{"$f":"((($I$10-4)/6)*((AI130*$J$10+AJ130)-(AI127*$J$10+AJ127)))+(AI127*$J$10+AJ127)","v":29.469135802469133},10,500,42,{"$f":"INDEX(LINEST(AN129:AN130,AM129:AM130,TRUE,FALSE),1)","v":3.3333333333333333E-2},{"$f":"INDEX(LINEST(AN129:AN130,AM129:AM130,TRUE,FALSE),2)","v":25.333333333333336},{"$f":"((($I$10-4)/6)*((AO130*$J$10+AP130)-(AO127*$J$10+AP127)))+(AO127*$J$10+AP127)","v":34.53086419753086},10,500,47,{"$f":"INDEX(LINEST(AT129:AT130,AS129:AS130,TRUE,FALSE),1)","v":0.06},{"$f":"INDEX(LINEST(AT129:AT130,AS129:AS130,TRUE,FALSE),2)","v":17},{"$f":"((($I$10-4)/6)*((AU130*$J$10+AV130)-(AU127*$J$10+AV127)))+(AU127*$J$10+AV127)","v":24.251028806584358},10,500,62,{"$f":"INDEX(LINEST(AZ129:AZ130,AY129:AY130,TRUE,FALSE),1)","v":2.3333333333333331E-2},{"$f":"INDEX(LINEST(AZ129:AZ130,AY129:AY130,TRUE,FALSE),2)","v":50.333333333333336},{"$f":"((($I$10-4)/6)*((BA130*$J$10+BB130)-(BA127*$J$10+BB127)))+(BA127*$J$10+BB127)","v":46.837448559670783}]
[]
["600x150",1,100,{"$f":"D122+1","v":42},null,null,null,1,100,{"$f":"J122+1","v":41},null,null,null,1,100,{"$f":"P122+1","v":37},null,null,null,1,100,{"$f":"V122+1","v":31},null,null,null,1,100,{"$f":"AB122+1","v":25},null,null,null,1,100,{"$f":"AH122+1","v":21},null,null,null,1,100,{"$f":"AN122+1","v":13},null,null,null,1,100,{"$f":"AT122+1","v":14},null,null,null,1,100,{"$f":"AZ122+1","v":33}]
[null,1,200,47,{"$f":"INDEX(LINEST(D132:D133,C132:C133,TRUE,FALSE),1)","v":0.05},{"$f":"INDEX(LINEST(D132:D133,C132:C133,TRUE,FALSE),2)","v":37},null,1,200,44,{"$f":"INDEX(LINEST(J132:J133,I132:I133,TRUE,FALSE),1)","v":2.9999999999999995E-2},{"$f":"INDEX(LINEST(J132:J133,I132:I133,TRUE,FALSE),2)","v":38},null,1,200,41,{"$f":"INDEX(LINEST(P132:P133,O132:O133,TRUE,FALSE),1)","v":4.0000000000000008E-2},{"$f":"INDEX(LINEST(P132:P133,O132:O133,TRUE,FALSE),2)","v":33},null,1,200,35,{"$f":"INDEX(LINEST(V132:V133,U132:U133,TRUE,FALSE),1)","v":4.0000000000000008E-2},{"$f":"INDEX(LINEST(V132:V133,U132:U133,TRUE,FALSE),2)","v":27},null,1,200,31,{"$f":"INDEX(LINEST(AB132:AB133,AA132:AA133,TRUE,FALSE),1)","v":5.9999999999999991E-2},{"$f":"INDEX(LINEST(AB132:AB133,AA132:AA133,TRUE,FALSE),2)","v":19},null,1,200,28,{"$f":"INDEX(LINEST(AH132:AH133,AG132:AG133,TRUE,FALSE),1)","v":7.0000000000000021E-2},{"$f":"INDEX(LINEST(AH132:AH133,AG132:AG133,TRUE,FALSE),2)","v":13.999999999999996},null,1,200,21,{"$f":"INDEX(LINEST(AN132:AN133,AM132:AM133,TRUE,FALSE),1)","v":8.0000000000000016E-2},{"$f":"INDEX(LINEST(AN132:AN133,AM132:AM133,TRUE,FALSE),2)","v":4.9999999999999982},null,1,200,18,{"$f":"INDEX(LINEST(AT132:AT133,AS132:AS133,TRUE,FALSE),1)","v":4.0000000000000008E-2},{"$f":"INDEX(LINEST(AT132:AT133,AS132:AS133,TRUE,FALSE),2)","v":10},null,1,200,38,{"$f":"INDEX(LINEST(AZ132:AZ133,AY132:AY133,TRUE,FALSE),1)","v":0.05},{"$f":"INDEX(LINEST(AZ132:AZ133,AY132:AY133,TRUE,FALSE),2)","v":28}]
[null,1,500,47,{"$f":"INDEX(LINEST(D133:D134,C133:C134,TRUE,FALSE),1)","v":0},{"$f":"INDEX(LINEST(D133:D134,C133:C134,TRUE,FALSE),2)","v":47},null,1,500,48,{"$f":"INDEX(LINEST(J133:J134,I133:I134,TRUE,FALSE),1)","v":1.3333333333333336E-2},{"$f":"INDEX(LINEST(J133:J134,I133:I134,TRUE,FALSE),2)","v":41.333333333333329},null,1,500,45,{"$f":"INDEX(LINEST(P133:P134,O133:O134,TRUE,FALSE),1)","v":1.3333333333333336E-2},{"$f":"INDEX(LINEST(P133:P134,O133:O134,TRUE,FALSE),2)","v":38.333333333333329},null,1,500,42,{"$f":"INDEX(LINEST(V133:V134,U133:U134,TRUE,FALSE),1)","v":2.3333333333333331E-2},{"$f":"INDEX(LINEST(V133:V134,U133:U134,TRUE,FALSE),2)","v":30.333333333333336},null,1,500,38,{"$f":"INDEX(LINEST(AB133:AB134,AA133:AA134,TRUE,FALSE),1)","v":2.3333333333333331E-2},{"$f":"INDEX(LINEST(AB133:AB134,AA133:AA134,TRUE,FALSE),2)","v":26.333333333333336},null,1,500,36,{"$f":"INDEX(LINEST(AH133:AH134,AG133:AG134,TRUE,FALSE),1)","v":2.6666666666666672E-2},{"$f":"INDEX(LINEST(AH133:AH134,AG133:AG134,TRUE,FALSE),2)","v":22.666666666666664},null,1,500,37,{"$f":"INDEX(LINEST(AN133:AN134,AM133:AM134,TRUE,FALSE),1)","v":5.3333333333333344E-2},{"$f":"INDEX(LINEST(AN133:AN134,AM133:AM134,TRUE,FALSE),2)","v":10.333333333333329},null,1,500,32,{"$f":"INDEX(LINEST(AT133:AT134,AS133:AS134,TRUE,FALSE),1)","v":4.6666666666666662E-2},{"$f":"INDEX(LINEST(AT133:AT134,AS133:AS134,TRUE,FALSE),2)","v":8.6666666666666679},null,1,500,45,{"$f":"INDEX(LINEST(AZ133:AZ134,AY133:AY134,TRUE,FALSE),1)","v":2.3333333333333331E-2},{"$f":"INDEX(LINEST(AZ133:AZ134,AY133:AY134,TRUE,FALSE),2)","v":33.333333333333336}]
[null,4,100,53,null,null,null,4,100,54,null,null,null,4,100,45,null,null,null,4,100,34,null,null,null,4,100,29,null,null,null,4,100,26,null,null,null,4,100,20,null,null,null,4,100,16,null,null,null,4,100,41]
[null,4,200,57,{"$f":"INDEX(LINEST(D135:D136,C135:C136,TRUE,FALSE),1)","v":4.0000000000000008E-2},{"$f":"INDEX(LINEST(D135:D136,C135:C136,TRUE,FALSE),2)","v":49},{"$f":"((($I$11-1)/3)*((E136*$J$11+F136)-(E133*$J$11+F133)))+(E133*$J$11+F133)","v":51.802469135802468},4,200,60,{"$f":"INDEX(LINEST(J135:J136,I135:I136,TRUE,FALSE),1)","v":5.9999999999999991E-2},{"$f":"INDEX(LINEST(J135:J136,I135:I136,TRUE,FALSE),2)","v":48},{"$f":"((($I$11-1)/3)*((K136*$J$11+L136)-(K133*$J$11+L133)))+(K133*$J$11+L133)","v":52.584362139917694},4,200,54,{"$f":"INDEX(LINEST(P135:P136,O135:O136,TRUE,FALSE),1)","v":0.09},{"$f":"INDEX(LINEST(P135:P136,O135:O136,TRUE,FALSE),2)","v":36},{"$f":"((($I$11-1)/3)*((Q136*$J$11+R136)-(Q133*$J$11+R133)))+(Q133*$J$11+R133)","v":46.302469135802468},4,200,40,{"$f":"INDEX(LINEST(V135:V136,U135:U136,TRUE,FALSE),1)","v":5.9999999999999991E-2},{"$f":"INDEX(LINEST(V135:V136,U135:U136,TRUE,FALSE),2)","v":28},{"$f":"((($I$11-1)/3)*((W136*$J$11+X136)-(W133*$J$11+X133)))+(W133*$J$11+X133)","v":35.781893004115226},4,200,34,{"$f":"INDEX(LINEST(AB135:AB136,AA135:AA136,TRUE,FALSE),1)","v":0.05},{"$f":"INDEX(LINEST(AB135:AB136,AA135:AA136,TRUE,FALSE),2)","v":24},{"$f":"((($I$11-1)/3)*((AC136*$J$11+AD136)-(AC133*$J$11+AD133)))+(AC133*$J$11+AD133)","v":30.434156378600822},4,200,32,{"$f":"INDEX(LINEST(AH135:AH136,AG135:AG136,TRUE,FALSE),1)","v":5.9999999999999991E-2},{"$f":"INDEX(LINEST(AH135:AH136,AG135:AG136,TRUE,FALSE),2)","v":20},{"$f":"((($I$11-1)/3)*((AI136*$J$11+AJ136)-(AI133*$J$11+AJ133)))+(AI133*$J$11+AJ133)","v":27.62962962962963},4,200,36,{"$f":"INDEX(LINEST(AN135:AN136,AM135:AM136,TRUE,FALSE),1)","v":0.16000000000000003},{"$f":"INDEX(LINEST(AN135:AN136,AM135:AM136,TRUE,FALSE),2)","v":3.9999999999999964},{"$f":"((($I$11-1)/3)*((AO136*$J$11+AP136)-(AO133*$J$11+AP133)))+(AO133*$J$11+AP133)","v":24.650205761316872},4,200,28,{"$f":"INDEX(LINEST(AT135:AT136,AS135:AS136,TRUE,FALSE),1)","v":0.11999999999999998},{"$f":"INDEX(LINEST(AT135:AT136,AS135:AS136,TRUE,FALSE),2)","v":4.0000000000000036},{"$f":"((($I$11-1)/3)*((AU136*$J$11+AV136)-(AU133*$J$11+AV133)))+(AU133*$J$11+AV133)","v":20.172839506172838},4,200,49,{"$f":"INDEX(LINEST(AZ135:AZ136,AY135:AY136,TRUE,FALSE),1)","v":8.0000000000000016E-2},{"$f":"INDEX(LINEST(AZ135:AZ136,AY135:AY136,TRUE,FALSE),2)","v":33},{"$f":"((($I$11-1)/3)*((BA136*$J$11+BB136)-(BA133*$J$11+BB133)))+(BA133*$J$11+BB133)","v":42.10699588477366}]
[null,4,500,62,{"$f":"INDEX(LINEST(D136:D137,C136:C137,TRUE,FALSE),1)","v":1.6666666666666666E-2},{"$f":"INDEX(LINEST(D136:D137,C136:C137,TRUE,FALSE),2)","v":53.666666666666664},{"$f":"((($I$11-1)/3)*((E137*$J$11+F137)-(E134*$J$11+F134)))+(E134*$J$11+F134)","v":53.375171467764062},4,500,61,{"$f":"INDEX(LINEST(J136:J137,I136:I137,TRUE,FALSE),1)","v":3.333333333333334E-3},{"$f":"INDEX(LINEST(J136:J137,I136:I137,TRUE,FALSE),2)","v":59.333333333333336},{"$f":"((($I$11-1)/3)*((K137*$J$11+L137)-(K134*$J$11+L134)))+(K134*$J$11+L134)","v":54.808641975308639},4,500,58,{"$f":"INDEX(LINEST(P136:P137,O136:O137,TRUE,FALSE),1)","v":1.3333333333333336E-2},{"$f":"INDEX(LINEST(P136:P137,O136:O137,TRUE,FALSE),2)","v":51.333333333333329},{"$f":"((($I$11-1)/3)*((Q137*$J$11+R137)-(Q134*$J$11+R134)))+(Q134*$J$11+R134)","v":49.374485596707814},4,500,52,{"$f":"INDEX(LINEST(V136:V137,U136:U137,TRUE,FALSE),1)","v":4.0000000000000015E-2},{"$f":"INDEX(LINEST(V136:V137,U136:U137,TRUE,FALSE),2)","v":31.999999999999993},{"$f":"((($I$11-1)/3)*((W137*$J$11+X137)-(W134*$J$11+X134)))+(W134*$J$11+X134)","v":36.731138545953357},4,500,43,{"$f":"INDEX(LINEST(AB136:AB137,AA136:AA137,TRUE,FALSE),1)","v":0.03},{"$f":"INDEX(LINEST(AB136:AB137,AA136:AA137,TRUE,FALSE),2)","v":28},{"$f":"((($I$11-1)/3)*((AC137*$J$11+AD137)-(AC134*$J$11+AD134)))+(AC134*$J$11+AD134)","v":31.687928669410152},4,500,40,{"$f":"INDEX(LINEST(AH136:AH137,AG136:AG137,TRUE,FALSE),1)","v":2.6666666666666672E-2},{"$f":"INDEX(LINEST(AH136:AH137,AG136:AG137,TRUE,FALSE),2)","v":26.666666666666664},{"$f":"((($I$11-1)/3)*((AI137*$J$11+AJ137)-(AI134*$J$11+AJ134)))+(AI134*$J$11+AJ134)","v":29.44855967078189},4,500,40,{"$f":"INDEX(LINEST(AN136:AN137,AM136:AM137,TRUE,FALSE),1)","v":1.3333333333333336E-2},{"$f":"INDEX(LINEST(AN136:AN137,AM136:AM137,TRUE,FALSE),2)","v":33.333333333333329},{"$f":"((($I$11-1)/3)*((AO137*$J$11+AP137)-(AO134*$J$11+AP134)))+(AO134*$J$11+AP134)","v":30.156378600823039},4,500,44,{"$f":"INDEX(LINEST(AT136:AT137,AS136:AS137,TRUE,FALSE),1)","v":5.3333333333333344E-2},{"$f":"INDEX(LINEST(AT136:AT137,AS136:AS137,TRUE,FALSE),2)","v":17.333333333333329},{"$f":"((($I$11-1)/3)*((AU137*$J$11+AV137)-(AU134*$J$11+AV134)))+(AU134*$J$11+AV134)","v":22.389574759945127},4,500,54,{"$f":"INDEX(LINEST(AZ136:AZ137,AY136:AY137,TRUE,FALSE),1)","v":1.6666666666666666E-2},{"$f":"INDEX(LINEST(AZ136:AZ137,AY136:AY137,TRUE,FALSE),2)","v":45.666666666666664},{"$f":"((($I$11-1)/3)*((BA137*$J$11+BB137)-(BA134*$J$11+BB134)))+(BA134*$J$11+BB134)","v":44.715363511659802}]
[null,10,100,65,null,null,null,10,100,62,null,null,null,10,100,53,null,null,null,10,100,40,null,null,null,10,100,37,null,null,null,10,100,30,null,null,null,10,100,25,null,null,null,10,100,21,null,null,null,10,100,50]
[null,10,200,71,{"$f":"INDEX(LINEST(D138:D139,C138:C139,TRUE,FALSE),1)","v":5.9999999999999991E-2},{"$f":"INDEX(LINEST(D138:D139,C138:C139,TRUE,FALSE),2)","v":59},{"$f":"((($I$11-4)/6)*((E139*$J$11+F139)-(E136*$J$11+F136)))+(E136*$J$11+F136)","v":53.020576131687243},10,200,68,{"$f":"INDEX(LINEST(J138:J139,I138:I139,TRUE,FALSE),1)","v":5.9999999999999991E-2},{"$f":"INDEX(LINEST(J138:J139,I138:I139,TRUE,FALSE),2)","v":56},{"$f":"((($I$11-4)/6)*((K139*$J$11+L139)-(K136*$J$11+L136)))+(K136*$J$11+L136)","v":55.781893004115226},10,200,60,{"$f":"INDEX(LINEST(P138:P139,O138:O139,TRUE,FALSE),1)","v":7.0000000000000021E-2},{"$f":"INDEX(LINEST(P138:P139,O138:O139,TRUE,FALSE),2)","v":46},{"$f":"((($I$11-4)/6)*((Q139*$J$11+R139)-(Q136*$J$11+R136)))+(Q136*$J$11+R136)","v":48.434156378600825},10,200,46,{"$f":"INDEX(LINEST(V138:V139,U138:U139,TRUE,FALSE),1)","v":5.9999999999999991E-2},{"$f":"INDEX(LINEST(V138:V139,U138:U139,TRUE,FALSE),2)","v":34},{"$f":"((($I$11-4)/6)*((W139*$J$11+X139)-(W136*$J$11+X136)))+(W136*$J$11+X136)","v":36.086419753086417},10,200,41,{"$f":"INDEX(LINEST(AB138:AB139,AA138:AA139,TRUE,FALSE),1)","v":4.0000000000000008E-2},{"$f":"INDEX(LINEST(AB138:AB139,AA138:AA139,TRUE,FALSE),2)","v":33},{"$f":"((($I$11-4)/6)*((AC139*$J$11+AD139)-(AC136*$J$11+AD136)))+(AC136*$J$11+AD136)","v":30.358024691358025},10,200,36,{"$f":"INDEX(LINEST(AH138:AH139,AG138:AG139,TRUE,FALSE),1)","v":5.9999999999999991E-2},{"$f":"INDEX(LINEST(AH138:AH139,AG138:AG139,TRUE,FALSE),2)","v":24},{"$f":"((($I$11-4)/6)*((AI139*$J$11+AJ139)-(AI136*$J$11+AJ136)))+(AI136*$J$11+AJ136)","v":28.390946502057613},10,200,33,{"$f":"INDEX(LINEST(AN138:AN139,AM138:AM139,TRUE,FALSE),1)","v":8.0000000000000016E-2},{"$f":"INDEX(LINEST(AN138:AN139,AM138:AM139,TRUE,FALSE),2)","v":17},{"$f":"((($I$11-4)/6)*((AO139*$J$11+AP139)-(AO136*$J$11+AP136)))+(AO136*$J$11+AP136)","v":27.847736625514404},10,200,30,{"$f":"INDEX(LINEST(AT138:AT139,AS138:AS139,TRUE,FALSE),1)","v":0.09},{"$f":"INDEX(LINEST(AT138:AT139,AS138:AS139,TRUE,FALSE),2)","v":12},{"$f":"((($I$11-4)/6)*((AU139*$J$11+AV139)-(AU136*$J$11+AV136)))+(AU136*$J$11+AV136)","v":21.467078189300413},10,200,56,{"$f":"INDEX(LINEST(AZ138:AZ139,AY138:AY139,TRUE,FALSE),1)","v":5.9999999999999991E-2},{"$f":"INDEX(LINEST(AZ138:AZ139,AY138:AY139,TRUE,FALSE),2)","v":44},{"$f":"((($I$11-4)/6)*((BA139*$J$11+BB139)-(BA136*$J$11+BB136)))+(BA136*$J$11+BB136)","v":43.781893004115226}]
[null,10,500,74,{"$f":"INDEX(LINEST(D139:D140,C139:C140,TRUE,FALSE),1)","v":1.0000000000000004E-2},{"$f":"INDEX(LINEST(D139:D140,C139:C140,TRUE,FALSE),2)","v":69},{"$f":"((($I$11-4)/6)*((E140*$J$11+F140)-(E137*$J$11+F137)))+(E137*$J$11+F137)","v":53.984224965706446},10,500,74,{"$f":"INDEX(LINEST(J139:J140,I139:I140,TRUE,FALSE),1)","v":2.0000000000000007E-2},{"$f":"INDEX(LINEST(J139:J140,I139:I140,TRUE,FALSE),2)","v":64},{"$f":"((($I$11-4)/6)*((K140*$J$11+L140)-(K137*$J$11+L137)))+(K137*$J$11+L137)","v":58.74211248285323},10,500,69,{"$f":"INDEX(LINEST(P139:P140,O139:O140,TRUE,FALSE),1)","v":0.03},{"$f":"INDEX(LINEST(P139:P140,O139:O140,TRUE,FALSE),2)","v":54},{"$f":"((($I$11-4)/6)*((Q140*$J$11+R140)-(Q137*$J$11+R137)))+(Q137*$J$11+R137)","v":52.546639231824415},10,500,58,{"$f":"INDEX(LINEST(V139:V140,U139:U140,TRUE,FALSE),1)","v":4.0000000000000015E-2},{"$f":"INDEX(LINEST(V139:V140,U139:U140,TRUE,FALSE),2)","v":37.999999999999993},{"$f":"((($I$11-4)/6)*((W140*$J$11+X140)-(W137*$J$11+X137)))+(W137*$J$11+X137)","v":37.08641975308641},10,500,49,{"$f":"INDEX(LINEST(AB139:AB140,AA139:AA140,TRUE,FALSE),1)","v":2.6666666666666672E-2},{"$f":"INDEX(LINEST(AB139:AB140,AA139:AA140,TRUE,FALSE),2)","v":35.666666666666664},{"$f":"((($I$11-4)/6)*((AC140*$J$11+AD140)-(AC137*$J$11+AD137)))+(AC137*$J$11+AD137)","v":31.408779149519891},10,500,44,{"$f":"INDEX(LINEST(AH139:AH140,AG139:AG140,TRUE,FALSE),1)","v":2.6666666666666672E-2},{"$f":"INDEX(LINEST(AH139:AH140,AG139:AG140,TRUE,FALSE),2)","v":30.666666666666664},{"$f":"((($I$11-4)/6)*((AI140*$J$11+AJ140)-(AI137*$J$11+AJ137)))+(AI137*$J$11+AJ137)","v":30.057613168724277},10,500,43,{"$f":"INDEX(LINEST(AN139:AN140,AM139:AM140,TRUE,FALSE),1)","v":3.3333333333333333E-2},{"$f":"INDEX(LINEST(AN139:AN140,AM139:AM140,TRUE,FALSE),2)","v":26.333333333333336},{"$f":"((($I$11-4)/6)*((AO140*$J$11+AP140)-(AO137*$J$11+AP137)))+(AO137*$J$11+AP137)","v":35.942386831275712},10,500,48,{"$f":"INDEX(LINEST(AT139:AT140,AS139:AS140,TRUE,FALSE),1)","v":0.06},{"$f":"INDEX(LINEST(AT139:AT140,AS139:AS140,TRUE,FALSE),2)","v":18},{"$f":"((($I$11-4)/6)*((AU140*$J$11+AV140)-(AU137*$J$11+AV137)))+(AU137*$J$11+AV137)","v":25.079561042523999},10,500,63,{"$f":"INDEX(LINEST(AZ139:AZ140,AY139:AY140,TRUE,FALSE),1)","v":2.3333333333333331E-2},{"$f":"INDEX(LINEST(AZ139:AZ140,AY139:AY140,TRUE,FALSE),2)","v":51.333333333333336},{"$f":"((($I$11-4)/6)*((BA140*$J$11+BB140)-(BA137*$J$11+BB137)))+(BA137*$J$11+BB137)","v":47.151577503429351}]
[]
["200x200",1,100,{"$f":"D152-1","v":40},null,null,null,1,100,{"$f":"J152-1","v":38},null,null,null,1,100,{"$f":"P152-1","v":35},null,null,null,1,100,{"$f":"V152-1","v":25},null,null,null,1,100,{"$f":"AB152-1","v":28},null,null,null,1,100,{"$f":"AH152-1","v":25},null,null,null,1,100,{"$f":"AN152-1","v":11},null,null,null,1,100,{"$f":"AT152-1","v":9},null,null,null,1,100,{"$f":"AZ152-1","v":33}]
[null,1,200,44,{"$f":"INDEX(LINEST(D142:D143,C142:C143,TRUE,FALSE),1)","v":4.0000000000000008E-2},{"$f":"INDEX(LINEST(D142:D143,C142:C143,TRUE,FALSE),2)","v":36},null,1,200,40,{"$f":"INDEX(LINEST(J142:J143,I142:I143,TRUE,FALSE),1)","v":2.0000000000000004E-2},{"$f":"INDEX(LINEST(J142:J143,I142:I143,TRUE,FALSE),2)","v":36},null,1,200,41,{"$f":"INDEX(LINEST(P142:P143,O142:O143,TRUE,FALSE),1)","v":5.9999999999999991E-2},{"$f":"INDEX(LINEST(P142:P143,O142:O143,TRUE,FALSE),2)","v":29},null,1,200,32,{"$f":"INDEX(LINEST(V142:V143,U142:U143,TRUE,FALSE),1)","v":7.0000000000000021E-2},{"$f":"INDEX(LINEST(V142:V143,U142:U143,TRUE,FALSE),2)","v":17.999999999999996},null,1,200,28,{"$f":"INDEX(LINEST(AB142:AB143,AA142:AA143,TRUE,FALSE),1)","v":0},{"$f":"INDEX(LINEST(AB142:AB143,AA142:AA143,TRUE,FALSE),2)","v":28},null,1,200,37,{"$f":"INDEX(LINEST(AH142:AH143,AG142:AG143,TRUE,FALSE),1)","v":0.11999999999999998},{"$f":"INDEX(LINEST(AH142:AH143,AG142:AG143,TRUE,FALSE),2)","v":13.000000000000004},null,1,200,19,{"$f":"INDEX(LINEST(AN142:AN143,AM142:AM143,TRUE,FALSE),1)","v":8.0000000000000016E-2},{"$f":"INDEX(LINEST(AN142:AN143,AM142:AM143,TRUE,FALSE),2)","v":2.9999999999999982},null,1,200,14,{"$f":"INDEX(LINEST(AT142:AT143,AS142:AS143,TRUE,FALSE),1)","v":0.05},{"$f":"INDEX(LINEST(AT142:AT143,AS142:AS143,TRUE,FALSE),2)","v":4},null,1,200,40,{"$f":"INDEX(LINEST(AZ142:AZ143,AY142:AY143,TRUE,FALSE),1)","v":7.0000000000000021E-2},{"$f":"INDEX(LINEST(AZ142:AZ143,AY142:AY143,TRUE,FALSE),2)","v":25.999999999999996}]
[null,1,500,49,{"$f":"INDEX(LINEST(D143:D144,C143:C144,TRUE,FALSE),1)","v":1.6666666666666666E-2},{"$f":"INDEX(LINEST(D143:D144,C143:C144,TRUE,FALSE),2)","v":40.666666666666664},null,1,500,43,{"$f":"INDEX(LINEST(J143:J144,I143:I144,TRUE,FALSE),1)","v":1.0000000000000004E-2},{"$f":"INDEX(LINEST(J143:J144,I143:I144,TRUE,FALSE),2)","v":38},null,1,500,45,{"$f":"INDEX(LINEST(P143:P144,O143:O144,TRUE,FALSE),1)","v":1.3333333333333336E-2},{"$f":"INDEX(LINEST(P143:P144,O143:O144,TRUE,FALSE),2)","v":38.333333333333329},null,1,500,39,{"$f":"INDEX(LINEST(V143:V144,U143:U144,TRUE,FALSE),1)","v":2.3333333333333331E-2},{"$f":"INDEX(LINEST(V143:V144,U143:U144,TRUE,FALSE),2)","v":27.333333333333336},null,1,500,35,{"$f":"INDEX(LINEST(AB143:AB144,AA143:AA144,TRUE,FALSE),1)","v":2.3333333333333331E-2},{"$f":"INDEX(LINEST(AB143:AB144,AA143:AA144,TRUE,FALSE),2)","v":23.333333333333336},null,1,500,41,{"$f":"INDEX(LINEST(AH143:AH144,AG143:AG144,TRUE,FALSE),1)","v":1.3333333333333336E-2},{"$f":"INDEX(LINEST(AH143:AH144,AG143:AG144,TRUE,FALSE),2)","v":34.333333333333329},null,1,500,26,{"$f":"INDEX(LINEST(AN143:AN144,AM143:AM144,TRUE,FALSE),1)","v":2.3333333333333331E-2},{"$f":"INDEX(LINEST(AN143:AN144,AM143:AM144,TRUE,FALSE),2)","v":14.333333333333334},null,1,500,26,{"$f":"INDEX(LINEST(AT143:AT144,AS143:AS144,TRUE,FALSE),1)","v":4.0000000000000015E-2},{"$f":"INDEX(LINEST(AT143:AT144,AS143:AS144,TRUE,FALSE),2)","v":5.9999999999999947},null,1,500,45,{"$f":"INDEX(LINEST(AZ143:AZ144,AY143:AY144,TRUE,FALSE),1)","v":1.6666666666666666E-2},{"$f":"INDEX(LINEST(AZ143:AZ144,AY143:AY144,TRUE,FALSE),2)","v":36.666666666666664}]
[null,4,100,53,null,null,null,4,100,42,null,null,null,4,100,37,null,null,null,4,100,30,null,null,null,4,100,28,null,null,null,4,100,27,null,null,null,4,100,18,null,null,null,4,100,10,null,null,null,4,100,35]
[null,4,200,56,{"$f":"INDEX(LINEST(D145:D146,C145:C146,TRUE,FALSE),1)","v":2.9999999999999995E-2},{"$f":"INDEX(LINEST(D145:D146,C145:C146,TRUE,FALSE),2)","v":50},{"$f":"((($I$12-1)/3)*((E146*$J$12+F146)-(E143*$J$12+F143)))+(E143*$J$12+F143)","v":66.768518518518505},4,200,49,{"$f":"INDEX(LINEST(J145:J146,I145:I146,TRUE,FALSE),1)","v":7.0000000000000021E-2},{"$f":"INDEX(LINEST(J145:J146,I145:I146,TRUE,FALSE),2)","v":35},{"$f":"((($I$12-1)/3)*((K146*$J$12+L146)-(K143*$J$12+L143)))+(K143*$J$12+L143)","v":51.879629629629626},4,200,44,{"$f":"INDEX(LINEST(P145:P146,O145:O146,TRUE,FALSE),1)","v":7.0000000000000021E-2},{"$f":"INDEX(LINEST(P145:P146,O145:O146,TRUE,FALSE),2)","v":29.999999999999996},{"$f":"((($I$12-1)/3)*((Q146*$J$12+R146)-(Q143*$J$12+R143)))+(Q143*$J$12+R143)","v":42.953703703703702},4,200,37,{"$f":"INDEX(LINEST(V145:V146,U145:U146,TRUE,FALSE),1)","v":7.0000000000000021E-2},{"$f":"INDEX(LINEST(V145:V146,U145:U146,TRUE,FALSE),2)","v":22.999999999999996},{"$f":"((($I$12-1)/3)*((W146*$J$12+X146)-(W143*$J$12+X143)))+(W143*$J$12+X143)","v":38.407407407407405},4,200,33,{"$f":"INDEX(LINEST(AB145:AB146,AA145:AA146,TRUE,FALSE),1)","v":0.05},{"$f":"INDEX(LINEST(AB145:AB146,AA145:AA146,TRUE,FALSE),2)","v":23},{"$f":"((($I$12-1)/3)*((AC146*$J$12+AD146)-(AC143*$J$12+AD143)))+(AC143*$J$12+AD143)","v":32.953703703703702},4,200,32,{"$f":"INDEX(LINEST(AH145:AH146,AG145:AG146,TRUE,FALSE),1)","v":0.05},{"$f":"INDEX(LINEST(AH145:AH146,AG145:AG146,TRUE,FALSE),2)","v":22},{"$f":"((($I$12-1)/3)*((AI146*$J$12+AJ146)-(AI143*$J$12+AJ143)))+(AI143*$J$12+AJ143)","v":28.027777777777779},4,200,28,{"$f":"INDEX(LINEST(AN145:AN146,AM145:AM146,TRUE,FALSE),1)","v":0.1},{"$f":"INDEX(LINEST(AN145:AN146,AM145:AM146,TRUE,FALSE),2)","v":8},{"$f":"((($I$12-1)/3)*((AO146*$J$12+AP146)-(AO143*$J$12+AP143)))+(AO143*$J$12+AP143)","v":30.851851851851848},4,200,22,{"$f":"INDEX(LINEST(AT145:AT146,AS145:AS146,TRUE,FALSE),1)","v":0.11999999999999998},{"$f":"INDEX(LINEST(AT145:AT146,AS145:AS146,TRUE,FALSE),2)","v":-1.9999999999999964},{"$f":"((($I$12-1)/3)*((AU146*$J$12+AV146)-(AU143*$J$12+AV143)))+(AU143*$J$12+AV143)","v":20.416666666666664},4,200,41,{"$f":"INDEX(LINEST(AZ145:AZ146,AY145:AY146,TRUE,FALSE),1)","v":5.9999999999999991E-2},{"$f":"INDEX(LINEST(AZ145:AZ146,AY145:AY146,TRUE,FALSE),2)","v":29},{"$f":"((($I$12-1)/3)*((BA146*$J$12+BB146)-(BA143*$J$12+BB143)))+(BA143*$J$12+BB143)","v":39.472222222222221}]
[null,4,500,62,{"$f":"INDEX(LINEST(D146:D147,C146:C147,TRUE,FALSE),1)","v":2.0000000000000007E-2},{"$f":"INDEX(LINEST(D146:D147,C146:C147,TRUE,FALSE),2)","v":52},{"$f":"((($I$12-1)/3)*((E147*$J$12+F147)-(E144*$J$12+F144)))+(E144*$J$12+F144)","v":66.614197530864189},4,500,53,{"$f":"INDEX(LINEST(J146:J147,I146:I147,TRUE,FALSE),1)","v":1.3333333333333336E-2},{"$f":"INDEX(LINEST(J146:J147,I146:I147,TRUE,FALSE),2)","v":46.333333333333329},{"$f":"((($I$12-1)/3)*((K147*$J$12+L147)-(K144*$J$12+L144)))+(K144*$J$12+L144)","v":57.003086419753075},4,500,48,{"$f":"INDEX(LINEST(P146:P147,O146:O147,TRUE,FALSE),1)","v":1.3333333333333336E-2},{"$f":"INDEX(LINEST(P146:P147,O146:O147,TRUE,FALSE),2)","v":41.333333333333329},{"$f":"((($I$12-1)/3)*((Q147*$J$12+R147)-(Q144*$J$12+R144)))+(Q144*$J$12+R144)","v":46.277777777777771},4,500,43,{"$f":"INDEX(LINEST(V146:V147,U146:U147,TRUE,FALSE),1)","v":2.0000000000000007E-2},{"$f":"INDEX(LINEST(V146:V147,U146:U147,TRUE,FALSE),2)","v":33},{"$f":"((($I$12-1)/3)*((W147*$J$12+X147)-(W144*$J$12+X144)))+(W144*$J$12+X144)","v":41.07098765432098},4,500,40,{"$f":"INDEX(LINEST(AB146:AB147,AA146:AA147,TRUE,FALSE),1)","v":2.3333333333333331E-2},{"$f":"INDEX(LINEST(AB146:AB147,AA146:AA147,TRUE,FALSE),2)","v":28.333333333333336},{"$f":"((($I$12-1)/3)*((AC147*$J$12+AD147)-(AC144*$J$12+AD144)))+(AC144*$J$12+AD144)","v":36.74074074074074},4,500,39,{"$f":"INDEX(LINEST(AH146:AH147,AG146:AG147,TRUE,FALSE),1)","v":2.3333333333333331E-2},{"$f":"INDEX(LINEST(AH146:AH147,AG146:AG147,TRUE,FALSE),2)","v":27.333333333333336},{"$f":"((($I$12-1)/3)*((AI147*$J$12+AJ147)-(AI144*$J$12+AJ144)))+(AI144*$J$12+AJ144)","v":25.435185185185198},4,500,38,{"$f":"INDEX(LINEST(AN146:AN147,AM146:AM147,TRUE,FALSE),1)","v":3.3333333333333333E-2},{"$f":"INDEX(LINEST(AN146:AN147,AM146:AM147,TRUE,FALSE),2)","v":21.333333333333336},{"$f":"((($I$12-1)/3)*((AO147*$J$12+AP147)-(AO144*$J$12+AP144)))+(AO144*$J$12+AP144)","v":34.675925925925924},4,500,33,{"$f":"INDEX(LINEST(AT146:AT147,AS146:AS147,TRUE,FALSE),1)","v":3.6666666666666674E-2},{"$f":"INDEX(LINEST(AT146:AT147,AS146:AS147,TRUE,FALSE),2)","v":14.666666666666664},{"$f":"((($I$12-1)/3)*((AU147*$J$12+AV147)-(AU144*$J$12+AV144)))+(AU144*$J$12+AV144)","v":28.182098765432094},4,500,48,{"$f":"INDEX(LINEST(AZ146:AZ147,AY146:AY147,TRUE,FALSE),1)","v":2.3333333333333331E-2},{"$f":"INDEX(LINEST(AZ146:AZ147,AY146:AY147,TRUE,FALSE),2)","v":36.333333333333336},{"$f":"((($I$12-1)/3)*((BA147*$J$12+BB147)-(BA144*$J$12+BB144)))+(BA144*$J$12+BB144)","v":40.487654320987659}]
[null,10,100,55,null,null,null,10,100,51,null,null,null,10,100,41,null,null,null,10,100,34,null,null,null,10,100,28,null,null,null,10,100,23,null,null,null,10,100,19,null,null,null,10,100,15,null,null,null,10,100,39]
[null,10,200,69,{"$f":"INDEX(LINEST(D148:D149,C148:C149,TRUE,FALSE),1)","v":0.14000000000000004},{"$f":"INDEX(LINEST(D148:D149,C148:C149,TRUE,FALSE),2)","v":40.999999999999993},{"$f":"((($I$12-4)/6)*((E149*$J$12+F149)-(E146*$J$12+F146)))+(E146*$J$12+F146)","v":58.180555555555557},10,200,58,{"$f":"INDEX(LINEST(J148:J149,I148:I149,TRUE,FALSE),1)","v":7.0000000000000021E-2},{"$f":"INDEX(LINEST(J148:J149,I148:I149,TRUE,FALSE),2)","v":44},{"$f":"((($I$12-4)/6)*((K149*$J$12+L149)-(K146*$J$12+L146)))+(K146*$J$12+L146)","v":49.916666666666664},10,200,49,{"$f":"INDEX(LINEST(P148:P149,O148:O149,TRUE,FALSE),1)","v":8.0000000000000016E-2},{"$f":"INDEX(LINEST(P148:P149,O148:O149,TRUE,FALSE),2)","v":33},{"$f":"((($I$12-4)/6)*((Q149*$J$12+R149)-(Q146*$J$12+R146)))+(Q146*$J$12+R146)","v":42.708333333333329},10,200,40,{"$f":"INDEX(LINEST(V148:V149,U148:U149,TRUE,FALSE),1)","v":5.9999999999999991E-2},{"$f":"INDEX(LINEST(V148:V149,U148:U149,TRUE,FALSE),2)","v":28},{"$f":"((($I$12-4)/6)*((W149*$J$12+X149)-(W146*$J$12+X146)))+(W146*$J$12+X146)","v":35.217592592592595},10,200,35,{"$f":"INDEX(LINEST(AB148:AB149,AA148:AA149,TRUE,FALSE),1)","v":7.0000000000000021E-2},{"$f":"INDEX(LINEST(AB148:AB149,AA148:AA149,TRUE,FALSE),2)","v":20.999999999999996},{"$f":"((($I$12-4)/6)*((AC149*$J$12+AD149)-(AC146*$J$12+AD146)))+(AC146*$J$12+AD146)","v":30.99074074074074},10,200,34,{"$f":"INDEX(LINEST(AH148:AH149,AG148:AG149,TRUE,FALSE),1)","v":0.11000000000000001},{"$f":"INDEX(LINEST(AH148:AH149,AG148:AG149,TRUE,FALSE),2)","v":11.999999999999996},{"$f":"((($I$12-4)/6)*((AI149*$J$12+AJ149)-(AI146*$J$12+AJ146)))+(AI146*$J$12+AJ146)","v":29.00925925925926},10,200,28,{"$f":"INDEX(LINEST(AN148:AN149,AM148:AM149,TRUE,FALSE),1)","v":0.09},{"$f":"INDEX(LINEST(AN148:AN149,AM148:AM149,TRUE,FALSE),2)","v":10},{"$f":"((($I$12-4)/6)*((AO149*$J$12+AP149)-(AO146*$J$12+AP146)))+(AO146*$J$12+AP146)","v":23.24537037037037},10,200,26,{"$f":"INDEX(LINEST(AT148:AT149,AS148:AS149,TRUE,FALSE),1)","v":0.11000000000000001},{"$f":"INDEX(LINEST(AT148:AT149,AS148:AS149,TRUE,FALSE),2)","v":3.9999999999999964},{"$f":"((($I$12-4)/6)*((AU149*$J$12+AV149)-(AU146*$J$12+AV146)))+(AU146*$J$12+AV146)","v":18.208333333333332},10,200,48,{"$f":"INDEX(LINEST(AZ148:AZ149,AY148:AY149,TRUE,FALSE),1)","v":0.09},{"$f":"INDEX(LINEST(AZ148:AZ149,AY148:AY149,TRUE,FALSE),2)","v":30},{"$f":"((($I$12-4)/6)*((BA149*$J$12+BB149)-(BA146*$J$12+BB146)))+(BA146*$J$12+BB146)","v":40.699074074074076}]
[null,10,500,73,{"$f":"INDEX(LINEST(D149:D150,C149:C150,TRUE,FALSE),1)","v":1.3333333333333336E-2},{"$f":"INDEX(LINEST(D149:D150,C149:C150,TRUE,FALSE),2)","v":66.333333333333329},{"$f":"((($I$12-4)/6)*((E150*$J$12+F150)-(E147*$J$12+F147)))+(E147*$J$12+F147)","v":61.543209876543202},10,500,67,{"$f":"INDEX(LINEST(J149:J150,I149:I150,TRUE,FALSE),1)","v":0.03},{"$f":"INDEX(LINEST(J149:J150,I149:I150,TRUE,FALSE),2)","v":52},{"$f":"((($I$12-4)/6)*((K150*$J$12+L150)-(K147*$J$12+L147)))+(K147*$J$12+L147)","v":52.341049382716044},10,500,58,{"$f":"INDEX(LINEST(P149:P150,O149:O150,TRUE,FALSE),1)","v":0.03},{"$f":"INDEX(LINEST(P149:P150,O149:O150,TRUE,FALSE),2)","v":43},{"$f":"((($I$12-4)/6)*((Q150*$J$12+R150)-(Q147*$J$12+R147)))+(Q147*$J$12+R147)","v":45.378086419753082},10,500,49,{"$f":"INDEX(LINEST(V149:V150,U149:U150,TRUE,FALSE),1)","v":0.03},{"$f":"INDEX(LINEST(V149:V150,U149:U150,TRUE,FALSE),2)","v":34},{"$f":"((($I$12-4)/6)*((W150*$J$12+X150)-(W147*$J$12+X147)))+(W147*$J$12+X147)","v":37.226851851851848},10,500,46,{"$f":"INDEX(LINEST(AB149:AB150,AA149:AA150,TRUE,FALSE),1)","v":3.6666666666666674E-2},{"$f":"INDEX(LINEST(AB149:AB150,AA149:AA150,TRUE,FALSE),2)","v":27.666666666666664},{"$f":"((($I$12-4)/6)*((AC150*$J$12+AD150)-(AC147*$J$12+AD147)))+(AC147*$J$12+AD147)","v":32.487654320987652},10,500,42,{"$f":"INDEX(LINEST(AH149:AH150,AG149:AG150,TRUE,FALSE),1)","v":2.6666666666666672E-2},{"$f":"INDEX(LINEST(AH149:AH150,AG149:AG150,TRUE,FALSE),2)","v":28.666666666666664},{"$f":"((($I$12-4)/6)*((AI150*$J$12+AJ150)-(AI147*$J$12+AJ147)))+(AI147*$J$12+AJ147)","v":31.733024691358025},10,500,39,{"$f":"INDEX(LINEST(AN149:AN150,AM149:AM150,TRUE,FALSE),1)","v":3.6666666666666674E-2},{"$f":"INDEX(LINEST(AN149:AN150,AM149:AM150,TRUE,FALSE),2)","v":20.666666666666664},{"$f":"((($I$12-4)/6)*((AO150*$J$12+AP150)-(AO147*$J$12+AP147)))+(AO147*$J$12+AP147)","v":26.251543209876544},10,500,39,{"$f":"INDEX(LINEST(AT149:AT150,AS149:AS150,TRUE,FALSE),1)","v":4.3333333333333349E-2},{"$f":"INDEX(LINEST(AT149:AT150,AS149:AS150,TRUE,FALSE),2)","v":17.333333333333329},{"$f":"((($I$12-4)/6)*((AU150*$J$12+AV150)-(AU147*$J$12+AV147)))+(AU147*$J$12+AV147)","v":21.966049382716047},10,500,56,{"$f":"INDEX(LINEST(AZ149:AZ150,AY149:AY150,TRUE,FALSE),1)","v":2.6666666666666672E-2},{"$f":"INDEX(LINEST(AZ149:AZ150,AY149:AY150,TRUE,FALSE),2)","v":42.666666666666664},{"$f":"((($I$12-4)/6)*((BA150*$J$12+BB150)-(BA147*$J$12+BB147)))+(BA147*$J$12+BB147)","v":43.186728395061728}]
[]
["300x200",1,100,{"$f":"D162-1","v":41},null,null,null,1,100,{"$f":"J162-1","v":39},null,null,null,1,100,{"$f":"P162-1","v":36},null,null,null,1,100,{"$f":"V162-1","v":26},null,null,null,1,100,{"$f":"AB162-1","v":29},null,null,null,1,100,{"$f":"AH162-1","v":26},null,null,null,1,100,{"$f":"AN162-1","v":12},null,null,null,1,100,{"$f":"AT162-1","v":10},null,null,null,1,100,{"$f":"AZ162-1","v":34}]
[null,1,200,45,{"$f":"INDEX(LINEST(D152:D153,C152:C153,TRUE,FALSE),1)","v":4.0000000000000008E-2},{"$f":"INDEX(LINEST(D152:D153,C152:C153,TRUE,FALSE),2)","v":37},null,1,200,41,{"$f":"INDEX(LINEST(J152:J153,I152:I153,TRUE,FALSE),1)","v":2.0000000000000004E-2},{"$f":"INDEX(LINEST(J152:J153,I152:I153,TRUE,FALSE),2)","v":37},null,1,200,42,{"$f":"INDEX(LINEST(P152:P153,O152:O153,TRUE,FALSE),1)","v":5.9999999999999991E-2},{"$f":"INDEX(LINEST(P152:P153,O152:O153,TRUE,FALSE),2)","v":30},null,1,200,33,{"$f":"INDEX(LINEST(V152:V153,U152:U153,TRUE,FALSE),1)","v":7.0000000000000021E-2},{"$f":"INDEX(LINEST(V152:V153,U152:U153,TRUE,FALSE),2)","v":18.999999999999996},null,1,200,29,{"$f":"INDEX(LINEST(AB152:AB153,AA152:AA153,TRUE,FALSE),1)","v":0},{"$f":"INDEX(LINEST(AB152:AB153,AA152:AA153,TRUE,FALSE),2)","v":29},null,1,200,38,{"$f":"INDEX(LINEST(AH152:AH153,AG152:AG153,TRUE,FALSE),1)","v":0.11999999999999998},{"$f":"INDEX(LINEST(AH152:AH153,AG152:AG153,TRUE,FALSE),2)","v":14.000000000000004},null,1,200,20,{"$f":"INDEX(LINEST(AN152:AN153,AM152:AM153,TRUE,FALSE),1)","v":8.0000000000000016E-2},{"$f":"INDEX(LINEST(AN152:AN153,AM152:AM153,TRUE,FALSE),2)","v":3.9999999999999982},null,1,200,15,{"$f":"INDEX(LINEST(AT152:AT153,AS152:AS153,TRUE,FALSE),1)","v":0.05},{"$f":"INDEX(LINEST(AT152:AT153,AS152:AS153,TRUE,FALSE),2)","v":5},null,1,200,41,{"$f":"INDEX(LINEST(AZ152:AZ153,AY152:AY153,TRUE,FALSE),1)","v":7.0000000000000021E-2},{"$f":"INDEX(LINEST(AZ152:AZ153,AY152:AY153,TRUE,FALSE),2)","v":26.999999999999996}]
[null,1,500,50,{"$f":"INDEX(LINEST(D153:D154,C153:C154,TRUE,FALSE),1)","v":1.6666666666666666E-2},{"$f":"INDEX(LINEST(D153:D154,C153:C154,TRUE,FALSE),2)","v":41.666666666666664},null,1,500,44,{"$f":"INDEX(LINEST(J153:J154,I153:I154,TRUE,FALSE),1)","v":1.0000000000000004E-2},{"$f":"INDEX(LINEST(J153:J154,I153:I154,TRUE,FALSE),2)","v":39},null,1,500,46,{"$f":"INDEX(LINEST(P153:P154,O153:O154,TRUE,FALSE),1)","v":1.3333333333333336E-2},{"$f":"INDEX(LINEST(P153:P154,O153:O154,TRUE,FALSE),2)","v":39.333333333333329},null,1,500,40,{"$f":"INDEX(LINEST(V153:V154,U153:U154,TRUE,FALSE),1)","v":2.3333333333333331E-2},{"$f":"INDEX(LINEST(V153:V154,U153:U154,TRUE,FALSE),2)","v":28.333333333333336},null,1,500,36,{"$f":"INDEX(LINEST(AB153:AB154,AA153:AA154,TRUE,FALSE),1)","v":2.3333333333333331E-2},{"$f":"INDEX(LINEST(AB153:AB154,AA153:AA154,TRUE,FALSE),2)","v":24.333333333333336},null,1,500,42,{"$f":"INDEX(LINEST(AH153:AH154,AG153:AG154,TRUE,FALSE),1)","v":1.3333333333333336E-2},{"$f":"INDEX(LINEST(AH153:AH154,AG153:AG154,TRUE,FALSE),2)","v":35.333333333333329},null,1,500,27,{"$f":"INDEX(LINEST(AN153:AN154,AM153:AM154,TRUE,FALSE),1)","v":2.3333333333333331E-2},{"$f":"INDEX(LINEST(AN153:AN154,AM153:AM154,TRUE,FALSE),2)","v":15.333333333333334},null,1,500,27,{"$f":"INDEX(LINEST(AT153:AT154,AS153:AS154,TRUE,FALSE),1)","v":4.0000000000000015E-2},{"$f":"INDEX(LINEST(AT153:AT154,AS153:AS154,TRUE,FALSE),2)","v":6.9999999999999947},null,1,500,46,{"$f":"INDEX(LINEST(AZ153:AZ154,AY153:AY154,TRUE,FALSE),1)","v":1.6666666666666666E-2},{"$f":"INDEX(LINEST(AZ153:AZ154,AY153:AY154,TRUE,FALSE),2)","v":37.666666666666664}]
[null,4,100,54,null,null,null,4,100,43,null,null,null,4,100,38,null,null,null,4,100,31,null,null,null,4,100,29,null,null,null,4,100,28,null,null,null,4,100,19,null,null,null,4,100,11,null,null,null,4,100,36]
[null,4,200,57,{"$f":"INDEX(LINEST(D155:D156,C155:C156,TRUE,FALSE),1)","v":2.9999999999999995E-2},{"$f":"INDEX(LINEST(D155:D156,C155:C156,TRUE,FALSE),2)","v":51},{"$f":"((($I$13-1)/3)*((E156*$J$13+F156)-(E153*$J$13+F153)))+(E153*$J$13+F153)","v":58.123456790123456},4,200,50,{"$f":"INDEX(LINEST(J155:J156,I155:I156,TRUE,FALSE),1)","v":7.0000000000000021E-2},{"$f":"INDEX(LINEST(J155:J156,I155:I156,TRUE,FALSE),2)","v":36},{"$f":"((($I$13-1)/3)*((K156*$J$13+L156)-(K153*$J$13+L153)))+(K153*$J$13+L153)","v":47.864197530864196},4,200,45,{"$f":"INDEX(LINEST(P155:P156,O155:O156,TRUE,FALSE),1)","v":7.0000000000000021E-2},{"$f":"INDEX(LINEST(P155:P156,O155:O156,TRUE,FALSE),2)","v":30.999999999999996},{"$f":"((($I$13-1)/3)*((Q156*$J$13+R156)-(Q153*$J$13+R153)))+(Q153*$J$13+R153)","v":42.02469135802469},4,200,38,{"$f":"INDEX(LINEST(V155:V156,U155:U156,TRUE,FALSE),1)","v":7.0000000000000021E-2},{"$f":"INDEX(LINEST(V155:V156,U155:U156,TRUE,FALSE),2)","v":23.999999999999996},{"$f":"((($I$13-1)/3)*((W156*$J$13+X156)-(W153*$J$13+X153)))+(W153*$J$13+X153)","v":35.549382716049379},4,200,34,{"$f":"INDEX(LINEST(AB155:AB156,AA155:AA156,TRUE,FALSE),1)","v":0.05},{"$f":"INDEX(LINEST(AB155:AB156,AA155:AA156,TRUE,FALSE),2)","v":24},{"$f":"((($I$13-1)/3)*((AC156*$J$13+AD156)-(AC153*$J$13+AD153)))+(AC153*$J$13+AD153)","v":32.02469135802469},4,200,33,{"$f":"INDEX(LINEST(AH155:AH156,AG155:AG156,TRUE,FALSE),1)","v":0.05},{"$f":"INDEX(LINEST(AH155:AH156,AG155:AG156,TRUE,FALSE),2)","v":23},{"$f":"((($I$13-1)/3)*((AI156*$J$13+AJ156)-(AI153*$J$13+AJ153)))+(AI153*$J$13+AJ153)","v":30.185185185185183},4,200,29,{"$f":"INDEX(LINEST(AN155:AN156,AM155:AM156,TRUE,FALSE),1)","v":0.1},{"$f":"INDEX(LINEST(AN155:AN156,AM155:AM156,TRUE,FALSE),2)","v":9},{"$f":"((($I$13-1)/3)*((AO156*$J$13+AP156)-(AO153*$J$13+AP153)))+(AO153*$J$13+AP153)","v":25.679012345679013},4,200,23,{"$f":"INDEX(LINEST(AT155:AT156,AS155:AS156,TRUE,FALSE),1)","v":0.11999999999999998},{"$f":"INDEX(LINEST(AT155:AT156,AS155:AS156,TRUE,FALSE),2)","v":-0.99999999999999645},{"$f":"((($I$13-1)/3)*((AU156*$J$13+AV156)-(AU153*$J$13+AV153)))+(AU153*$J$13+AV153)","v":17.944444444444443},4,200,42,{"$f":"INDEX(LINEST(AZ155:AZ156,AY155:AY156,TRUE,FALSE),1)","v":5.9999999999999991E-2},{"$f":"INDEX(LINEST(AZ155:AZ156,AY155:AY156,TRUE,FALSE),2)","v":30},{"$f":"((($I$13-1)/3)*((BA156*$J$13+BB156)-(BA153*$J$13+BB153)))+(BA153*$J$13+BB153)","v":39.314814814814817}]
[null,4,500,63,{"$f":"INDEX(LINEST(D156:D157,C156:C157,TRUE,FALSE),1)","v":2.0000000000000007E-2},{"$f":"INDEX(LINEST(D156:D157,C156:C157,TRUE,FALSE),2)","v":53},{"$f":"((($I$13-1)/3)*((E157*$J$13+F157)-(E154*$J$13+F154)))+(E154*$J$13+F154)","v":58.483539094650205},4,500,54,{"$f":"INDEX(LINEST(J156:J157,I156:I157,TRUE,FALSE),1)","v":1.3333333333333336E-2},{"$f":"INDEX(LINEST(J156:J157,I156:I157,TRUE,FALSE),2)","v":47.333333333333329},{"$f":"((($I$13-1)/3)*((K157*$J$13+L157)-(K154*$J$13+L154)))+(K154*$J$13+L154)","v":51.187242798353907},4,500,49,{"$f":"INDEX(LINEST(P156:P157,O156:O157,TRUE,FALSE),1)","v":1.3333333333333336E-2},{"$f":"INDEX(LINEST(P156:P157,O156:O157,TRUE,FALSE),2)","v":42.333333333333329},{"$f":"((($I$13-1)/3)*((Q157*$J$13+R157)-(Q154*$J$13+R154)))+(Q154*$J$13+R154)","v":44.962962962962962},4,500,44,{"$f":"INDEX(LINEST(V156:V157,U156:U157,TRUE,FALSE),1)","v":2.0000000000000007E-2},{"$f":"INDEX(LINEST(V156:V157,U156:U157,TRUE,FALSE),2)","v":34},{"$f":"((($I$13-1)/3)*((W157*$J$13+X157)-(W154*$J$13+X154)))+(W154*$J$13+X154)","v":38.084362139917694},4,500,41,{"$f":"INDEX(LINEST(AB156:AB157,AA156:AA157,TRUE,FALSE),1)","v":2.3333333333333331E-2},{"$f":"INDEX(LINEST(AB156:AB157,AA156:AA157,TRUE,FALSE),2)","v":29.333333333333336},{"$f":"((($I$13-1)/3)*((AC157*$J$13+AD157)-(AC154*$J$13+AD154)))+(AC154*$J$13+AD154)","v":33.882716049382722},4,500,40,{"$f":"INDEX(LINEST(AH156:AH157,AG156:AG157,TRUE,FALSE),1)","v":2.3333333333333331E-2},{"$f":"INDEX(LINEST(AH156:AH157,AG156:AG157,TRUE,FALSE),2)","v":28.333333333333336},{"$f":"((($I$13-1)/3)*((AI157*$J$13+AJ157)-(AI154*$J$13+AJ154)))+(AI154*$J$13+AJ154)","v":30.679012345679016},4,500,39,{"$f":"INDEX(LINEST(AN156:AN157,AM156:AM157,TRUE,FALSE),1)","v":3.3333333333333333E-2},{"$f":"INDEX(LINEST(AN156:AN157,AM156:AM157,TRUE,FALSE),2)","v":22.333333333333336},{"$f":"((($I$13-1)/3)*((AO157*$J$13+AP157)-(AO154*$J$13+AP154)))+(AO154*$J$13+AP154)","v":29.117283950617285},4,500,34,{"$f":"INDEX(LINEST(AT156:AT157,AS156:AS157,TRUE,FALSE),1)","v":3.6666666666666674E-2},{"$f":"INDEX(LINEST(AT156:AT157,AS156:AS157,TRUE,FALSE),2)","v":15.666666666666664},{"$f":"((($I$13-1)/3)*((AU157*$J$13+AV157)-(AU154*$J$13+AV154)))+(AU154*$J$13+AV154)","v":22.880658436213992},4,500,49,{"$f":"INDEX(LINEST(AZ156:AZ157,AY156:AY157,TRUE,FALSE),1)","v":2.3333333333333331E-2},{"$f":"INDEX(LINEST(AZ156:AZ157,AY156:AY157,TRUE,FALSE),2)","v":37.333333333333336},{"$f":"((($I$13-1)/3)*((BA157*$J$13+BB157)-(BA154*$J$13+BB154)))+(BA154*$J$13+BB154)","v":40.973251028806587}]
[null,10,100,56,null,null,null,10,100,52,null,null,null,10,100,42,null,null,null,10,100,35,null,null,null,10,100,29,null,null,null,10,100,24,null,null,null,10,100,20,null,null,null,10,100,16,null,null,null,10,100,40]
[null,10,200,70,{"$f":"INDEX(LINEST(D158:D159,C158:C159,TRUE,FALSE),1)","v":0.14000000000000004},{"$f":"INDEX(LINEST(D158:D159,C158:C159,TRUE,FALSE),2)","v":41.999999999999993},{"$f":"((($I$13-4)/6)*((E159*$J$13+F159)-(E156*$J$13+F156)))+(E156*$J$13+F156)","v":56.287037037037038},10,200,59,{"$f":"INDEX(LINEST(J158:J159,I158:I159,TRUE,FALSE),1)","v":7.0000000000000021E-2},{"$f":"INDEX(LINEST(J158:J159,I158:I159,TRUE,FALSE),2)","v":45},{"$f":"((($I$13-4)/6)*((K159*$J$13+L159)-(K156*$J$13+L156)))+(K156*$J$13+L156)","v":47.444444444444443},10,200,50,{"$f":"INDEX(LINEST(P158:P159,O158:O159,TRUE,FALSE),1)","v":8.0000000000000016E-2},{"$f":"INDEX(LINEST(P158:P159,O158:O159,TRUE,FALSE),2)","v":34},{"$f":"((($I$13-4)/6)*((Q159*$J$13+R159)-(Q156*$J$13+R156)))+(Q156*$J$13+R156)","v":41.972222222222221},10,200,41,{"$f":"INDEX(LINEST(V158:V159,U158:U159,TRUE,FALSE),1)","v":5.9999999999999991E-2},{"$f":"INDEX(LINEST(V158:V159,U158:U159,TRUE,FALSE),2)","v":29},{"$f":"((($I$13-4)/6)*((W159*$J$13+X159)-(W156*$J$13+X156)))+(W156*$J$13+X156)","v":34.867283950617285},10,200,36,{"$f":"INDEX(LINEST(AB158:AB159,AA158:AA159,TRUE,FALSE),1)","v":7.0000000000000021E-2},{"$f":"INDEX(LINEST(AB158:AB159,AA158:AA159,TRUE,FALSE),2)","v":21.999999999999996},{"$f":"((($I$13-4)/6)*((AC159*$J$13+AD159)-(AC156*$J$13+AD156)))+(AC156*$J$13+AD156)","v":31.604938271604937},10,200,35,{"$f":"INDEX(LINEST(AH158:AH159,AG158:AG159,TRUE,FALSE),1)","v":0.11000000000000001},{"$f":"INDEX(LINEST(AH158:AH159,AG158:AG159,TRUE,FALSE),2)","v":12.999999999999996},{"$f":"((($I$13-4)/6)*((AI159*$J$13+AJ159)-(AI156*$J$13+AJ156)))+(AI156*$J$13+AJ156)","v":30.395061728395063},10,200,29,{"$f":"INDEX(LINEST(AN158:AN159,AM158:AM159,TRUE,FALSE),1)","v":0.09},{"$f":"INDEX(LINEST(AN158:AN159,AM158:AM159,TRUE,FALSE),2)","v":11},{"$f":"((($I$13-4)/6)*((AO159*$J$13+AP159)-(AO156*$J$13+AP156)))+(AO156*$J$13+AP156)","v":24.052469135802468},10,200,27,{"$f":"INDEX(LINEST(AT158:AT159,AS158:AS159,TRUE,FALSE),1)","v":0.11000000000000001},{"$f":"INDEX(LINEST(AT158:AT159,AS158:AS159,TRUE,FALSE),2)","v":4.9999999999999964},{"$f":"((($I$13-4)/6)*((AU159*$J$13+AV159)-(AU156*$J$13+AV156)))+(AU156*$J$13+AV156)","v":17.472222222222221},10,200,49,{"$f":"INDEX(LINEST(AZ158:AZ159,AY158:AY159,TRUE,FALSE),1)","v":0.09},{"$f":"INDEX(LINEST(AZ158:AZ159,AY158:AY159,TRUE,FALSE),2)","v":31},{"$f":"((($I$13-4)/6)*((BA159*$J$13+BB159)-(BA156*$J$13+BB156)))+(BA156*$J$13+BB156)","v":39.577160493827158}]
[null,10,500,74,{"$f":"INDEX(LINEST(D159:D160,C159:C160,TRUE,FALSE),1)","v":1.3333333333333336E-2},{"$f":"INDEX(LINEST(D159:D160,C159:C160,TRUE,FALSE),2)","v":67.333333333333329},{"$f":"((($I$13-4)/6)*((E160*$J$13+F160)-(E157*$J$13+F157)))+(E157*$J$13+F157)","v":57.399176954732511},10,500,68,{"$f":"INDEX(LINEST(J159:J160,I159:I160,TRUE,FALSE),1)","v":0.03},{"$f":"INDEX(LINEST(J159:J160,I159:I160,TRUE,FALSE),2)","v":53},{"$f":"((($I$13-4)/6)*((K160*$J$13+L160)-(K157*$J$13+L157)))+(K157*$J$13+L157)","v":50.190329218106989},10,500,59,{"$f":"INDEX(LINEST(P159:P160,O159:O160,TRUE,FALSE),1)","v":0.03},{"$f":"INDEX(LINEST(P159:P160,O159:O160,TRUE,FALSE),2)","v":44},{"$f":"((($I$13-4)/6)*((Q160*$J$13+R160)-(Q157*$J$13+R157)))+(Q157*$J$13+R157)","v":44.770576131687235},10,500,50,{"$f":"INDEX(LINEST(V159:V160,U159:U160,TRUE,FALSE),1)","v":0.03},{"$f":"INDEX(LINEST(V159:V160,U159:U160,TRUE,FALSE),2)","v":35},{"$f":"((($I$13-4)/6)*((W160*$J$13+X160)-(W157*$J$13+X157)))+(W157*$J$13+X157)","v":37.262345679012348},10,500,47,{"$f":"INDEX(LINEST(AB159:AB160,AA159:AA160,TRUE,FALSE),1)","v":3.6666666666666674E-2},{"$f":"INDEX(LINEST(AB159:AB160,AA159:AA160,TRUE,FALSE),2)","v":28.666666666666664},{"$f":"((($I$13-4)/6)*((AC160*$J$13+AD160)-(AC157*$J$13+AD157)))+(AC157*$J$13+AD157)","v":32.973251028806587},10,500,43,{"$f":"INDEX(LINEST(AH159:AH160,AG159:AG160,TRUE,FALSE),1)","v":2.6666666666666672E-2},{"$f":"INDEX(LINEST(AH159:AH160,AG159:AG160,TRUE,FALSE),2)","v":29.666666666666664},{"$f":"((($I$13-4)/6)*((AI160*$J$13+AJ160)-(AI157*$J$13+AJ157)))+(AI157*$J$13+AJ157)","v":32.025720164609055},10,500,40,{"$f":"INDEX(LINEST(AN159:AN160,AM159:AM160,TRUE,FALSE),1)","v":3.6666666666666674E-2},{"$f":"INDEX(LINEST(AN159:AN160,AM159:AM160,TRUE,FALSE),2)","v":21.666666666666664},{"$f":"((($I$13-4)/6)*((AO160*$J$13+AP160)-(AO157*$J$13+AP157)))+(AO157*$J$13+AP157)","v":27.315843621399178},10,500,40,{"$f":"INDEX(LINEST(AT159:AT160,AS159:AS160,TRUE,FALSE),1)","v":4.3333333333333349E-2},{"$f":"INDEX(LINEST(AT159:AT160,AS159:AS160,TRUE,FALSE),2)","v":18.333333333333329},{"$f":"((($I$13-4)/6)*((AU160*$J$13+AV160)-(AU157*$J$13+AV157)))+(AU157*$J$13+AV157)","v":21.551440329218106},10,500,57,{"$f":"INDEX(LINEST(AZ159:AZ160,AY159:AY160,TRUE,FALSE),1)","v":2.6666666666666672E-2},{"$f":"INDEX(LINEST(AZ159:AZ160,AY159:AY160,TRUE,FALSE),2)","v":43.666666666666664},{"$f":"((($I$13-4)/6)*((BA160*$J$13+BB160)-(BA157*$J$13+BB157)))+(BA157*$J$13+BB157)","v":41.550411522633745}]
[]
["400x200",1,100,{"$f":"D172-1","v":42},null,null,null,1,100,{"$f":"J172-1","v":40},null,null,null,1,100,{"$f":"P172-1","v":37},null,null,null,1,100,{"$f":"V172-1","v":27},null,null,null,1,100,{"$f":"AB172-1","v":30},null,null,null,1,100,{"$f":"AH172-1","v":27},null,null,null,1,100,{"$f":"AN172-1","v":13},null,null,null,1,100,{"$f":"AT172-1","v":11},null,null,null,1,100,{"$f":"AZ172-1","v":35}]
[null,1,200,46,{"$f":"INDEX(LINEST(D162:D163,C162:C163,TRUE,FALSE),1)","v":4.0000000000000008E-2},{"$f":"INDEX(LINEST(D162:D163,C162:C163,TRUE,FALSE),2)","v":38},null,1,200,42,{"$f":"INDEX(LINEST(J162:J163,I162:I163,TRUE,FALSE),1)","v":2.0000000000000004E-2},{"$f":"INDEX(LINEST(J162:J163,I162:I163,TRUE,FALSE),2)","v":38},null,1,200,43,{"$f":"INDEX(LINEST(P162:P163,O162:O163,TRUE,FALSE),1)","v":5.9999999999999991E-2},{"$f":"INDEX(LINEST(P162:P163,O162:O163,TRUE,FALSE),2)","v":31},null,1,200,34,{"$f":"INDEX(LINEST(V162:V163,U162:U163,TRUE,FALSE),1)","v":7.0000000000000021E-2},{"$f":"INDEX(LINEST(V162:V163,U162:U163,TRUE,FALSE),2)","v":19.999999999999996},null,1,200,30,{"$f":"INDEX(LINEST(AB162:AB163,AA162:AA163,TRUE,FALSE),1)","v":0},{"$f":"INDEX(LINEST(AB162:AB163,AA162:AA163,TRUE,FALSE),2)","v":30},null,1,200,39,{"$f":"INDEX(LINEST(AH162:AH163,AG162:AG163,TRUE,FALSE),1)","v":0.11999999999999998},{"$f":"INDEX(LINEST(AH162:AH163,AG162:AG163,TRUE,FALSE),2)","v":15.000000000000004},null,1,200,21,{"$f":"INDEX(LINEST(AN162:AN163,AM162:AM163,TRUE,FALSE),1)","v":8.0000000000000016E-2},{"$f":"INDEX(LINEST(AN162:AN163,AM162:AM163,TRUE,FALSE),2)","v":4.9999999999999982},null,1,200,16,{"$f":"INDEX(LINEST(AT162:AT163,AS162:AS163,TRUE,FALSE),1)","v":0.05},{"$f":"INDEX(LINEST(AT162:AT163,AS162:AS163,TRUE,FALSE),2)","v":6},null,1,200,42,{"$f":"INDEX(LINEST(AZ162:AZ163,AY162:AY163,TRUE,FALSE),1)","v":7.0000000000000021E-2},{"$f":"INDEX(LINEST(AZ162:AZ163,AY162:AY163,TRUE,FALSE),2)","v":27.999999999999996}]
[null,1,500,51,{"$f":"INDEX(LINEST(D163:D164,C163:C164,TRUE,FALSE),1)","v":1.6666666666666666E-2},{"$f":"INDEX(LINEST(D163:D164,C163:C164,TRUE,FALSE),2)","v":42.666666666666664},null,1,500,45,{"$f":"INDEX(LINEST(J163:J164,I163:I164,TRUE,FALSE),1)","v":1.0000000000000004E-2},{"$f":"INDEX(LINEST(J163:J164,I163:I164,TRUE,FALSE),2)","v":40},null,1,500,47,{"$f":"INDEX(LINEST(P163:P164,O163:O164,TRUE,FALSE),1)","v":1.3333333333333336E-2},{"$f":"INDEX(LINEST(P163:P164,O163:O164,TRUE,FALSE),2)","v":40.333333333333329},null,1,500,41,{"$f":"INDEX(LINEST(V163:V164,U163:U164,TRUE,FALSE),1)","v":2.3333333333333331E-2},{"$f":"INDEX(LINEST(V163:V164,U163:U164,TRUE,FALSE),2)","v":29.333333333333336},null,1,500,37,{"$f":"INDEX(LINEST(AB163:AB164,AA163:AA164,TRUE,FALSE),1)","v":2.3333333333333331E-2},{"$f":"INDEX(LINEST(AB163:AB164,AA163:AA164,TRUE,FALSE),2)","v":25.333333333333336},null,1,500,43,{"$f":"INDEX(LINEST(AH163:AH164,AG163:AG164,TRUE,FALSE),1)","v":1.3333333333333336E-2},{"$f":"INDEX(LINEST(AH163:AH164,AG163:AG164,TRUE,FALSE),2)","v":36.333333333333329},null,1,500,28,{"$f":"INDEX(LINEST(AN163:AN164,AM163:AM164,TRUE,FALSE),1)","v":2.3333333333333331E-2},{"$f":"INDEX(LINEST(AN163:AN164,AM163:AM164,TRUE,FALSE),2)","v":16.333333333333336},null,1,500,28,{"$f":"INDEX(LINEST(AT163:AT164,AS163:AS164,TRUE,FALSE),1)","v":4.0000000000000015E-2},{"$f":"INDEX(LINEST(AT163:AT164,AS163:AS164,TRUE,FALSE),2)","v":7.9999999999999947},null,1,500,47,{"$f":"INDEX(LINEST(AZ163:AZ164,AY163:AY164,TRUE,FALSE),1)","v":1.6666666666666666E-2},{"$f":"INDEX(LINEST(AZ163:AZ164,AY163:AY164,TRUE,FALSE),2)","v":38.666666666666664}]
[null,4,100,55,null,null,null,4,100,44,null,null,null,4,100,39,null,null,null,4,100,32,null,null,null,4,100,30,null,null,null,4,100,29,null,null,null,4,100,20,null,null,null,4,100,12,null,null,null,4,100,37]
[null,4,200,58,{"$f":"INDEX(LINEST(D165:D166,C165:C166,TRUE,FALSE),1)","v":2.9999999999999995E-2},{"$f":"INDEX(LINEST(D165:D166,C165:C166,TRUE,FALSE),2)","v":52},{"$f":"((($I$14-1)/3)*((E166*$J$14+F166)-(E163*$J$14+F163)))+(E163*$J$14+F163)","v":54.300925925925924},4,200,51,{"$f":"INDEX(LINEST(J165:J166,I165:I166,TRUE,FALSE),1)","v":7.0000000000000021E-2},{"$f":"INDEX(LINEST(J165:J166,I165:I166,TRUE,FALSE),2)","v":37},{"$f":"((($I$14-1)/3)*((K166*$J$14+L166)-(K163*$J$14+L163)))+(K163*$J$14+L163)","v":46.356481481481481},4,200,46,{"$f":"INDEX(LINEST(P165:P166,O165:O166,TRUE,FALSE),1)","v":7.0000000000000021E-2},{"$f":"INDEX(LINEST(P165:P166,O165:O166,TRUE,FALSE),2)","v":31.999999999999996},{"$f":"((($I$14-1)/3)*((Q166*$J$14+R166)-(Q163*$J$14+R163)))+(Q163*$J$14+R163)","v":42.060185185185183},4,200,39,{"$f":"INDEX(LINEST(V165:V166,U165:U166,TRUE,FALSE),1)","v":7.0000000000000021E-2},{"$f":"INDEX(LINEST(V165:V166,U165:U166,TRUE,FALSE),2)","v":24.999999999999996},{"$f":"((($I$14-1)/3)*((W166*$J$14+X166)-(W163*$J$14+X163)))+(W163*$J$14+X163)","v":34.620370370370367},4,200,35,{"$f":"INDEX(LINEST(AB165:AB166,AA165:AA166,TRUE,FALSE),1)","v":0.05},{"$f":"INDEX(LINEST(AB165:AB166,AA165:AA166,TRUE,FALSE),2)","v":25},{"$f":"((($I$14-1)/3)*((AC166*$J$14+AD166)-(AC163*$J$14+AD163)))+(AC163*$J$14+AD163)","v":32.060185185185183},4,200,34,{"$f":"INDEX(LINEST(AH165:AH166,AG165:AG166,TRUE,FALSE),1)","v":0.05},{"$f":"INDEX(LINEST(AH165:AH166,AG165:AG166,TRUE,FALSE),2)","v":24},{"$f":"((($I$14-1)/3)*((AI166*$J$14+AJ166)-(AI163*$J$14+AJ163)))+(AI163*$J$14+AJ163)","v":31.763888888888889},4,200,30,{"$f":"INDEX(LINEST(AN165:AN166,AM165:AM166,TRUE,FALSE),1)","v":0.1},{"$f":"INDEX(LINEST(AN165:AN166,AM165:AM166,TRUE,FALSE),2)","v":10},{"$f":"((($I$14-1)/3)*((AO166*$J$14+AP166)-(AO163*$J$14+AP163)))+(AO163*$J$14+AP163)","v":23.592592592592592},4,200,24,{"$f":"INDEX(LINEST(AT165:AT166,AS165:AS166,TRUE,FALSE),1)","v":0.11999999999999998},{"$f":"INDEX(LINEST(AT165:AT166,AS165:AS166,TRUE,FALSE),2)","v":3.5527136788005009E-15},{"$f":"((($I$14-1)/3)*((AU166*$J$14+AV166)-(AU163*$J$14+AV163)))+(AU163*$J$14+AV163)","v":17.208333333333332},4,200,43,{"$f":"INDEX(LINEST(AZ165:AZ166,AY165:AY166,TRUE,FALSE),1)","v":5.9999999999999991E-2},{"$f":"INDEX(LINEST(AZ165:AZ166,AY165:AY166,TRUE,FALSE),2)","v":31},{"$f":"((($I$14-1)/3)*((BA166*$J$14+BB166)-(BA163*$J$14+BB163)))+(BA163*$J$14+BB163)","v":39.736111111111114}]
[null,4,500,64,{"$f":"INDEX(LINEST(D166:D167,C166:C167,TRUE,FALSE),1)","v":2.0000000000000007E-2},{"$f":"INDEX(LINEST(D166:D167,C166:C167,TRUE,FALSE),2)","v":54},{"$f":"((($I$14-1)/3)*((E167*$J$14+F167)-(E164*$J$14+F164)))+(E164*$J$14+F164)","v":54.918209876543209},4,500,55,{"$f":"INDEX(LINEST(J166:J167,I166:I167,TRUE,FALSE),1)","v":1.3333333333333336E-2},{"$f":"INDEX(LINEST(J166:J167,I166:I167,TRUE,FALSE),2)","v":48.333333333333329},{"$f":"((($I$14-1)/3)*((K167*$J$14+L167)-(K164*$J$14+L164)))+(K164*$J$14+L164)","v":48.779320987654316},4,500,50,{"$f":"INDEX(LINEST(P166:P167,O166:O167,TRUE,FALSE),1)","v":1.3333333333333336E-2},{"$f":"INDEX(LINEST(P166:P167,O166:O167,TRUE,FALSE),2)","v":43.333333333333329},{"$f":"((($I$14-1)/3)*((Q167*$J$14+R167)-(Q164*$J$14+R164)))+(Q164*$J$14+R164)","v":44.80555555555555},4,500,45,{"$f":"INDEX(LINEST(V166:V167,U166:U167,TRUE,FALSE),1)","v":2.0000000000000007E-2},{"$f":"INDEX(LINEST(V166:V167,U166:U167,TRUE,FALSE),2)","v":35},{"$f":"((($I$14-1)/3)*((W167*$J$14+X167)-(W164*$J$14+X164)))+(W164*$J$14+X164)","v":37.091049382716051},4,500,42,{"$f":"INDEX(LINEST(AB166:AB167,AA166:AA167,TRUE,FALSE),1)","v":2.3333333333333331E-2},{"$f":"INDEX(LINEST(AB166:AB167,AA166:AA167,TRUE,FALSE),2)","v":30.333333333333336},{"$f":"((($I$14-1)/3)*((AC167*$J$14+AD167)-(AC164*$J$14+AD164)))+(AC164*$J$14+AD164)","v":32.953703703703702},4,500,41,{"$f":"INDEX(LINEST(AH166:AH167,AG166:AG167,TRUE,FALSE),1)","v":2.3333333333333331E-2},{"$f":"INDEX(LINEST(AH166:AH167,AG166:AG167,TRUE,FALSE),2)","v":29.333333333333336},{"$f":"((($I$14-1)/3)*((AI167*$J$14+AJ167)-(AI164*$J$14+AJ164)))+(AI164*$J$14+AJ164)","v":33.800925925925931},4,500,40,{"$f":"INDEX(LINEST(AN166:AN167,AM166:AM167,TRUE,FALSE),1)","v":3.3333333333333333E-2},{"$f":"INDEX(LINEST(AN166:AN167,AM166:AM167,TRUE,FALSE),2)","v":23.333333333333336},{"$f":"((($I$14-1)/3)*((AO167*$J$14+AP167)-(AO164*$J$14+AP164)))+(AO164*$J$14+AP164)","v":26.837962962962962},4,500,35,{"$f":"INDEX(LINEST(AT166:AT167,AS166:AS167,TRUE,FALSE),1)","v":3.6666666666666674E-2},{"$f":"INDEX(LINEST(AT166:AT167,AS166:AS167,TRUE,FALSE),2)","v":16.666666666666664},{"$f":"((($I$14-1)/3)*((AU167*$J$14+AV167)-(AU164*$J$14+AV164)))+(AU164*$J$14+AV164)","v":20.729938271604933},4,500,50,{"$f":"INDEX(LINEST(AZ166:AZ167,AY166:AY167,TRUE,FALSE),1)","v":2.3333333333333331E-2},{"$f":"INDEX(LINEST(AZ166:AZ167,AY166:AY167,TRUE,FALSE),2)","v":38.333333333333336},{"$f":"((($I$14-1)/3)*((BA167*$J$14+BB167)-(BA164*$J$14+BB164)))+(BA164*$J$14+BB164)","v":41.716049382716051}]
[null,10,100,57,null,null,null,10,100,53,null,null,null,10,100,43,null,null,null,10,100,36,null,null,null,10,100,30,null,null,null,10,100,25,null,null,null,10,100,21,null,null,null,10,100,17,null,null,null,10,100,41]
[null,10,200,71,{"$f":"INDEX(LINEST(D168:D169,C168:C169,TRUE,FALSE),1)","v":0.14000000000000004},{"$f":"INDEX(LINEST(D168:D169,C168:C169,TRUE,FALSE),2)","v":42.999999999999993},{"$f":"((($I$14-4)/6)*((E169*$J$14+F169)-(E166*$J$14+F166)))+(E166*$J$14+F166)","v":55.840277777777779},10,200,60,{"$f":"INDEX(LINEST(J168:J169,I168:I169,TRUE,FALSE),1)","v":7.0000000000000021E-2},{"$f":"INDEX(LINEST(J168:J169,I168:I169,TRUE,FALSE),2)","v":46},{"$f":"((($I$14-4)/6)*((K169*$J$14+L169)-(K166*$J$14+L166)))+(K166*$J$14+L166)","v":46.708333333333329},10,200,51,{"$f":"INDEX(LINEST(P168:P169,O168:O169,TRUE,FALSE),1)","v":8.0000000000000016E-2},{"$f":"INDEX(LINEST(P168:P169,O168:O169,TRUE,FALSE),2)","v":35},{"$f":"((($I$14-4)/6)*((Q169*$J$14+R169)-(Q166*$J$14+R166)))+(Q166*$J$14+R166)","v":42.104166666666664},10,200,42,{"$f":"INDEX(LINEST(V168:V169,U168:U169,TRUE,FALSE),1)","v":5.9999999999999991E-2},{"$f":"INDEX(LINEST(V168:V169,U168:U169,TRUE,FALSE),2)","v":30},{"$f":"((($I$14-4)/6)*((W169*$J$14+X169)-(W166*$J$14+X166)))+(W166*$J$14+X166)","v":35.192129629629626},10,200,37,{"$f":"INDEX(LINEST(AB168:AB169,AA168:AA169,TRUE,FALSE),1)","v":7.0000000000000021E-2},{"$f":"INDEX(LINEST(AB168:AB169,AA168:AA169,TRUE,FALSE),2)","v":22.999999999999996},{"$f":"((($I$14-4)/6)*((AC169*$J$14+AD169)-(AC166*$J$14+AD166)))+(AC166*$J$14+AD166)","v":32.412037037037038},10,200,36,{"$f":"INDEX(LINEST(AH168:AH169,AG168:AG169,TRUE,FALSE),1)","v":0.11000000000000001},{"$f":"INDEX(LINEST(AH168:AH169,AG168:AG169,TRUE,FALSE),2)","v":13.999999999999996},{"$f":"((($I$14-4)/6)*((AI169*$J$14+AJ169)-(AI166*$J$14+AJ166)))+(AI166*$J$14+AJ166)","v":31.587962962962962},10,200,30,{"$f":"INDEX(LINEST(AN168:AN169,AM168:AM169,TRUE,FALSE),1)","v":0.09},{"$f":"INDEX(LINEST(AN168:AN169,AM168:AM169,TRUE,FALSE),2)","v":12},{"$f":"((($I$14-4)/6)*((AO169*$J$14+AP169)-(AO166*$J$14+AP166)))+(AO166*$J$14+AP166)","v":24.956018518518519},10,200,28,{"$f":"INDEX(LINEST(AT168:AT169,AS168:AS169,TRUE,FALSE),1)","v":0.11000000000000001},{"$f":"INDEX(LINEST(AT168:AT169,AS168:AS169,TRUE,FALSE),2)","v":5.9999999999999964},{"$f":"((($I$14-4)/6)*((AU169*$J$14+AV169)-(AU166*$J$14+AV166)))+(AU166*$J$14+AV166)","v":17.604166666666664},10,200,50,{"$f":"INDEX(LINEST(AZ168:AZ169,AY168:AY169,TRUE,FALSE),1)","v":0.09},{"$f":"INDEX(LINEST(AZ168:AZ169,AY168:AY169,TRUE,FALSE),2)","v":32},{"$f":"((($I$14-4)/6)*((BA169*$J$14+BB169)-(BA166*$J$14+BB166)))+(BA166*$J$14+BB166)","v":39.516203703703702}]
[null,10,500,75,{"$f":"INDEX(LINEST(D169:D170,C169:C170,TRUE,FALSE),1)","v":1.3333333333333336E-2},{"$f":"INDEX(LINEST(D169:D170,C169:C170,TRUE,FALSE),2)","v":68.333333333333329},{"$f":"((($I$14-4)/6)*((E170*$J$14+F170)-(E167*$J$14+F167)))+(E167*$J$14+F167)","v":55.827160493827158},10,500,69,{"$f":"INDEX(LINEST(J169:J170,I169:I170,TRUE,FALSE),1)","v":0.03},{"$f":"INDEX(LINEST(J169:J170,I169:I170,TRUE,FALSE),2)","v":54},{"$f":"((($I$14-4)/6)*((K170*$J$14+L170)-(K167*$J$14+L167)))+(K167*$J$14+L167)","v":49.614969135802461},10,500,60,{"$f":"INDEX(LINEST(P169:P170,O169:O170,TRUE,FALSE),1)","v":0.03},{"$f":"INDEX(LINEST(P169:P170,O169:O170,TRUE,FALSE),2)","v":45},{"$f":"((($I$14-4)/6)*((Q170*$J$14+R170)-(Q167*$J$14+R167)))+(Q167*$J$14+R167)","v":44.966820987654316},10,500,51,{"$f":"INDEX(LINEST(V169:V170,U169:U170,TRUE,FALSE),1)","v":0.03},{"$f":"INDEX(LINEST(V169:V170,U169:U170,TRUE,FALSE),2)","v":36},{"$f":"((($I$14-4)/6)*((W170*$J$14+X170)-(W167*$J$14+X167)))+(W167*$J$14+X167)","v":37.780092592592595},10,500,48,{"$f":"INDEX(LINEST(AB169:AB170,AA169:AA170,TRUE,FALSE),1)","v":3.6666666666666674E-2},{"$f":"INDEX(LINEST(AB169:AB170,AA169:AA170,TRUE,FALSE),2)","v":29.666666666666664},{"$f":"((($I$14-4)/6)*((AC170*$J$14+AD170)-(AC167*$J$14+AD167)))+(AC167*$J$14+AD167)","v":33.716049382716051},10,500,44,{"$f":"INDEX(LINEST(AH169:AH170,AG169:AG170,TRUE,FALSE),1)","v":2.6666666666666672E-2},{"$f":"INDEX(LINEST(AH169:AH170,AG169:AG170,TRUE,FALSE),2)","v":30.666666666666664},{"$f":"((($I$14-4)/6)*((AI170*$J$14+AJ170)-(AI167*$J$14+AJ167)))+(AI167*$J$14+AJ167)","v":32.67206790123457},10,500,41,{"$f":"INDEX(LINEST(AN169:AN170,AM169:AM170,TRUE,FALSE),1)","v":3.6666666666666674E-2},{"$f":"INDEX(LINEST(AN169:AN170,AM169:AM170,TRUE,FALSE),2)","v":22.666666666666664},{"$f":"((($I$14-4)/6)*((AO170*$J$14+AP170)-(AO167*$J$14+AP167)))+(AO167*$J$14+AP167)","v":28.347993827160497},10,500,41,{"$f":"INDEX(LINEST(AT169:AT170,AS169:AS170,TRUE,FALSE),1)","v":4.3333333333333349E-2},{"$f":"INDEX(LINEST(AT169:AT170,AS169:AS170,TRUE,FALSE),2)","v":19.333333333333329},{"$f":"((($I$14-4)/6)*((AU170*$J$14+AV170)-(AU167*$J$14+AV167)))+(AU167*$J$14+AV167)","v":21.844135802469133},10,500,58,{"$f":"INDEX(LINEST(AZ169:AZ170,AY169:AY170,TRUE,FALSE),1)","v":2.6666666666666672E-2},{"$f":"INDEX(LINEST(AZ169:AZ170,AY169:AY170,TRUE,FALSE),2)","v":44.666666666666664},{"$f":"((($I$14-4)/6)*((BA170*$J$14+BB170)-(BA167*$J$14+BB167)))+(BA167*$J$14+BB167)","v":41.232253086419753}]
[]
["500x200",1,100,{"$f":"D182-1","v":43},null,null,null,1,100,{"$f":"J182-1","v":41},null,null,null,1,100,{"$f":"P182-1","v":38},null,null,null,1,100,{"$f":"V182-1","v":28},null,null,null,1,100,{"$f":"AB182-1","v":31},null,null,null,1,100,{"$f":"AH182-1","v":28},null,null,null,1,100,{"$f":"AN182-1","v":14},null,null,null,1,100,{"$f":"AT182-1","v":12},null,null,null,1,100,{"$f":"AZ182-1","v":36}]
[null,1,200,47,{"$f":"INDEX(LINEST(D172:D173,C172:C173,TRUE,FALSE),1)","v":4.0000000000000008E-2},{"$f":"INDEX(LINEST(D172:D173,C172:C173,TRUE,FALSE),2)","v":39},null,1,200,43,{"$f":"INDEX(LINEST(J172:J173,I172:I173,TRUE,FALSE),1)","v":2.0000000000000004E-2},{"$f":"INDEX(LINEST(J172:J173,I172:I173,TRUE,FALSE),2)","v":39},null,1,200,44,{"$f":"INDEX(LINEST(P172:P173,O172:O173,TRUE,FALSE),1)","v":5.9999999999999991E-2},{"$f":"INDEX(LINEST(P172:P173,O172:O173,TRUE,FALSE),2)","v":32},null,1,200,35,{"$f":"INDEX(LINEST(V172:V173,U172:U173,TRUE,FALSE),1)","v":7.0000000000000021E-2},{"$f":"INDEX(LINEST(V172:V173,U172:U173,TRUE,FALSE),2)","v":20.999999999999996},null,1,200,31,{"$f":"INDEX(LINEST(AB172:AB173,AA172:AA173,TRUE,FALSE),1)","v":0},{"$f":"INDEX(LINEST(AB172:AB173,AA172:AA173,TRUE,FALSE),2)","v":31},null,1,200,40,{"$f":"INDEX(LINEST(AH172:AH173,AG172:AG173,TRUE,FALSE),1)","v":0.11999999999999998},{"$f":"INDEX(LINEST(AH172:AH173,AG172:AG173,TRUE,FALSE),2)","v":16.000000000000004},null,1,200,22,{"$f":"INDEX(LINEST(AN172:AN173,AM172:AM173,TRUE,FALSE),1)","v":8.0000000000000016E-2},{"$f":"INDEX(LINEST(AN172:AN173,AM172:AM173,TRUE,FALSE),2)","v":5.9999999999999982},null,1,200,17,{"$f":"INDEX(LINEST(AT172:AT173,AS172:AS173,TRUE,FALSE),1)","v":0.05},{"$f":"INDEX(LINEST(AT172:AT173,AS172:AS173,TRUE,FALSE),2)","v":7},null,1,200,43,{"$f":"INDEX(LINEST(AZ172:AZ173,AY172:AY173,TRUE,FALSE),1)","v":7.0000000000000021E-2},{"$f":"INDEX(LINEST(AZ172:AZ173,AY172:AY173,TRUE,FALSE),2)","v":28.999999999999996}]
[null,1,500,52,{"$f":"INDEX(LINEST(D173:D174,C173:C174,TRUE,FALSE),1)","v":1.6666666666666666E-2},{"$f":"INDEX(LINEST(D173:D174,C173:C174,TRUE,FALSE),2)","v":43.666666666666664},null,1,500,46,{"$f":"INDEX(LINEST(J173:J174,I173:I174,TRUE,FALSE),1)","v":1.0000000000000004E-2},{"$f":"INDEX(LINEST(J173:J174,I173:I174,TRUE,FALSE),2)","v":41},null,1,500,48,{"$f":"INDEX(LINEST(P173:P174,O173:O174,TRUE,FALSE),1)","v":1.3333333333333336E-2},{"$f":"INDEX(LINEST(P173:P174,O173:O174,TRUE,FALSE),2)","v":41.333333333333329},null,1,500,42,{"$f":"INDEX(LINEST(V173:V174,U173:U174,TRUE,FALSE),1)","v":2.3333333333333331E-2},{"$f":"INDEX(LINEST(V173:V174,U173:U174,TRUE,FALSE),2)","v":30.333333333333336},null,1,500,38,{"$f":"INDEX(LINEST(AB173:AB174,AA173:AA174,TRUE,FALSE),1)","v":2.3333333333333331E-2},{"$f":"INDEX(LINEST(AB173:AB174,AA173:AA174,TRUE,FALSE),2)","v":26.333333333333336},null,1,500,44,{"$f":"INDEX(LINEST(AH173:AH174,AG173:AG174,TRUE,FALSE),1)","v":1.3333333333333336E-2},{"$f":"INDEX(LINEST(AH173:AH174,AG173:AG174,TRUE,FALSE),2)","v":37.333333333333329},null,1,500,29,{"$f":"INDEX(LINEST(AN173:AN174,AM173:AM174,TRUE,FALSE),1)","v":2.3333333333333331E-2},{"$f":"INDEX(LINEST(AN173:AN174,AM173:AM174,TRUE,FALSE),2)","v":17.333333333333336},null,1,500,29,{"$f":"INDEX(LINEST(AT173:AT174,AS173:AS174,TRUE,FALSE),1)","v":4.0000000000000015E-2},{"$f":"INDEX(LINEST(AT173:AT174,AS173:AS174,TRUE,FALSE),2)","v":8.9999999999999947},null,1,500,48,{"$f":"INDEX(LINEST(AZ173:AZ174,AY173:AY174,TRUE,FALSE),1)","v":1.6666666666666666E-2},{"$f":"INDEX(LINEST(AZ173:AZ174,AY173:AY174,TRUE,FALSE),2)","v":39.666666666666664}]
[null,4,100,56,null,null,null,4,100,45,null,null,null,4,100,40,null,null,null,4,100,33,null,null,null,4,100,31,null,null,null,4,100,30,null,null,null,4,100,21,null,null,null,4,100,13,null,null,null,4,100,38]
[null,4,200,59,{"$f":"INDEX(LINEST(D175:D176,C175:C176,TRUE,FALSE),1)","v":2.9999999999999995E-2},{"$f":"INDEX(LINEST(D175:D176,C175:C176,TRUE,FALSE),2)","v":53},{"$f":"((($I$15-1)/3)*((E176*$J$15+F176)-(E173*$J$15+F173)))+(E173*$J$15+F173)","v":52.407407407407405},4,200,52,{"$f":"INDEX(LINEST(J175:J176,I175:I176,TRUE,FALSE),1)","v":7.0000000000000021E-2},{"$f":"INDEX(LINEST(J175:J176,I175:I176,TRUE,FALSE),2)","v":38},{"$f":"((($I$15-1)/3)*((K176*$J$15+L176)-(K173*$J$15+L173)))+(K173*$J$15+L173)","v":45.851851851851855},4,200,47,{"$f":"INDEX(LINEST(P175:P176,O175:O176,TRUE,FALSE),1)","v":7.0000000000000021E-2},{"$f":"INDEX(LINEST(P175:P176,O175:O176,TRUE,FALSE),2)","v":33},{"$f":"((($I$15-1)/3)*((Q176*$J$15+R176)-(Q173*$J$15+R173)))+(Q173*$J$15+R173)","v":42.481481481481481},4,200,40,{"$f":"INDEX(LINEST(V175:V176,U175:U176,TRUE,FALSE),1)","v":7.0000000000000021E-2},{"$f":"INDEX(LINEST(V175:V176,U175:U176,TRUE,FALSE),2)","v":25.999999999999996},{"$f":"((($I$15-1)/3)*((W176*$J$15+X176)-(W173*$J$15+X173)))+(W173*$J$15+X173)","v":34.462962962962962},4,200,36,{"$f":"INDEX(LINEST(AB175:AB176,AA175:AA176,TRUE,FALSE),1)","v":0.05},{"$f":"INDEX(LINEST(AB175:AB176,AA175:AA176,TRUE,FALSE),2)","v":26},{"$f":"((($I$15-1)/3)*((AC176*$J$15+AD176)-(AC173*$J$15+AD173)))+(AC173*$J$15+AD173)","v":32.481481481481481},4,200,35,{"$f":"INDEX(LINEST(AH175:AH176,AG175:AG176,TRUE,FALSE),1)","v":0.05},{"$f":"INDEX(LINEST(AH175:AH176,AG175:AG176,TRUE,FALSE),2)","v":25},{"$f":"((($I$15-1)/3)*((AI176*$J$15+AJ176)-(AI173*$J$15+AJ173)))+(AI173*$J$15+AJ173)","v":33.111111111111114},4,200,31,{"$f":"INDEX(LINEST(AN175:AN176,AM175:AM176,TRUE,FALSE),1)","v":0.1},{"$f":"INDEX(LINEST(AN175:AN176,AM175:AM176,TRUE,FALSE),2)","v":11},{"$f":"((($I$15-1)/3)*((AO176*$J$15+AP176)-(AO173*$J$15+AP173)))+(AO173*$J$15+AP173)","v":22.74074074074074},4,200,25,{"$f":"INDEX(LINEST(AT175:AT176,AS175:AS176,TRUE,FALSE),1)","v":0.11999999999999998},{"$f":"INDEX(LINEST(AT175:AT176,AS175:AS176,TRUE,FALSE),2)","v":1.0000000000000036},{"$f":"((($I$15-1)/3)*((AU176*$J$15+AV176)-(AU173*$J$15+AV173)))+(AU173*$J$15+AV173)","v":17.166666666666668},4,200,44,{"$f":"INDEX(LINEST(AZ175:AZ176,AY175:AY176,TRUE,FALSE),1)","v":5.9999999999999991E-2},{"$f":"INDEX(LINEST(AZ175:AZ176,AY175:AY176,TRUE,FALSE),2)","v":32},{"$f":"((($I$15-1)/3)*((BA176*$J$15+BB176)-(BA173*$J$15+BB173)))+(BA173*$J$15+BB173)","v":40.388888888888886}]
[null,4,500,65,{"$f":"INDEX(LINEST(D176:D177,C176:C177,TRUE,FALSE),1)","v":2.0000000000000007E-2},{"$f":"INDEX(LINEST(D176:D177,C176:C177,TRUE,FALSE),2)","v":55},{"$f":"((($I$15-1)/3)*((E177*$J$15+F177)-(E174*$J$15+F174)))+(E174*$J$15+F174)","v":53.179012345679013},4,500,56,{"$f":"INDEX(LINEST(J176:J177,I176:I177,TRUE,FALSE),1)","v":1.3333333333333336E-2},{"$f":"INDEX(LINEST(J176:J177,I176:I177,TRUE,FALSE),2)","v":49.333333333333329},{"$f":"((($I$15-1)/3)*((K177*$J$15+L177)-(K174*$J$15+L174)))+(K174*$J$15+L174)","v":47.734567901234563},4,500,51,{"$f":"INDEX(LINEST(P176:P177,O176:O177,TRUE,FALSE),1)","v":1.3333333333333336E-2},{"$f":"INDEX(LINEST(P176:P177,O176:O177,TRUE,FALSE),2)","v":44.333333333333329},{"$f":"((($I$15-1)/3)*((Q177*$J$15+R177)-(Q174*$J$15+R174)))+(Q174*$J$15+R174)","v":45.111111111111107},4,500,46,{"$f":"INDEX(LINEST(V176:V177,U176:U177,TRUE,FALSE),1)","v":2.0000000000000007E-2},{"$f":"INDEX(LINEST(V176:V177,U176:U177,TRUE,FALSE),2)","v":36},{"$f":"((($I$15-1)/3)*((W177*$J$15+X177)-(W174*$J$15+X174)))+(W174*$J$15+X174)","v":36.895061728395063},4,500,43,{"$f":"INDEX(LINEST(AB176:AB177,AA176:AA177,TRUE,FALSE),1)","v":2.3333333333333331E-2},{"$f":"INDEX(LINEST(AB176:AB177,AA176:AA177,TRUE,FALSE),2)","v":31.333333333333336},{"$f":"((($I$15-1)/3)*((AC177*$J$15+AD177)-(AC174*$J$15+AD174)))+(AC174*$J$15+AD174)","v":32.796296296296298},4,500,42,{"$f":"INDEX(LINEST(AH176:AH177,AG176:AG177,TRUE,FALSE),1)","v":2.3333333333333331E-2},{"$f":"INDEX(LINEST(AH176:AH177,AG176:AG177,TRUE,FALSE),2)","v":30.333333333333336},{"$f":"((($I$15-1)/3)*((AI177*$J$15+AJ177)-(AI174*$J$15+AJ174)))+(AI174*$J$15+AJ174)","v":36.074074074074076},4,500,41,{"$f":"INDEX(LINEST(AN176:AN177,AM176:AM177,TRUE,FALSE),1)","v":3.3333333333333333E-2},{"$f":"INDEX(LINEST(AN176:AN177,AM176:AM177,TRUE,FALSE),2)","v":24.333333333333336},{"$f":"((($I$15-1)/3)*((AO177*$J$15+AP177)-(AO174*$J$15+AP174)))+(AO174*$J$15+AP174)","v":25.870370370370374},4,500,36,{"$f":"INDEX(LINEST(AT176:AT177,AS176:AS177,TRUE,FALSE),1)","v":3.6666666666666674E-2},{"$f":"INDEX(LINEST(AT176:AT177,AS176:AS177,TRUE,FALSE),2)","v":17.666666666666664},{"$f":"((($I$15-1)/3)*((AU177*$J$15+AV177)-(AU174*$J$15+AV174)))+(AU174*$J$15+AV174)","v":19.839506172839503},4,500,51,{"$f":"INDEX(LINEST(AZ176:AZ177,AY176:AY177,TRUE,FALSE),1)","v":2.3333333333333331E-2},{"$f":"INDEX(LINEST(AZ176:AZ177,AY176:AY177,TRUE,FALSE),2)","v":39.333333333333336},{"$f":"((($I$15-1)/3)*((BA177*$J$15+BB177)-(BA174*$J$15+BB174)))+(BA174*$J$15+BB174)","v":42.561728395061728}]
[null,10,100,58,null,null,null,10,100,54,null,null,null,10,100,44,null,null,null,10,100,37,null,null,null,10,100,31,null,null,null,10,100,26,null,null,null,10,100,22,null,null,null,10,100,18,null,null,null,10,100,42]
[null,10,200,72,{"$f":"INDEX(LINEST(D178:D179,C178:C179,TRUE,FALSE),1)","v":0.14000000000000004},{"$f":"INDEX(LINEST(D178:D179,C178:C179,TRUE,FALSE),2)","v":43.999999999999993},{"$f":"((($I$15-4)/6)*((E179*$J$15+F179)-(E176*$J$15+F176)))+(E176*$J$15+F176)","v":55.972222222222221},10,200,61,{"$f":"INDEX(LINEST(J178:J179,I178:I179,TRUE,FALSE),1)","v":7.0000000000000021E-2},{"$f":"INDEX(LINEST(J178:J179,I178:I179,TRUE,FALSE),2)","v":47},{"$f":"((($I$15-4)/6)*((K179*$J$15+L179)-(K176*$J$15+L176)))+(K176*$J$15+L176)","v":46.666666666666664},10,200,52,{"$f":"INDEX(LINEST(P178:P179,O178:O179,TRUE,FALSE),1)","v":8.0000000000000016E-2},{"$f":"INDEX(LINEST(P178:P179,O178:O179,TRUE,FALSE),2)","v":36},{"$f":"((($I$15-4)/6)*((Q179*$J$15+R179)-(Q176*$J$15+R176)))+(Q176*$J$15+R176)","v":42.583333333333336},10,200,43,{"$f":"INDEX(LINEST(V178:V179,U178:U179,TRUE,FALSE),1)","v":5.9999999999999991E-2},{"$f":"INDEX(LINEST(V178:V179,U178:U179,TRUE,FALSE),2)","v":31},{"$f":"((($I$15-4)/6)*((W179*$J$15+X179)-(W176*$J$15+X176)))+(W176*$J$15+X176)","v":35.787037037037038},10,200,38,{"$f":"INDEX(LINEST(AB178:AB179,AA178:AA179,TRUE,FALSE),1)","v":7.0000000000000021E-2},{"$f":"INDEX(LINEST(AB178:AB179,AA178:AA179,TRUE,FALSE),2)","v":23.999999999999996},{"$f":"((($I$15-4)/6)*((AC179*$J$15+AD179)-(AC176*$J$15+AD176)))+(AC176*$J$15+AD176)","v":33.296296296296298},10,200,37,{"$f":"INDEX(LINEST(AH178:AH179,AG178:AG179,TRUE,FALSE),1)","v":0.11000000000000001},{"$f":"INDEX(LINEST(AH178:AH179,AG178:AG179,TRUE,FALSE),2)","v":14.999999999999996},{"$f":"((($I$15-4)/6)*((AI179*$J$15+AJ179)-(AI176*$J$15+AJ176)))+(AI176*$J$15+AJ176)","v":32.703703703703702},10,200,31,{"$f":"INDEX(LINEST(AN178:AN179,AM178:AM179,TRUE,FALSE),1)","v":0.09},{"$f":"INDEX(LINEST(AN178:AN179,AM178:AM179,TRUE,FALSE),2)","v":13},{"$f":"((($I$15-4)/6)*((AO179*$J$15+AP179)-(AO176*$J$15+AP176)))+(AO176*$J$15+AP176)","v":25.898148148148149},10,200,29,{"$f":"INDEX(LINEST(AT178:AT179,AS178:AS179,TRUE,FALSE),1)","v":0.11000000000000001},{"$f":"INDEX(LINEST(AT178:AT179,AS178:AS179,TRUE,FALSE),2)","v":6.9999999999999964},{"$f":"((($I$15-4)/6)*((AU179*$J$15+AV179)-(AU176*$J$15+AV176)))+(AU176*$J$15+AV176)","v":18.083333333333332},10,200,51,{"$f":"INDEX(LINEST(AZ178:AZ179,AY178:AY179,TRUE,FALSE),1)","v":0.09},{"$f":"INDEX(LINEST(AZ178:AZ179,AY178:AY179,TRUE,FALSE),2)","v":33},{"$f":"((($I$15-4)/6)*((BA179*$J$15+BB179)-(BA176*$J$15+BB176)))+(BA176*$J$15+BB176)","v":39.879629629629626}]
[null,10,500,76,{"$f":"INDEX(LINEST(D179:D180,C179:C180,TRUE,FALSE),1)","v":1.3333333333333336E-2},{"$f":"INDEX(LINEST(D179:D180,C179:C180,TRUE,FALSE),2)","v":69.333333333333329},{"$f":"((($I$15-4)/6)*((E180*$J$15+F180)-(E177*$J$15+F177)))+(E177*$J$15+F177)","v":55.283950617283949},10,500,70,{"$f":"INDEX(LINEST(J179:J180,I179:I180,TRUE,FALSE),1)","v":0.03},{"$f":"INDEX(LINEST(J179:J180,I179:I180,TRUE,FALSE),2)","v":55},{"$f":"((($I$15-4)/6)*((K180*$J$15+L180)-(K177*$J$15+L177)))+(K177*$J$15+L177)","v":49.669753086419746},10,500,61,{"$f":"INDEX(LINEST(P179:P180,O179:O180,TRUE,FALSE),1)","v":0.03},{"$f":"INDEX(LINEST(P179:P180,O179:O180,TRUE,FALSE),2)","v":46},{"$f":"((($I$15-4)/6)*((Q180*$J$15+R180)-(Q177*$J$15+R177)))+(Q177*$J$15+R177)","v":45.484567901234563},10,500,52,{"$f":"INDEX(LINEST(V179:V180,U179:U180,TRUE,FALSE),1)","v":0.03},{"$f":"INDEX(LINEST(V179:V180,U179:U180,TRUE,FALSE),2)","v":37},{"$f":"((($I$15-4)/6)*((W180*$J$15+X180)-(W177*$J$15+X177)))+(W177*$J$15+X177)","v":38.49074074074074},10,500,49,{"$f":"INDEX(LINEST(AB179:AB180,AA179:AA180,TRUE,FALSE),1)","v":3.6666666666666674E-2},{"$f":"INDEX(LINEST(AB179:AB180,AA179:AA180,TRUE,FALSE),2)","v":30.666666666666664},{"$f":"((($I$15-4)/6)*((AC180*$J$15+AD180)-(AC177*$J$15+AD177)))+(AC177*$J$15+AD177)","v":34.561728395061735},10,500,45,{"$f":"INDEX(LINEST(AH179:AH180,AG179:AG180,TRUE,FALSE),1)","v":2.6666666666666672E-2},{"$f":"INDEX(LINEST(AH179:AH180,AG179:AG180,TRUE,FALSE),2)","v":31.666666666666664},{"$f":"((($I$15-4)/6)*((AI180*$J$15+AJ180)-(AI177*$J$15+AJ177)))+(AI177*$J$15+AJ177)","v":33.45987654320988},10,500,42,{"$f":"INDEX(LINEST(AN179:AN180,AM179:AM180,TRUE,FALSE),1)","v":3.6666666666666674E-2},{"$f":"INDEX(LINEST(AN179:AN180,AM179:AM180,TRUE,FALSE),2)","v":23.666666666666664},{"$f":"((($I$15-4)/6)*((AO180*$J$15+AP180)-(AO177*$J$15+AP177)))+(AO177*$J$15+AP177)","v":29.367283950617288},10,500,42,{"$f":"INDEX(LINEST(AT179:AT180,AS179:AS180,TRUE,FALSE),1)","v":4.3333333333333349E-2},{"$f":"INDEX(LINEST(AT179:AT180,AS179:AS180,TRUE,FALSE),2)","v":20.333333333333329},{"$f":"((($I$15-4)/6)*((AU180*$J$15+AV180)-(AU177*$J$15+AV177)))+(AU177*$J$15+AV177)","v":22.41975308641975},10,500,59,{"$f":"INDEX(LINEST(AZ179:AZ180,AY179:AY180,TRUE,FALSE),1)","v":2.6666666666666672E-2},{"$f":"INDEX(LINEST(AZ179:AZ180,AY179:AY180,TRUE,FALSE),2)","v":45.666666666666664},{"$f":"((($I$15-4)/6)*((BA180*$J$15+BB180)-(BA177*$J$15+BB177)))+(BA177*$J$15+BB177)","v":41.441358024691361}]
[]
["600x200",1,100,44,null,null,null,1,100,42,null,null,null,1,100,39,null,null,null,1,100,29,null,null,null,1,100,32,null,null,null,1,100,29,null,null,null,1,100,15,null,null,null,1,100,13,null,null,null,1,100,37]
[null,1,200,48,{"$f":"INDEX(LINEST(D182:D183,C182:C183,TRUE,FALSE),1)","v":4.0000000000000008E-2},{"$f":"INDEX(LINEST(D182:D183,C182:C183,TRUE,FALSE),2)","v":40},null,1,200,44,{"$f":"INDEX(LINEST(J182:J183,I182:I183,TRUE,FALSE),1)","v":2.0000000000000004E-2},{"$f":"INDEX(LINEST(J182:J183,I182:I183,TRUE,FALSE),2)","v":40},null,1,200,45,{"$f":"INDEX(LINEST(P182:P183,O182:O183,TRUE,FALSE),1)","v":5.9999999999999991E-2},{"$f":"INDEX(LINEST(P182:P183,O182:O183,TRUE,FALSE),2)","v":33},null,1,200,36,{"$f":"INDEX(LINEST(V182:V183,U182:U183,TRUE,FALSE),1)","v":7.0000000000000021E-2},{"$f":"INDEX(LINEST(V182:V183,U182:U183,TRUE,FALSE),2)","v":21.999999999999996},null,1,200,32,{"$f":"INDEX(LINEST(AB182:AB183,AA182:AA183,TRUE,FALSE),1)","v":0},{"$f":"INDEX(LINEST(AB182:AB183,AA182:AA183,TRUE,FALSE),2)","v":32},null,1,200,41,{"$f":"INDEX(LINEST(AH182:AH183,AG182:AG183,TRUE,FALSE),1)","v":0.11999999999999998},{"$f":"INDEX(LINEST(AH182:AH183,AG182:AG183,TRUE,FALSE),2)","v":17.000000000000004},null,1,200,23,{"$f":"INDEX(LINEST(AN182:AN183,AM182:AM183,TRUE,FALSE),1)","v":8.0000000000000016E-2},{"$f":"INDEX(LINEST(AN182:AN183,AM182:AM183,TRUE,FALSE),2)","v":6.9999999999999982},null,1,200,18,{"$f":"INDEX(LINEST(AT182:AT183,AS182:AS183,TRUE,FALSE),1)","v":0.05},{"$f":"INDEX(LINEST(AT182:AT183,AS182:AS183,TRUE,FALSE),2)","v":8},null,1,200,44,{"$f":"INDEX(LINEST(AZ182:AZ183,AY182:AY183,TRUE,FALSE),1)","v":7.0000000000000021E-2},{"$f":"INDEX(LINEST(AZ182:AZ183,AY182:AY183,TRUE,FALSE),2)","v":29.999999999999996}]
[null,1,500,53,{"$f":"INDEX(LINEST(D183:D184,C183:C184,TRUE,FALSE),1)","v":1.6666666666666666E-2},{"$f":"INDEX(LINEST(D183:D184,C183:C184,TRUE,FALSE),2)","v":44.666666666666664},null,1,500,47,{"$f":"INDEX(LINEST(J183:J184,I183:I184,TRUE,FALSE),1)","v":1.0000000000000004E-2},{"$f":"INDEX(LINEST(J183:J184,I183:I184,TRUE,FALSE),2)","v":42},null,1,500,49,{"$f":"INDEX(LINEST(P183:P184,O183:O184,TRUE,FALSE),1)","v":1.3333333333333336E-2},{"$f":"INDEX(LINEST(P183:P184,O183:O184,TRUE,FALSE),2)","v":42.333333333333329},null,1,500,43,{"$f":"INDEX(LINEST(V183:V184,U183:U184,TRUE,FALSE),1)","v":2.3333333333333331E-2},{"$f":"INDEX(LINEST(V183:V184,U183:U184,TRUE,FALSE),2)","v":31.333333333333336},null,1,500,39,{"$f":"INDEX(LINEST(AB183:AB184,AA183:AA184,TRUE,FALSE),1)","v":2.3333333333333331E-2},{"$f":"INDEX(LINEST(AB183:AB184,AA183:AA184,TRUE,FALSE),2)","v":27.333333333333336},null,1,500,45,{"$f":"INDEX(LINEST(AH183:AH184,AG183:AG184,TRUE,FALSE),1)","v":1.3333333333333336E-2},{"$f":"INDEX(LINEST(AH183:AH184,AG183:AG184,TRUE,FALSE),2)","v":38.333333333333329},null,1,500,30,{"$f":"INDEX(LINEST(AN183:AN184,AM183:AM184,TRUE,FALSE),1)","v":2.3333333333333331E-2},{"$f":"INDEX(LINEST(AN183:AN184,AM183:AM184,TRUE,FALSE),2)","v":18.333333333333336},null,1,500,30,{"$f":"INDEX(LINEST(AT183:AT184,AS183:AS184,TRUE,FALSE),1)","v":4.0000000000000015E-2},{"$f":"INDEX(LINEST(AT183:AT184,AS183:AS184,TRUE,FALSE),2)","v":9.9999999999999947},null,1,500,49,{"$f":"INDEX(LINEST(AZ183:AZ184,AY183:AY184,TRUE,FALSE),1)","v":1.6666666666666666E-2},{"$f":"INDEX(LINEST(AZ183:AZ184,AY183:AY184,TRUE,FALSE),2)","v":40.666666666666664}]
[null,4,100,57,null,null,null,4,100,46,null,null,null,4,100,41,null,null,null,4,100,34,null,null,null,4,100,32,null,null,null,4,100,31,null,null,null,4,100,22,null,null,null,4,100,14,null,null,null,4,100,39]
[null,4,200,60,{"$f":"INDEX(LINEST(D185:D186,C185:C186,TRUE,FALSE),1)","v":2.9999999999999995E-2},{"$f":"INDEX(LINEST(D185:D186,C185:C186,TRUE,FALSE),2)","v":54},{"$f":"((($I$16-1)/3)*((E186*$J$16+F186)-(E183*$J$16+F183)))+(E183*$J$16+F183)","v":51.478395061728392},4,200,53,{"$f":"INDEX(LINEST(J185:J186,I185:I186,TRUE,FALSE),1)","v":7.0000000000000021E-2},{"$f":"INDEX(LINEST(J185:J186,I185:I186,TRUE,FALSE),2)","v":39},{"$f":"((($I$16-1)/3)*((K186*$J$16+L186)-(K183*$J$16+L183)))+(K183*$J$16+L183)","v":45.848765432098766},4,200,48,{"$f":"INDEX(LINEST(P185:P186,O185:O186,TRUE,FALSE),1)","v":7.0000000000000021E-2},{"$f":"INDEX(LINEST(P185:P186,O185:O186,TRUE,FALSE),2)","v":34},{"$f":"((($I$16-1)/3)*((Q186*$J$16+R186)-(Q183*$J$16+R183)))+(Q183*$J$16+R183)","v":43.095679012345677},4,200,41,{"$f":"INDEX(LINEST(V185:V186,U185:U186,TRUE,FALSE),1)","v":7.0000000000000021E-2},{"$f":"INDEX(LINEST(V185:V186,U185:U186,TRUE,FALSE),2)","v":26.999999999999996},{"$f":"((($I$16-1)/3)*((W186*$J$16+X186)-(W183*$J$16+X183)))+(W183*$J$16+X183)","v":34.691358024691361},4,200,37,{"$f":"INDEX(LINEST(AB185:AB186,AA185:AA186,TRUE,FALSE),1)","v":0.05},{"$f":"INDEX(LINEST(AB185:AB186,AA185:AA186,TRUE,FALSE),2)","v":27},{"$f":"((($I$16-1)/3)*((AC186*$J$16+AD186)-(AC183*$J$16+AD183)))+(AC183*$J$16+AD183)","v":33.095679012345677},4,200,36,{"$f":"INDEX(LINEST(AH185:AH186,AG185:AG186,TRUE,FALSE),1)","v":0.05},{"$f":"INDEX(LINEST(AH185:AH186,AG185:AG186,TRUE,FALSE),2)","v":26},{"$f":"((($I$16-1)/3)*((AI186*$J$16+AJ186)-(AI183*$J$16+AJ183)))+(AI183*$J$16+AJ183)","v":34.342592592592595},4,200,32,{"$f":"INDEX(LINEST(AN185:AN186,AM185:AM186,TRUE,FALSE),1)","v":0.1},{"$f":"INDEX(LINEST(AN185:AN186,AM185:AM186,TRUE,FALSE),2)","v":12},{"$f":"((($I$16-1)/3)*((AO186*$J$16+AP186)-(AO183*$J$16+AP183)))+(AO183*$J$16+AP183)","v":22.506172839506174},4,200,26,{"$f":"INDEX(LINEST(AT185:AT186,AS185:AS186,TRUE,FALSE),1)","v":0.11999999999999998},{"$f":"INDEX(LINEST(AT185:AT186,AS185:AS186,TRUE,FALSE),2)","v":2.0000000000000036},{"$f":"((($I$16-1)/3)*((AU186*$J$16+AV186)-(AU183*$J$16+AV183)))+(AU183*$J$16+AV183)","v":17.472222222222221},4,200,45,{"$f":"INDEX(LINEST(AZ185:AZ186,AY185:AY186,TRUE,FALSE),1)","v":5.9999999999999991E-2},{"$f":"INDEX(LINEST(AZ185:AZ186,AY185:AY186,TRUE,FALSE),2)","v":33},{"$f":"((($I$16-1)/3)*((BA186*$J$16+BB186)-(BA183*$J$16+BB183)))+(BA183*$J$16+BB183)","v":41.157407407407405}]
[null,4,500,66,{"$f":"INDEX(LINEST(D186:D187,C186:C187,TRUE,FALSE),1)","v":2.0000000000000007E-2},{"$f":"INDEX(LINEST(D186:D187,C186:C187,TRUE,FALSE),2)","v":56},{"$f":"((($I$16-1)/3)*((E187*$J$16+F187)-(E184*$J$16+F184)))+(E184*$J$16+F184)","v":52.352880658436213},4,500,57,{"$f":"INDEX(LINEST(J186:J187,I186:I187,TRUE,FALSE),1)","v":1.3333333333333336E-2},{"$f":"INDEX(LINEST(J186:J187,I186:I187,TRUE,FALSE),2)","v":50.333333333333329},{"$f":"((($I$16-1)/3)*((K187*$J$16+L187)-(K184*$J$16+L184)))+(K184*$J$16+L184)","v":47.371399176954732},4,500,52,{"$f":"INDEX(LINEST(P186:P187,O186:O187,TRUE,FALSE),1)","v":1.3333333333333336E-2},{"$f":"INDEX(LINEST(P186:P187,O186:O187,TRUE,FALSE),2)","v":45.333333333333329},{"$f":"((($I$16-1)/3)*((Q187*$J$16+R187)-(Q184*$J$16+R184)))+(Q184*$J$16+R184)","v":45.648148148148145},4,500,47,{"$f":"INDEX(LINEST(V186:V187,U186:U187,TRUE,FALSE),1)","v":2.0000000000000007E-2},{"$f":"INDEX(LINEST(V186:V187,U186:U187,TRUE,FALSE),2)","v":37},{"$f":"((($I$16-1)/3)*((W187*$J$16+X187)-(W184*$J$16+X184)))+(W184*$J$16+X184)","v":37.097736625514408},4,500,44,{"$f":"INDEX(LINEST(AB186:AB187,AA186:AA187,TRUE,FALSE),1)","v":2.3333333333333331E-2},{"$f":"INDEX(LINEST(AB186:AB187,AA186:AA187,TRUE,FALSE),2)","v":32.333333333333336},{"$f":"((($I$16-1)/3)*((AC187*$J$16+AD187)-(AC184*$J$16+AD184)))+(AC184*$J$16+AD184)","v":33.024691358024697},4,500,43,{"$f":"INDEX(LINEST(AH186:AH187,AG186:AG187,TRUE,FALSE),1)","v":2.3333333333333331E-2},{"$f":"INDEX(LINEST(AH186:AH187,AG186:AG187,TRUE,FALSE),2)","v":31.333333333333336},{"$f":"((($I$16-1)/3)*((AI187*$J$16+AJ187)-(AI184*$J$16+AJ184)))+(AI184*$J$16+AJ184)","v":37.922839506172835},4,500,42,{"$f":"INDEX(LINEST(AN186:AN187,AM186:AM187,TRUE,FALSE),1)","v":3.3333333333333333E-2},{"$f":"INDEX(LINEST(AN186:AN187,AM186:AM187,TRUE,FALSE),2)","v":25.333333333333336},{"$f":"((($I$16-1)/3)*((AO187*$J$16+AP187)-(AO184*$J$16+AP184)))+(AO184*$J$16+AP184)","v":25.558641975308646},4,500,37,{"$f":"INDEX(LINEST(AT186:AT187,AS186:AS187,TRUE,FALSE),1)","v":3.6666666666666674E-2},{"$f":"INDEX(LINEST(AT186:AT187,AS186:AS187,TRUE,FALSE),2)","v":18.666666666666664},{"$f":"((($I$16-1)/3)*((AU187*$J$16+AV187)-(AU184*$J$16+AV184)))+(AU184*$J$16+AV184)","v":19.579218106995881},4,500,52,{"$f":"INDEX(LINEST(AZ186:AZ187,AY186:AY187,TRUE,FALSE),1)","v":2.3333333333333331E-2},{"$f":"INDEX(LINEST(AZ186:AZ187,AY186:AY187,TRUE,FALSE),2)","v":40.333333333333336},{"$f":"((($I$16-1)/3)*((BA187*$J$16+BB187)-(BA184*$J$16+BB184)))+(BA184*$J$16+BB184)","v":43.458847736625515}]
[null,10,100,59,null,null,null,10,100,55,null,null,null,10,100,45,null,null,null,10,100,38,null,null,null,10,100,32,null,null,null,10,100,27,null,null,null,10,100,23,null,null,null,10,100,19,null,null,null,10,100,43]
[null,10,200,73,{"$f":"INDEX(LINEST(D188:D189,C188:C189,TRUE,FALSE),1)","v":0.14000000000000004},{"$f":"INDEX(LINEST(D188:D189,C188:C189,TRUE,FALSE),2)","v":44.999999999999993},{"$f":"((($I$16-4)/6)*((E189*$J$16+F189)-(E186*$J$16+F186)))+(E186*$J$16+F186)","v":56.393518518518519},10,200,62,{"$f":"INDEX(LINEST(J188:J189,I188:I189,TRUE,FALSE),1)","v":7.0000000000000021E-2},{"$f":"INDEX(LINEST(J188:J189,I188:I189,TRUE,FALSE),2)","v":48},{"$f":"((($I$16-4)/6)*((K189*$J$16+L189)-(K186*$J$16+L186)))+(K186*$J$16+L186)","v":46.972222222222221},10,200,53,{"$f":"INDEX(LINEST(P188:P189,O188:O189,TRUE,FALSE),1)","v":8.0000000000000016E-2},{"$f":"INDEX(LINEST(P188:P189,O188:O189,TRUE,FALSE),2)","v":37},{"$f":"((($I$16-4)/6)*((Q189*$J$16+R189)-(Q186*$J$16+R186)))+(Q186*$J$16+R186)","v":43.236111111111114},10,200,44,{"$f":"INDEX(LINEST(V188:V189,U188:U189,TRUE,FALSE),1)","v":5.9999999999999991E-2},{"$f":"INDEX(LINEST(V188:V189,U188:U189,TRUE,FALSE),2)","v":32},{"$f":"((($I$16-4)/6)*((W189*$J$16+X189)-(W186*$J$16+X186)))+(W186*$J$16+X186)","v":36.516975308641975},10,200,39,{"$f":"INDEX(LINEST(AB188:AB189,AA188:AA189,TRUE,FALSE),1)","v":7.0000000000000021E-2},{"$f":"INDEX(LINEST(AB188:AB189,AA188:AA189,TRUE,FALSE),2)","v":24.999999999999996},{"$f":"((($I$16-4)/6)*((AC189*$J$16+AD189)-(AC186*$J$16+AD186)))+(AC186*$J$16+AD186)","v":34.219135802469133},10,200,38,{"$f":"INDEX(LINEST(AH188:AH189,AG188:AG189,TRUE,FALSE),1)","v":0.11000000000000001},{"$f":"INDEX(LINEST(AH188:AH189,AG188:AG189,TRUE,FALSE),2)","v":15.999999999999996},{"$f":"((($I$16-4)/6)*((AI189*$J$16+AJ189)-(AI186*$J$16+AJ186)))+(AI186*$J$16+AJ186)","v":33.780864197530867},10,200,32,{"$f":"INDEX(LINEST(AN188:AN189,AM188:AM189,TRUE,FALSE),1)","v":0.09},{"$f":"INDEX(LINEST(AN188:AN189,AM188:AM189,TRUE,FALSE),2)","v":14},{"$f":"((($I$16-4)/6)*((AO189*$J$16+AP189)-(AO186*$J$16+AP186)))+(AO186*$J$16+AP186)","v":26.859567901234566},10,200,30,{"$f":"INDEX(LINEST(AT188:AT189,AS188:AS189,TRUE,FALSE),1)","v":0.11000000000000001},{"$f":"INDEX(LINEST(AT188:AT189,AS188:AS189,TRUE,FALSE),2)","v":7.9999999999999964},{"$f":"((($I$16-4)/6)*((AU189*$J$16+AV189)-(AU186*$J$16+AV186)))+(AU186*$J$16+AV186)","v":18.736111111111111},10,200,52,{"$f":"INDEX(LINEST(AZ188:AZ189,AY188:AY189,TRUE,FALSE),1)","v":0.09},{"$f":"INDEX(LINEST(AZ188:AZ189,AY188:AY189,TRUE,FALSE),2)","v":34},{"$f":"((($I$16-4)/6)*((BA189*$J$16+BB189)-(BA186*$J$16+BB186)))+(BA186*$J$16+BB186)","v":40.455246913580247}]
[null,10,500,77,{"$f":"INDEX(LINEST(D189:D190,C189:C190,TRUE,FALSE),1)","v":1.3333333333333336E-2},{"$f":"INDEX(LINEST(D189:D190,C189:C190,TRUE,FALSE),2)","v":70.333333333333329},{"$f":"((($I$16-4)/6)*((E190*$J$16+F190)-(E187*$J$16+F187)))+(E187*$J$16+F187)","v":55.255144032921812},10,500,71,{"$f":"INDEX(LINEST(J189:J190,I189:I190,TRUE,FALSE),1)","v":0.03},{"$f":"INDEX(LINEST(J189:J190,I189:I190,TRUE,FALSE),2)","v":56},{"$f":"((($I$16-4)/6)*((K190*$J$16+L190)-(K187*$J$16+L187)))+(K187*$J$16+L187)","v":50.039609053497934},10,500,62,{"$f":"INDEX(LINEST(P189:P190,O189:O190,TRUE,FALSE),1)","v":0.03},{"$f":"INDEX(LINEST(P189:P190,O189:O190,TRUE,FALSE),2)","v":47},{"$f":"((($I$16-4)/6)*((Q190*$J$16+R190)-(Q187*$J$16+R187)))+(Q187*$J$16+R187)","v":46.163065843621396},10,500,53,{"$f":"INDEX(LINEST(V189:V190,U189:U190,TRUE,FALSE),1)","v":0.03},{"$f":"INDEX(LINEST(V189:V190,U189:U190,TRUE,FALSE),2)","v":38},{"$f":"((($I$16-4)/6)*((W190*$J$16+X190)-(W187*$J$16+X187)))+(W187*$J$16+X187)","v":39.297839506172842},10,500,50,{"$f":"INDEX(LINEST(AB189:AB190,AA189:AA190,TRUE,FALSE),1)","v":3.6666666666666674E-2},{"$f":"INDEX(LINEST(AB189:AB190,AA189:AA190,TRUE,FALSE),2)","v":31.666666666666664},{"$f":"((($I$16-4)/6)*((AC190*$J$16+AD190)-(AC187*$J$16+AD187)))+(AC187*$J$16+AD187)","v":35.458847736625515},10,500,46,{"$f":"INDEX(LINEST(AH189:AH190,AG189:AG190,TRUE,FALSE),1)","v":2.6666666666666672E-2},{"$f":"INDEX(LINEST(AH189:AH190,AG189:AG190,TRUE,FALSE),2)","v":32.666666666666664},{"$f":"((($I$16-4)/6)*((AI190*$J$16+AJ190)-(AI187*$J$16+AJ187)))+(AI187*$J$16+AJ187)","v":34.318415637860085},10,500,43,{"$f":"INDEX(LINEST(AN189:AN190,AM189:AM190,TRUE,FALSE),1)","v":3.6666666666666674E-2},{"$f":"INDEX(LINEST(AN189:AN190,AM189:AM190,TRUE,FALSE),2)","v":24.666666666666664},{"$f":"((($I$16-4)/6)*((AO190*$J$16+AP190)-(AO187*$J$16+AP187)))+(AO187*$J$16+AP187)","v":30.380144032921816},10,500,43,{"$f":"INDEX(LINEST(AT189:AT190,AS189:AS190,TRUE,FALSE),1)","v":4.3333333333333349E-2},{"$f":"INDEX(LINEST(AT189:AT190,AS189:AS190,TRUE,FALSE),2)","v":21.333333333333329},{"$f":"((($I$16-4)/6)*((AU190*$J$16+AV190)-(AU187*$J$16+AV187)))+(AU187*$J$16+AV187)","v":23.136831275720162},10,500,60,{"$f":"INDEX(LINEST(AZ189:AZ190,AY189:AY190,TRUE,FALSE),1)","v":2.6666666666666672E-2},{"$f":"INDEX(LINEST(AZ189:AZ190,AY189:AY190,TRUE,FALSE),2)","v":46.666666666666664},{"$f":"((($I$16-4)/6)*((BA190*$J$16+BB190)-(BA187*$J$16+BB187)))+(BA187*$J$16+BB187)","v":41.914094650205769}]
[]
["800x200",1,100,{"$f":"D182+1","v":45},null,null,null,1,100,{"$f":"J182+1","v":43},null,null,null,1,100,{"$f":"P182+1","v":40},null,null,null,1,100,{"$f":"V182+1","v":30},null,null,null,1,100,{"$f":"AB182+1","v":33},null,null,null,1,100,{"$f":"AH182+1","v":30},null,null,null,1,100,{"$f":"AN182+1","v":16},null,null,null,1,100,{"$f":"AT182+1","v":14},null,null,null,1,100,{"$f":"AZ182+1","v":38}]
[null,1,200,49,{"$f":"INDEX(LINEST(D192:D193,C192:C193,TRUE,FALSE),1)","v":4.0000000000000008E-2},{"$f":"INDEX(LINEST(D192:D193,C192:C193,TRUE,FALSE),2)","v":41},null,1,200,45,{"$f":"INDEX(LINEST(J192:J193,I192:I193,TRUE,FALSE),1)","v":2.0000000000000004E-2},{"$f":"INDEX(LINEST(J192:J193,I192:I193,TRUE,FALSE),2)","v":41},null,1,200,46,{"$f":"INDEX(LINEST(P192:P193,O192:O193,TRUE,FALSE),1)","v":5.9999999999999991E-2},{"$f":"INDEX(LINEST(P192:P193,O192:O193,TRUE,FALSE),2)","v":34},null,1,200,37,{"$f":"INDEX(LINEST(V192:V193,U192:U193,TRUE,FALSE),1)","v":7.0000000000000021E-2},{"$f":"INDEX(LINEST(V192:V193,U192:U193,TRUE,FALSE),2)","v":22.999999999999996},null,1,200,33,{"$f":"INDEX(LINEST(AB192:AB193,AA192:AA193,TRUE,FALSE),1)","v":0},{"$f":"INDEX(LINEST(AB192:AB193,AA192:AA193,TRUE,FALSE),2)","v":33},null,1,200,42,{"$f":"INDEX(LINEST(AH192:AH193,AG192:AG193,TRUE,FALSE),1)","v":0.11999999999999998},{"$f":"INDEX(LINEST(AH192:AH193,AG192:AG193,TRUE,FALSE),2)","v":18.000000000000004},null,1,200,24,{"$f":"INDEX(LINEST(AN192:AN193,AM192:AM193,TRUE,FALSE),1)","v":8.0000000000000016E-2},{"$f":"INDEX(LINEST(AN192:AN193,AM192:AM193,TRUE,FALSE),2)","v":7.9999999999999982},null,1,200,19,{"$f":"INDEX(LINEST(AT192:AT193,AS192:AS193,TRUE,FALSE),1)","v":0.05},{"$f":"INDEX(LINEST(AT192:AT193,AS192:AS193,TRUE,FALSE),2)","v":9},null,1,200,45,{"$f":"INDEX(LINEST(AZ192:AZ193,AY192:AY193,TRUE,FALSE),1)","v":7.0000000000000021E-2},{"$f":"INDEX(LINEST(AZ192:AZ193,AY192:AY193,TRUE,FALSE),2)","v":30.999999999999996}]
[null,1,500,54,{"$f":"INDEX(LINEST(D193:D194,C193:C194,TRUE,FALSE),1)","v":1.6666666666666666E-2},{"$f":"INDEX(LINEST(D193:D194,C193:C194,TRUE,FALSE),2)","v":45.666666666666664},null,1,500,48,{"$f":"INDEX(LINEST(J193:J194,I193:I194,TRUE,FALSE),1)","v":1.0000000000000004E-2},{"$f":"INDEX(LINEST(J193:J194,I193:I194,TRUE,FALSE),2)","v":43},null,1,500,50,{"$f":"INDEX(LINEST(P193:P194,O193:O194,TRUE,FALSE),1)","v":1.3333333333333336E-2},{"$f":"INDEX(LINEST(P193:P194,O193:O194,TRUE,FALSE),2)","v":43.333333333333329},null,1,500,44,{"$f":"INDEX(LINEST(V193:V194,U193:U194,TRUE,FALSE),1)","v":2.3333333333333331E-2},{"$f":"INDEX(LINEST(V193:V194,U193:U194,TRUE,FALSE),2)","v":32.333333333333336},null,1,500,40,{"$f":"INDEX(LINEST(AB193:AB194,AA193:AA194,TRUE,FALSE),1)","v":2.3333333333333331E-2},{"$f":"INDEX(LINEST(AB193:AB194,AA193:AA194,TRUE,FALSE),2)","v":28.333333333333336},null,1,500,46,{"$f":"INDEX(LINEST(AH193:AH194,AG193:AG194,TRUE,FALSE),1)","v":1.3333333333333336E-2},{"$f":"INDEX(LINEST(AH193:AH194,AG193:AG194,TRUE,FALSE),2)","v":39.333333333333329},null,1,500,31,{"$f":"INDEX(LINEST(AN193:AN194,AM193:AM194,TRUE,FALSE),1)","v":2.3333333333333331E-2},{"$f":"INDEX(LINEST(AN193:AN194,AM193:AM194,TRUE,FALSE),2)","v":19.333333333333336},null,1,500,31,{"$f":"INDEX(LINEST(AT193:AT194,AS193:AS194,TRUE,FALSE),1)","v":4.0000000000000015E-2},{"$f":"INDEX(LINEST(AT193:AT194,AS193:AS194,TRUE,FALSE),2)","v":10.999999999999995},null,1,500,50,{"$f":"INDEX(LINEST(AZ193:AZ194,AY193:AY194,TRUE,FALSE),1)","v":1.6666666666666666E-2},{"$f":"INDEX(LINEST(AZ193:AZ194,AY193:AY194,TRUE,FALSE),2)","v":41.666666666666664}]
[null,4,100,58,null,null,null,4,100,47,null,null,null,4,100,42,null,null,null,4,100,35,null,null,null,4,100,33,null,null,null,4,100,32,null,null,null,4,100,23,null,null,null,4,100,15,null,null,null,4,100,40]
[null,4,200,61,{"$f":"INDEX(LINEST(D195:D196,C195:C196,TRUE,FALSE),1)","v":2.9999999999999995E-2},{"$f":"INDEX(LINEST(D195:D196,C195:C196,TRUE,FALSE),2)","v":55},{"$f":"((($I$17-1)/3)*((E196*$J$17+F196)-(E193*$J$17+F193)))+(E193*$J$17+F193)","v":50.067129629629626},4,200,54,{"$f":"INDEX(LINEST(J195:J196,I195:I196,TRUE,FALSE),1)","v":7.0000000000000021E-2},{"$f":"INDEX(LINEST(J195:J196,I195:I196,TRUE,FALSE),2)","v":40},{"$f":"((($I$17-1)/3)*((K196*$J$17+L196)-(K193*$J$17+L193)))+(K193*$J$17+L193)","v":45.594907407407405},4,200,49,{"$f":"INDEX(LINEST(P195:P196,O195:O196,TRUE,FALSE),1)","v":7.0000000000000021E-2},{"$f":"INDEX(LINEST(P195:P196,O195:O196,TRUE,FALSE),2)","v":35},{"$f":"((($I$17-1)/3)*((Q196*$J$17+R196)-(Q193*$J$17+R193)))+(Q193*$J$17+R193)","v":43.613425925925924},4,200,42,{"$f":"INDEX(LINEST(V195:V196,U195:U196,TRUE,FALSE),1)","v":7.0000000000000021E-2},{"$f":"INDEX(LINEST(V195:V196,U195:U196,TRUE,FALSE),2)","v":27.999999999999996},{"$f":"((($I$17-1)/3)*((W196*$J$17+X196)-(W193*$J$17+X193)))+(W193*$J$17+X193)","v":34.726851851851848},4,200,38,{"$f":"INDEX(LINEST(AB195:AB196,AA195:AA196,TRUE,FALSE),1)","v":0.05},{"$f":"INDEX(LINEST(AB195:AB196,AA195:AA196,TRUE,FALSE),2)","v":28},{"$f":"((($I$17-1)/3)*((AC196*$J$17+AD196)-(AC193*$J$17+AD193)))+(AC193*$J$17+AD193)","v":33.613425925925924},4,200,37,{"$f":"INDEX(LINEST(AH195:AH196,AG195:AG196,TRUE,FALSE),1)","v":0.05},{"$f":"INDEX(LINEST(AH195:AH196,AG195:AG196,TRUE,FALSE),2)","v":27},{"$f":"((($I$17-1)/3)*((AI196*$J$17+AJ196)-(AI193*$J$17+AJ193)))+(AI193*$J$17+AJ193)","v":35.631944444444443},4,200,33,{"$f":"INDEX(LINEST(AN195:AN196,AM195:AM196,TRUE,FALSE),1)","v":0.1},{"$f":"INDEX(LINEST(AN195:AN196,AM195:AM196,TRUE,FALSE),2)","v":13},{"$f":"((($I$17-1)/3)*((AO196*$J$17+AP196)-(AO193*$J$17+AP193)))+(AO193*$J$17+AP193)","v":21.962962962962962},4,200,27,{"$f":"INDEX(LINEST(AT195:AT196,AS195:AS196,TRUE,FALSE),1)","v":0.11999999999999998},{"$f":"INDEX(LINEST(AT195:AT196,AS195:AS196,TRUE,FALSE),2)","v":3.0000000000000036},{"$f":"((($I$17-1)/3)*((AU196*$J$17+AV196)-(AU193*$J$17+AV193)))+(AU193*$J$17+AV193)","v":17.604166666666664},4,200,46,{"$f":"INDEX(LINEST(AZ195:AZ196,AY195:AY196,TRUE,FALSE),1)","v":5.9999999999999991E-2},{"$f":"INDEX(LINEST(AZ195:AZ196,AY195:AY196,TRUE,FALSE),2)","v":34},{"$f":"((($I$17-1)/3)*((BA196*$J$17+BB196)-(BA193*$J$17+BB193)))+(BA193*$J$17+BB193)","v":41.868055555555557}]
[null,4,500,67,{"$f":"INDEX(LINEST(D196:D197,C196:C197,TRUE,FALSE),1)","v":2.0000000000000007E-2},{"$f":"INDEX(LINEST(D196:D197,C196:C197,TRUE,FALSE),2)","v":57},{"$f":"((($I$17-1)/3)*((E197*$J$17+F197)-(E194*$J$17+F194)))+(E194*$J$17+F194)","v":51.070216049382715},4,500,58,{"$f":"INDEX(LINEST(J196:J197,I196:I197,TRUE,FALSE),1)","v":1.3333333333333336E-2},{"$f":"INDEX(LINEST(J196:J197,I196:I197,TRUE,FALSE),2)","v":51.333333333333329},{"$f":"((($I$17-1)/3)*((K197*$J$17+L197)-(K194*$J$17+L194)))+(K194*$J$17+L194)","v":46.667438271604937},4,500,53,{"$f":"INDEX(LINEST(P196:P197,O196:O197,TRUE,FALSE),1)","v":1.3333333333333336E-2},{"$f":"INDEX(LINEST(P196:P197,O196:O197,TRUE,FALSE),2)","v":46.333333333333329},{"$f":"((($I$17-1)/3)*((Q197*$J$17+R197)-(Q194*$J$17+R194)))+(Q194*$J$17+R194)","v":46.069444444444443},4,500,48,{"$f":"INDEX(LINEST(V196:V197,U196:U197,TRUE,FALSE),1)","v":2.0000000000000007E-2},{"$f":"INDEX(LINEST(V196:V197,U196:U197,TRUE,FALSE),2)","v":38},{"$f":"((($I$17-1)/3)*((W197*$J$17+X197)-(W194*$J$17+X194)))+(W194*$J$17+X194)","v":37.101080246913583},4,500,45,{"$f":"INDEX(LINEST(AB196:AB197,AA196:AA197,TRUE,FALSE),1)","v":2.3333333333333331E-2},{"$f":"INDEX(LINEST(AB196:AB197,AA196:AA197,TRUE,FALSE),2)","v":33.333333333333336},{"$f":"((($I$17-1)/3)*((AC197*$J$17+AD197)-(AC194*$J$17+AD194)))+(AC194*$J$17+AD194)","v":33.06018518518519},4,500,44,{"$f":"INDEX(LINEST(AH196:AH197,AG196:AG197,TRUE,FALSE),1)","v":2.3333333333333331E-2},{"$f":"INDEX(LINEST(AH196:AH197,AG196:AG197,TRUE,FALSE),2)","v":32.333333333333336},{"$f":"((($I$17-1)/3)*((AI197*$J$17+AJ197)-(AI194*$J$17+AJ194)))+(AI194*$J$17+AJ194)","v":39.983796296296291},4,500,43,{"$f":"INDEX(LINEST(AN196:AN197,AM196:AM197,TRUE,FALSE),1)","v":3.3333333333333333E-2},{"$f":"INDEX(LINEST(AN196:AN197,AM196:AM197,TRUE,FALSE),2)","v":26.333333333333336},{"$f":"((($I$17-1)/3)*((AO197*$J$17+AP197)-(AO194*$J$17+AP194)))+(AO194*$J$17+AP194)","v":24.918981481481481},4,500,38,{"$f":"INDEX(LINEST(AT196:AT197,AS196:AS197,TRUE,FALSE),1)","v":3.6666666666666674E-2},{"$f":"INDEX(LINEST(AT196:AT197,AS196:AS197,TRUE,FALSE),2)","v":19.666666666666664},{"$f":"((($I$17-1)/3)*((AU197*$J$17+AV197)-(AU194*$J$17+AV194)))+(AU194*$J$17+AV194)","v":19.003858024691354},4,500,53,{"$f":"INDEX(LINEST(AZ196:AZ197,AY196:AY197,TRUE,FALSE),1)","v":2.3333333333333331E-2},{"$f":"INDEX(LINEST(AZ196:AZ197,AY196:AY197,TRUE,FALSE),2)","v":41.333333333333336},{"$f":"((($I$17-1)/3)*((BA197*$J$17+BB197)-(BA194*$J$17+BB194)))+(BA194*$J$17+BB194)","v":44.330246913580247}]
[null,10,100,60,null,null,null,10,100,56,null,null,null,10,100,46,null,null,null,10,100,39,null,null,null,10,100,33,null,null,null,10,100,28,null,null,null,10,100,24,null,null,null,10,100,20,null,null,null,10,100,44]
[null,10,200,74,{"$f":"INDEX(LINEST(D198:D199,C198:C199,TRUE,FALSE),1)","v":0.14000000000000004},{"$f":"INDEX(LINEST(D198:D199,C198:C199,TRUE,FALSE),2)","v":45.999999999999993},{"$f":"((($I$17-4)/6)*((E199*$J$17+F199)-(E196*$J$17+F196)))+(E196*$J$17+F196)","v":56.670138888888886},10,200,63,{"$f":"INDEX(LINEST(J198:J199,I198:I199,TRUE,FALSE),1)","v":7.0000000000000021E-2},{"$f":"INDEX(LINEST(J198:J199,I198:I199,TRUE,FALSE),2)","v":49},{"$f":"((($I$17-4)/6)*((K199*$J$17+L199)-(K196*$J$17+L196)))+(K196*$J$17+L196)","v":47.104166666666664},10,200,54,{"$f":"INDEX(LINEST(P198:P199,O198:O199,TRUE,FALSE),1)","v":8.0000000000000016E-2},{"$f":"INDEX(LINEST(P198:P199,O198:O199,TRUE,FALSE),2)","v":38},{"$f":"((($I$17-4)/6)*((Q199*$J$17+R199)-(Q196*$J$17+R196)))+(Q196*$J$17+R196)","v":43.802083333333336},10,200,45,{"$f":"INDEX(LINEST(V198:V199,U198:U199,TRUE,FALSE),1)","v":5.9999999999999991E-2},{"$f":"INDEX(LINEST(V198:V199,U198:U199,TRUE,FALSE),2)","v":33},{"$f":"((($I$17-4)/6)*((W199*$J$17+X199)-(W196*$J$17+X196)))+(W196*$J$17+X196)","v":37.179398148148145},10,200,40,{"$f":"INDEX(LINEST(AB198:AB199,AA198:AA199,TRUE,FALSE),1)","v":7.0000000000000021E-2},{"$f":"INDEX(LINEST(AB198:AB199,AA198:AA199,TRUE,FALSE),2)","v":25.999999999999996},{"$f":"((($I$17-4)/6)*((AC199*$J$17+AD199)-(AC196*$J$17+AD196)))+(AC196*$J$17+AD196)","v":35.122685185185183},10,200,39,{"$f":"INDEX(LINEST(AH198:AH199,AG198:AG199,TRUE,FALSE),1)","v":0.11000000000000001},{"$f":"INDEX(LINEST(AH198:AH199,AG198:AG199,TRUE,FALSE),2)","v":16.999999999999996},{"$f":"((($I$17-4)/6)*((AI199*$J$17+AJ199)-(AI196*$J$17+AJ196)))+(AI196*$J$17+AJ196)","v":34.877314814814817},10,200,33,{"$f":"INDEX(LINEST(AN198:AN199,AM198:AM199,TRUE,FALSE),1)","v":0.09},{"$f":"INDEX(LINEST(AN198:AN199,AM198:AM199,TRUE,FALSE),2)","v":15},{"$f":"((($I$17-4)/6)*((AO199*$J$17+AP199)-(AO196*$J$17+AP196)))+(AO196*$J$17+AP196)","v":27.811342592592592},10,200,31,{"$f":"INDEX(LINEST(AT198:AT199,AS198:AS199,TRUE,FALSE),1)","v":0.11000000000000001},{"$f":"INDEX(LINEST(AT198:AT199,AS198:AS199,TRUE,FALSE),2)","v":8.9999999999999964},{"$f":"((($I$17-4)/6)*((AU199*$J$17+AV199)-(AU196*$J$17+AV196)))+(AU196*$J$17+AV196)","v":19.302083333333332},10,200,53,{"$f":"INDEX(LINEST(AZ198:AZ199,AY198:AY199,TRUE,FALSE),1)","v":0.09},{"$f":"INDEX(LINEST(AZ198:AZ199,AY198:AY199,TRUE,FALSE),2)","v":35},{"$f":"((($I$17-4)/6)*((BA199*$J$17+BB199)-(BA196*$J$17+BB196)))+(BA196*$J$17+BB196)","v":40.924768518518519}]
[null,10,500,78,{"$f":"INDEX(LINEST(D199:D200,C199:C200,TRUE,FALSE),1)","v":1.3333333333333336E-2},{"$f":"INDEX(LINEST(D199:D200,C199:C200,TRUE,FALSE),2)","v":71.333333333333329},{"$f":"((($I$17-4)/6)*((E200*$J$17+F200)-(E197*$J$17+F197)))+(E197*$J$17+F197)","v":54.96913580246914},10,500,72,{"$f":"INDEX(LINEST(J199:J200,I199:I200,TRUE,FALSE),1)","v":0.03},{"$f":"INDEX(LINEST(J199:J200,I199:I200,TRUE,FALSE),2)","v":57},{"$f":"((($I$17-4)/6)*((K200*$J$17+L200)-(K197*$J$17+L197)))+(K197*$J$17+L197)","v":50.25192901234567},10,500,63,{"$f":"INDEX(LINEST(P199:P200,O199:O200,TRUE,FALSE),1)","v":0.03},{"$f":"INDEX(LINEST(P199:P200,O199:O200,TRUE,FALSE),2)","v":48},{"$f":"((($I$17-4)/6)*((Q200*$J$17+R200)-(Q197*$J$17+R197)))+(Q197*$J$17+R197)","v":46.761188271604929},10,500,54,{"$f":"INDEX(LINEST(V199:V200,U199:U200,TRUE,FALSE),1)","v":0.03},{"$f":"INDEX(LINEST(V199:V200,U199:U200,TRUE,FALSE),2)","v":39},{"$f":"((($I$17-4)/6)*((W200*$J$17+X200)-(W197*$J$17+X197)))+(W197*$J$17+X197)","v":40.056712962962962},10,500,51,{"$f":"INDEX(LINEST(AB199:AB200,AA199:AA200,TRUE,FALSE),1)","v":3.6666666666666674E-2},{"$f":"INDEX(LINEST(AB199:AB200,AA199:AA200,TRUE,FALSE),2)","v":32.666666666666664},{"$f":"((($I$17-4)/6)*((AC200*$J$17+AD200)-(AC197*$J$17+AD197)))+(AC197*$J$17+AD197)","v":36.330246913580254},10,500,47,{"$f":"INDEX(LINEST(AH199:AH200,AG199:AG200,TRUE,FALSE),1)","v":2.6666666666666672E-2},{"$f":"INDEX(LINEST(AH199:AH200,AG199:AG200,TRUE,FALSE),2)","v":33.666666666666664},{"$f":"((($I$17-4)/6)*((AI200*$J$17+AJ200)-(AI197*$J$17+AJ197)))+(AI197*$J$17+AJ197)","v":35.141589506172842},10,500,44,{"$f":"INDEX(LINEST(AN199:AN200,AM199:AM200,TRUE,FALSE),1)","v":3.6666666666666674E-2},{"$f":"INDEX(LINEST(AN199:AN200,AM199:AM200,TRUE,FALSE),2)","v":25.666666666666664},{"$f":"((($I$17-4)/6)*((AO200*$J$17+AP200)-(AO197*$J$17+AP197)))+(AO197*$J$17+AP197)","v":31.396219135802472},10,500,44,{"$f":"INDEX(LINEST(AT199:AT200,AS199:AS200,TRUE,FALSE),1)","v":4.3333333333333349E-2},{"$f":"INDEX(LINEST(AT199:AT200,AS199:AS200,TRUE,FALSE),2)","v":22.333333333333329},{"$f":"((($I$17-4)/6)*((AU200*$J$17+AV200)-(AU197*$J$17+AV197)))+(AU197*$J$17+AV197)","v":23.783179012345677},10,500,61,{"$f":"INDEX(LINEST(AZ199:AZ200,AY199:AY200,TRUE,FALSE),1)","v":2.6666666666666672E-2},{"$f":"INDEX(LINEST(AZ199:AZ200,AY199:AY200,TRUE,FALSE),2)","v":47.666666666666664},{"$f":"((($I$17-4)/6)*((BA200*$J$17+BB200)-(BA197*$J$17+BB197)))+(BA197*$J$17+BB197)","v":42.255015432098766}]
[]
["300x250",1,100,{"$f":"D212-1","v":42},null,null,null,1,100,{"$f":"J212-1","v":39},null,null,null,1,100,{"$f":"P212-1","v":36},null,null,null,1,100,{"$f":"V212-1","v":28},null,null,null,1,100,{"$f":"AB212-1","v":30},null,null,null,1,100,{"$f":"AH212-1","v":26},null,null,null,1,100,{"$f":"AN212-1","v":12},null,null,null,1,100,{"$f":"AT212-1","v":11},null,null,null,1,100,{"$f":"AZ212-1","v":34}]
[null,1,200,45,{"$f":"INDEX(LINEST(D202:D203,C202:C203,TRUE,FALSE),1)","v":2.9999999999999995E-2},{"$f":"INDEX(LINEST(D202:D203,C202:C203,TRUE,FALSE),2)","v":39},null,1,200,41,{"$f":"INDEX(LINEST(J202:J203,I202:I203,TRUE,FALSE),1)","v":2.0000000000000004E-2},{"$f":"INDEX(LINEST(J202:J203,I202:I203,TRUE,FALSE),2)","v":37},null,1,200,42,{"$f":"INDEX(LINEST(P202:P203,O202:O203,TRUE,FALSE),1)","v":5.9999999999999991E-2},{"$f":"INDEX(LINEST(P202:P203,O202:O203,TRUE,FALSE),2)","v":30},null,1,200,33,{"$f":"INDEX(LINEST(V202:V203,U202:U203,TRUE,FALSE),1)","v":0.05},{"$f":"INDEX(LINEST(V202:V203,U202:U203,TRUE,FALSE),2)","v":23},null,1,200,32,{"$f":"INDEX(LINEST(AB202:AB203,AA202:AA203,TRUE,FALSE),1)","v":2.0000000000000004E-2},{"$f":"INDEX(LINEST(AB202:AB203,AA202:AA203,TRUE,FALSE),2)","v":28},null,1,200,38,{"$f":"INDEX(LINEST(AH202:AH203,AG202:AG203,TRUE,FALSE),1)","v":0.11999999999999998},{"$f":"INDEX(LINEST(AH202:AH203,AG202:AG203,TRUE,FALSE),2)","v":14.000000000000004},null,1,200,21,{"$f":"INDEX(LINEST(AN202:AN203,AM202:AM203,TRUE,FALSE),1)","v":0.09},{"$f":"INDEX(LINEST(AN202:AN203,AM202:AM203,TRUE,FALSE),2)","v":3},null,1,200,16,{"$f":"INDEX(LINEST(AT202:AT203,AS202:AS203,TRUE,FALSE),1)","v":0.05},{"$f":"INDEX(LINEST(AT202:AT203,AS202:AS203,TRUE,FALSE),2)","v":6},null,1,200,41,{"$f":"INDEX(LINEST(AZ202:AZ203,AY202:AY203,TRUE,FALSE),1)","v":7.0000000000000021E-2},{"$f":"INDEX(LINEST(AZ202:AZ203,AY202:AY203,TRUE,FALSE),2)","v":26.999999999999996}]
[null,1,500,50,{"$f":"INDEX(LINEST(D203:D204,C203:C204,TRUE,FALSE),1)","v":1.6666666666666666E-2},{"$f":"INDEX(LINEST(D203:D204,C203:C204,TRUE,FALSE),2)","v":41.666666666666664},null,1,500,45,{"$f":"INDEX(LINEST(J203:J204,I203:I204,TRUE,FALSE),1)","v":1.3333333333333336E-2},{"$f":"INDEX(LINEST(J203:J204,I203:I204,TRUE,FALSE),2)","v":38.333333333333329},null,1,500,47,{"$f":"INDEX(LINEST(P203:P204,O203:O204,TRUE,FALSE),1)","v":1.6666666666666666E-2},{"$f":"INDEX(LINEST(P203:P204,O203:O204,TRUE,FALSE),2)","v":38.666666666666664},null,1,500,42,{"$f":"INDEX(LINEST(V203:V204,U203:U204,TRUE,FALSE),1)","v":0.03},{"$f":"INDEX(LINEST(V203:V204,U203:U204,TRUE,FALSE),2)","v":27},null,1,500,38,{"$f":"INDEX(LINEST(AB203:AB204,AA203:AA204,TRUE,FALSE),1)","v":2.0000000000000007E-2},{"$f":"INDEX(LINEST(AB203:AB204,AA203:AA204,TRUE,FALSE),2)","v":27.999999999999996},null,1,500,42,{"$f":"INDEX(LINEST(AH203:AH204,AG203:AG204,TRUE,FALSE),1)","v":1.3333333333333336E-2},{"$f":"INDEX(LINEST(AH203:AH204,AG203:AG204,TRUE,FALSE),2)","v":35.333333333333329},null,1,500,30,{"$f":"INDEX(LINEST(AN203:AN204,AM203:AM204,TRUE,FALSE),1)","v":0.03},{"$f":"INDEX(LINEST(AN203:AN204,AM203:AM204,TRUE,FALSE),2)","v":15},null,1,500,47,{"$f":"INDEX(LINEST(AT203:AT204,AS203:AS204,TRUE,FALSE),1)","v":0.10333333333333333},{"$f":"INDEX(LINEST(AT203:AT204,AS203:AS204,TRUE,FALSE),2)","v":-4.6666666666666643},null,1,500,47,{"$f":"INDEX(LINEST(AZ203:AZ204,AY203:AY204,TRUE,FALSE),1)","v":2.0000000000000007E-2},{"$f":"INDEX(LINEST(AZ203:AZ204,AY203:AY204,TRUE,FALSE),2)","v":37}]
[null,4,100,52,null,null,null,4,100,44,null,null,null,4,100,40,null,null,null,4,100,32,null,null,null,4,100,30,null,null,null,4,100,28,null,null,null,4,100,19,null,null,null,4,100,15,null,null,null,4,100,37]
[null,4,200,57,{"$f":"INDEX(LINEST(D205:D206,C205:C206,TRUE,FALSE),1)","v":0.05},{"$f":"INDEX(LINEST(D205:D206,C205:C206,TRUE,FALSE),2)","v":47},{"$f":"((($I$18-1)/3)*((E206*$J$18+F206)-(E203*$J$18+F203)))+(E203*$J$18+F203)","v":53.413580246913583},4,200,51,{"$f":"INDEX(LINEST(J205:J206,I205:I206,TRUE,FALSE),1)","v":7.0000000000000021E-2},{"$f":"INDEX(LINEST(J205:J206,I205:I206,TRUE,FALSE),2)","v":37},{"$f":"((($I$18-1)/3)*((K206*$J$18+L206)-(K203*$J$18+L203)))+(K203*$J$18+L203)","v":46.75925925925926},4,200,46,{"$f":"INDEX(LINEST(P205:P206,O205:O206,TRUE,FALSE),1)","v":5.9999999999999991E-2},{"$f":"INDEX(LINEST(P205:P206,O205:O206,TRUE,FALSE),2)","v":34},{"$f":"((($I$18-1)/3)*((Q206*$J$18+R206)-(Q203*$J$18+R203)))+(Q203*$J$18+R203)","v":42.604938271604937},4,200,40,{"$f":"INDEX(LINEST(V205:V206,U205:U206,TRUE,FALSE),1)","v":8.0000000000000016E-2},{"$f":"INDEX(LINEST(V205:V206,U205:U206,TRUE,FALSE),2)","v":24},{"$f":"((($I$18-1)/3)*((W206*$J$18+X206)-(W203*$J$18+X203)))+(W203*$J$18+X203)","v":35.456790123456791},4,200,36,{"$f":"INDEX(LINEST(AB205:AB206,AA205:AA206,TRUE,FALSE),1)","v":5.9999999999999991E-2},{"$f":"INDEX(LINEST(AB205:AB206,AA205:AA206,TRUE,FALSE),2)","v":24},{"$f":"((($I$18-1)/3)*((AC206*$J$18+AD206)-(AC203*$J$18+AD203)))+(AC203*$J$18+AD203)","v":32.802469135802468},4,200,33,{"$f":"INDEX(LINEST(AH205:AH206,AG205:AG206,TRUE,FALSE),1)","v":0.05},{"$f":"INDEX(LINEST(AH205:AH206,AG205:AG206,TRUE,FALSE),2)","v":23},{"$f":"((($I$18-1)/3)*((AI206*$J$18+AJ206)-(AI203*$J$18+AJ203)))+(AI203*$J$18+AJ203)","v":30.648148148148149},4,200,29,{"$f":"INDEX(LINEST(AN205:AN206,AM205:AM206,TRUE,FALSE),1)","v":0.1},{"$f":"INDEX(LINEST(AN205:AN206,AM205:AM206,TRUE,FALSE),2)","v":9},{"$f":"((($I$18-1)/3)*((AO206*$J$18+AP206)-(AO203*$J$18+AP203)))+(AO203*$J$18+AP203)","v":23.25925925925926},4,200,23,{"$f":"INDEX(LINEST(AT205:AT206,AS205:AS206,TRUE,FALSE),1)","v":8.0000000000000016E-2},{"$f":"INDEX(LINEST(AT205:AT206,AS205:AS206,TRUE,FALSE),2)","v":6.9999999999999982},{"$f":"((($I$18-1)/3)*((AU206*$J$18+AV206)-(AU203*$J$18+AV203)))+(AU203*$J$18+AV203)","v":18.456790123456791},4,200,43,{"$f":"INDEX(LINEST(AZ205:AZ206,AY205:AY206,TRUE,FALSE),1)","v":5.9999999999999991E-2},{"$f":"INDEX(LINEST(AZ205:AZ206,AY205:AY206,TRUE,FALSE),2)","v":31},{"$f":"((($I$18-1)/3)*((BA206*$J$18+BB206)-(BA203*$J$18+BB203)))+(BA203*$J$18+BB203)","v":39.753086419753089}]
[null,4,500,63,{"$f":"INDEX(LINEST(D206:D207,C206:C207,TRUE,FALSE),1)","v":2.0000000000000007E-2},{"$f":"INDEX(LINEST(D206:D207,C206:C207,TRUE,FALSE),2)","v":53},{"$f":"((($I$18-1)/3)*((E207*$J$18+F207)-(E204*$J$18+F204)))+(E204*$J$18+F204)","v":54.831275720164612},4,500,54,{"$f":"INDEX(LINEST(J206:J207,I206:I207,TRUE,FALSE),1)","v":1.0000000000000004E-2},{"$f":"INDEX(LINEST(J206:J207,I206:I207,TRUE,FALSE),2)","v":49},{"$f":"((($I$18-1)/3)*((K207*$J$18+L207)-(K204*$J$18+L204)))+(K204*$J$18+L204)","v":49.495884773662553},4,500,50,{"$f":"INDEX(LINEST(P206:P207,O206:O207,TRUE,FALSE),1)","v":1.3333333333333336E-2},{"$f":"INDEX(LINEST(P206:P207,O206:O207,TRUE,FALSE),2)","v":43.333333333333329},{"$f":"((($I$18-1)/3)*((Q207*$J$18+R207)-(Q204*$J$18+R204)))+(Q204*$J$18+R204)","v":44.92181069958847},4,500,45,{"$f":"INDEX(LINEST(V206:V207,U206:U207,TRUE,FALSE),1)","v":1.6666666666666666E-2},{"$f":"INDEX(LINEST(V206:V207,U206:U207,TRUE,FALSE),2)","v":36.666666666666664},{"$f":"((($I$18-1)/3)*((W207*$J$18+X207)-(W204*$J$18+X204)))+(W204*$J$18+X204)","v":38.409465020576128},4,500,44,{"$f":"INDEX(LINEST(AB206:AB207,AA206:AA207,TRUE,FALSE),1)","v":2.6666666666666672E-2},{"$f":"INDEX(LINEST(AB206:AB207,AA206:AA207,TRUE,FALSE),2)","v":30.666666666666664},{"$f":"((($I$18-1)/3)*((AC207*$J$18+AD207)-(AC204*$J$18+AD204)))+(AC204*$J$18+AD204)","v":34.304526748971192},4,500,42,{"$f":"INDEX(LINEST(AH206:AH207,AG206:AG207,TRUE,FALSE),1)","v":0.03},{"$f":"INDEX(LINEST(AH206:AH207,AG206:AG207,TRUE,FALSE),2)","v":27},{"$f":"((($I$18-1)/3)*((AI207*$J$18+AJ207)-(AI204*$J$18+AJ204)))+(AI204*$J$18+AJ204)","v":32.0761316872428},4,500,40,{"$f":"INDEX(LINEST(AN206:AN207,AM206:AM207,TRUE,FALSE),1)","v":3.6666666666666674E-2},{"$f":"INDEX(LINEST(AN206:AN207,AM206:AM207,TRUE,FALSE),2)","v":21.666666666666664},{"$f":"((($I$18-1)/3)*((AO207*$J$18+AP207)-(AO204*$J$18+AP204)))+(AO204*$J$18+AP204)","v":26.409465020576128},4,500,34,{"$f":"INDEX(LINEST(AT206:AT207,AS206:AS207,TRUE,FALSE),1)","v":3.6666666666666674E-2},{"$f":"INDEX(LINEST(AT206:AT207,AS206:AS207,TRUE,FALSE),2)","v":15.666666666666664},{"$f":"((($I$18-1)/3)*((AU207*$J$18+AV207)-(AU204*$J$18+AV204)))+(AU204*$J$18+AV204)","v":20.146090534979422},4,500,50,{"$f":"INDEX(LINEST(AZ206:AZ207,AY206:AY207,TRUE,FALSE),1)","v":2.3333333333333331E-2},{"$f":"INDEX(LINEST(AZ206:AZ207,AY206:AY207,TRUE,FALSE),2)","v":38.333333333333336},{"$f":"((($I$18-1)/3)*((BA207*$J$18+BB207)-(BA204*$J$18+BB204)))+(BA204*$J$18+BB204)","v":41.652263374485599}]
[null,10,100,58,null,null,null,10,100,54,null,null,null,10,100,44,null,null,null,10,100,36,null,null,null,10,100,31,null,null,null,10,100,26,null,null,null,10,100,22,null,null,null,10,100,20,null,null,null,10,100,42]
[null,10,200,70,{"$f":"INDEX(LINEST(D208:D209,C208:C209,TRUE,FALSE),1)","v":0.11999999999999998},{"$f":"INDEX(LINEST(D208:D209,C208:C209,TRUE,FALSE),2)","v":46},{"$f":"((($I$18-4)/6)*((E209*$J$18+F209)-(E206*$J$18+F206)))+(E206*$J$18+F206)","v":54.030864197530867},10,200,60,{"$f":"INDEX(LINEST(J208:J209,I208:I209,TRUE,FALSE),1)","v":5.9999999999999991E-2},{"$f":"INDEX(LINEST(J208:J209,I208:I209,TRUE,FALSE),2)","v":48},{"$f":"((($I$18-4)/6)*((K209*$J$18+L209)-(K206*$J$18+L206)))+(K206*$J$18+L206)","v":47.030864197530867},10,200,51,{"$f":"INDEX(LINEST(P208:P209,O208:O209,TRUE,FALSE),1)","v":7.0000000000000021E-2},{"$f":"INDEX(LINEST(P208:P209,O208:O209,TRUE,FALSE),2)","v":37},{"$f":"((($I$18-4)/6)*((Q209*$J$18+R209)-(Q206*$J$18+R206)))+(Q206*$J$18+R206)","v":42.777777777777779},10,200,43,{"$f":"INDEX(LINEST(V208:V209,U208:U209,TRUE,FALSE),1)","v":7.0000000000000021E-2},{"$f":"INDEX(LINEST(V208:V209,U208:U209,TRUE,FALSE),2)","v":28.999999999999996},{"$f":"((($I$18-4)/6)*((W209*$J$18+X209)-(W206*$J$18+X206)))+(W206*$J$18+X206)","v":35.827160493827158},10,200,38,{"$f":"INDEX(LINEST(AB208:AB209,AA208:AA209,TRUE,FALSE),1)","v":7.0000000000000021E-2},{"$f":"INDEX(LINEST(AB208:AB209,AA208:AA209,TRUE,FALSE),2)","v":23.999999999999996},{"$f":"((($I$18-4)/6)*((AC209*$J$18+AD209)-(AC206*$J$18+AD206)))+(AC206*$J$18+AD206)","v":32.925925925925924},10,200,36,{"$f":"INDEX(LINEST(AH208:AH209,AG208:AG209,TRUE,FALSE),1)","v":0.1},{"$f":"INDEX(LINEST(AH208:AH209,AG208:AG209,TRUE,FALSE),2)","v":16},{"$f":"((($I$18-4)/6)*((AI209*$J$18+AJ209)-(AI206*$J$18+AJ206)))+(AI206*$J$18+AJ206)","v":30.47530864197531},10,200,30,{"$f":"INDEX(LINEST(AN208:AN209,AM208:AM209,TRUE,FALSE),1)","v":8.0000000000000016E-2},{"$f":"INDEX(LINEST(AN208:AN209,AM208:AM209,TRUE,FALSE),2)","v":13.999999999999998},{"$f":"((($I$18-4)/6)*((AO209*$J$18+AP209)-(AO206*$J$18+AP206)))+(AO206*$J$18+AP206)","v":23.901234567901234},10,200,28,{"$f":"INDEX(LINEST(AT208:AT209,AS208:AS209,TRUE,FALSE),1)","v":8.0000000000000016E-2},{"$f":"INDEX(LINEST(AT208:AT209,AS208:AS209,TRUE,FALSE),2)","v":11.999999999999998},{"$f":"((($I$18-4)/6)*((AU209*$J$18+AV209)-(AU206*$J$18+AV206)))+(AU206*$J$18+AV206)","v":18.753086419753085},10,200,49,{"$f":"INDEX(LINEST(AZ208:AZ209,AY208:AY209,TRUE,FALSE),1)","v":7.0000000000000021E-2},{"$f":"INDEX(LINEST(AZ208:AZ209,AY208:AY209,TRUE,FALSE),2)","v":35},{"$f":"((($I$18-4)/6)*((BA209*$J$18+BB209)-(BA206*$J$18+BB206)))+(BA206*$J$18+BB206)","v":39.728395061728392}]
[null,10,500,74,{"$f":"INDEX(LINEST(D209:D210,C209:C210,TRUE,FALSE),1)","v":1.3333333333333336E-2},{"$f":"INDEX(LINEST(D209:D210,C209:C210,TRUE,FALSE),2)","v":67.333333333333329},{"$f":"((($I$18-4)/6)*((E210*$J$18+F210)-(E207*$J$18+F207)))+(E207*$J$18+F207)","v":55.34156378600823},10,500,68,{"$f":"INDEX(LINEST(J209:J210,I209:I210,TRUE,FALSE),1)","v":2.6666666666666672E-2},{"$f":"INDEX(LINEST(J209:J210,I209:I210,TRUE,FALSE),2)","v":54.666666666666664},{"$f":"((($I$18-4)/6)*((K210*$J$18+L210)-(K207*$J$18+L207)))+(K207*$J$18+L207)","v":50.096707818930042},10,500,60,{"$f":"INDEX(LINEST(P209:P210,O209:O210,TRUE,FALSE),1)","v":0.03},{"$f":"INDEX(LINEST(P209:P210,O209:O210,TRUE,FALSE),2)","v":45},{"$f":"((($I$18-4)/6)*((Q210*$J$18+R210)-(Q207*$J$18+R207)))+(Q207*$J$18+R207)","v":45.127572016460903},10,500,51,{"$f":"INDEX(LINEST(V209:V210,U209:U210,TRUE,FALSE),1)","v":2.6666666666666672E-2},{"$f":"INDEX(LINEST(V209:V210,U209:U210,TRUE,FALSE),2)","v":37.666666666666664},{"$f":"((($I$18-4)/6)*((W210*$J$18+X210)-(W207*$J$18+X207)))+(W207*$J$18+X207)","v":39.043209876543209},10,500,48,{"$f":"INDEX(LINEST(AB209:AB210,AA209:AA210,TRUE,FALSE),1)","v":3.3333333333333333E-2},{"$f":"INDEX(LINEST(AB209:AB210,AA209:AA210,TRUE,FALSE),2)","v":31.333333333333336},{"$f":"((($I$18-4)/6)*((AC210*$J$18+AD210)-(AC207*$J$18+AD207)))+(AC207*$J$18+AD207)","v":34.584362139917694},10,500,44,{"$f":"INDEX(LINEST(AH209:AH210,AG209:AG210,TRUE,FALSE),1)","v":2.6666666666666672E-2},{"$f":"INDEX(LINEST(AH209:AH210,AG209:AG210,TRUE,FALSE),2)","v":30.666666666666664},{"$f":"((($I$18-4)/6)*((AI210*$J$18+AJ210)-(AI207*$J$18+AJ207)))+(AI207*$J$18+AJ207)","v":31.343621399176953},10,500,41,{"$f":"INDEX(LINEST(AN209:AN210,AM209:AM210,TRUE,FALSE),1)","v":3.6666666666666674E-2},{"$f":"INDEX(LINEST(AN209:AN210,AM209:AM210,TRUE,FALSE),2)","v":22.666666666666664},{"$f":"((($I$18-4)/6)*((AO210*$J$18+AP210)-(AO207*$J$18+AP207)))+(AO207*$J$18+AP207)","v":27.117283950617281},10,500,41,{"$f":"INDEX(LINEST(AT209:AT210,AS209:AS210,TRUE,FALSE),1)","v":4.3333333333333349E-2},{"$f":"INDEX(LINEST(AT209:AT210,AS209:AS210,TRUE,FALSE),2)","v":19.333333333333329},{"$f":"((($I$18-4)/6)*((AU210*$J$18+AV210)-(AU207*$J$18+AV207)))+(AU207*$J$18+AV207)","v":20.936213991769545},10,500,57,{"$f":"INDEX(LINEST(AZ209:AZ210,AY209:AY210,TRUE,FALSE),1)","v":2.6666666666666672E-2},{"$f":"INDEX(LINEST(AZ209:AZ210,AY209:AY210,TRUE,FALSE),2)","v":43.666666666666664},{"$f":"((($I$18-4)/6)*((BA210*$J$18+BB210)-(BA207*$J$18+BB207)))+(BA207*$J$18+BB207)","v":41.545267489711939}]
[]
["400x250",1,100,{"$f":"D222-1","v":43},null,null,null,1,100,{"$f":"J222-1","v":40},null,null,null,1,100,{"$f":"P222-1","v":37},null,null,null,1,100,{"$f":"V222-1","v":29},null,null,null,1,100,{"$f":"AB222-1","v":31},null,null,null,1,100,{"$f":"AH222-1","v":27},null,null,null,1,100,{"$f":"AN222-1","v":13},null,null,null,1,100,{"$f":"AT222-1","v":12},null,null,null,1,100,{"$f":"AZ222-1","v":35}]
[null,1,200,46,{"$f":"INDEX(LINEST(D212:D213,C212:C213,TRUE,FALSE),1)","v":2.9999999999999995E-2},{"$f":"INDEX(LINEST(D212:D213,C212:C213,TRUE,FALSE),2)","v":40},null,1,200,42,{"$f":"INDEX(LINEST(J212:J213,I212:I213,TRUE,FALSE),1)","v":2.0000000000000004E-2},{"$f":"INDEX(LINEST(J212:J213,I212:I213,TRUE,FALSE),2)","v":38},null,1,200,43,{"$f":"INDEX(LINEST(P212:P213,O212:O213,TRUE,FALSE),1)","v":5.9999999999999991E-2},{"$f":"INDEX(LINEST(P212:P213,O212:O213,TRUE,FALSE),2)","v":31},null,1,200,34,{"$f":"INDEX(LINEST(V212:V213,U212:U213,TRUE,FALSE),1)","v":0.05},{"$f":"INDEX(LINEST(V212:V213,U212:U213,TRUE,FALSE),2)","v":24},null,1,200,33,{"$f":"INDEX(LINEST(AB212:AB213,AA212:AA213,TRUE,FALSE),1)","v":2.0000000000000004E-2},{"$f":"INDEX(LINEST(AB212:AB213,AA212:AA213,TRUE,FALSE),2)","v":29},null,1,200,39,{"$f":"INDEX(LINEST(AH212:AH213,AG212:AG213,TRUE,FALSE),1)","v":0.11999999999999998},{"$f":"INDEX(LINEST(AH212:AH213,AG212:AG213,TRUE,FALSE),2)","v":15.000000000000004},null,1,200,22,{"$f":"INDEX(LINEST(AN212:AN213,AM212:AM213,TRUE,FALSE),1)","v":0.09},{"$f":"INDEX(LINEST(AN212:AN213,AM212:AM213,TRUE,FALSE),2)","v":4},null,1,200,17,{"$f":"INDEX(LINEST(AT212:AT213,AS212:AS213,TRUE,FALSE),1)","v":0.05},{"$f":"INDEX(LINEST(AT212:AT213,AS212:AS213,TRUE,FALSE),2)","v":7},null,1,200,42,{"$f":"INDEX(LINEST(AZ212:AZ213,AY212:AY213,TRUE,FALSE),1)","v":7.0000000000000021E-2},{"$f":"INDEX(LINEST(AZ212:AZ213,AY212:AY213,TRUE,FALSE),2)","v":27.999999999999996}]
[null,1,500,51,{"$f":"INDEX(LINEST(D213:D214,C213:C214,TRUE,FALSE),1)","v":1.6666666666666666E-2},{"$f":"INDEX(LINEST(D213:D214,C213:C214,TRUE,FALSE),2)","v":42.666666666666664},null,1,500,46,{"$f":"INDEX(LINEST(J213:J214,I213:I214,TRUE,FALSE),1)","v":1.3333333333333336E-2},{"$f":"INDEX(LINEST(J213:J214,I213:I214,TRUE,FALSE),2)","v":39.333333333333329},null,1,500,48,{"$f":"INDEX(LINEST(P213:P214,O213:O214,TRUE,FALSE),1)","v":1.6666666666666666E-2},{"$f":"INDEX(LINEST(P213:P214,O213:O214,TRUE,FALSE),2)","v":39.666666666666664},null,1,500,43,{"$f":"INDEX(LINEST(V213:V214,U213:U214,TRUE,FALSE),1)","v":0.03},{"$f":"INDEX(LINEST(V213:V214,U213:U214,TRUE,FALSE),2)","v":28},null,1,500,39,{"$f":"INDEX(LINEST(AB213:AB214,AA213:AA214,TRUE,FALSE),1)","v":2.0000000000000007E-2},{"$f":"INDEX(LINEST(AB213:AB214,AA213:AA214,TRUE,FALSE),2)","v":28.999999999999996},null,1,500,43,{"$f":"INDEX(LINEST(AH213:AH214,AG213:AG214,TRUE,FALSE),1)","v":1.3333333333333336E-2},{"$f":"INDEX(LINEST(AH213:AH214,AG213:AG214,TRUE,FALSE),2)","v":36.333333333333329},null,1,500,31,{"$f":"INDEX(LINEST(AN213:AN214,AM213:AM214,TRUE,FALSE),1)","v":0.03},{"$f":"INDEX(LINEST(AN213:AN214,AM213:AM214,TRUE,FALSE),2)","v":16},null,1,500,48,{"$f":"INDEX(LINEST(AT213:AT214,AS213:AS214,TRUE,FALSE),1)","v":0.10333333333333333},{"$f":"INDEX(LINEST(AT213:AT214,AS213:AS214,TRUE,FALSE),2)","v":-3.6666666666666643},null,1,500,48,{"$f":"INDEX(LINEST(AZ213:AZ214,AY213:AY214,TRUE,FALSE),1)","v":2.0000000000000007E-2},{"$f":"INDEX(LINEST(AZ213:AZ214,AY213:AY214,TRUE,FALSE),2)","v":38}]
[null,4,100,53,null,null,null,4,100,45,null,null,null,4,100,41,null,null,null,4,100,33,null,null,null,4,100,31,null,null,null,4,100,29,null,null,null,4,100,20,null,null,null,4,100,16,null,null,null,4,100,38]
[null,4,200,58,{"$f":"INDEX(LINEST(D215:D216,C215:C216,TRUE,FALSE),1)","v":0.05},{"$f":"INDEX(LINEST(D215:D216,C215:C216,TRUE,FALSE),2)","v":48},{"$f":"((($I$19-1)/3)*((E216*$J$19+F216)-(E213*$J$19+F213)))+(E213*$J$19+F213)","v":51.018518518518519},4,200,52,{"$f":"INDEX(LINEST(J215:J216,I215:I216,TRUE,FALSE),1)","v":7.0000000000000021E-2},{"$f":"INDEX(LINEST(J215:J216,I215:I216,TRUE,FALSE),2)","v":38},{"$f":"((($I$19-1)/3)*((K216*$J$19+L216)-(K213*$J$19+L213)))+(K213*$J$19+L213)","v":45.444444444444443},4,200,47,{"$f":"INDEX(LINEST(P215:P216,O215:O216,TRUE,FALSE),1)","v":5.9999999999999991E-2},{"$f":"INDEX(LINEST(P215:P216,O215:O216,TRUE,FALSE),2)","v":35},{"$f":"((($I$19-1)/3)*((Q216*$J$19+R216)-(Q213*$J$19+R213)))+(Q213*$J$19+R213)","v":42.370370370370367},4,200,41,{"$f":"INDEX(LINEST(V215:V216,U215:U216,TRUE,FALSE),1)","v":8.0000000000000016E-2},{"$f":"INDEX(LINEST(V215:V216,U215:U216,TRUE,FALSE),2)","v":25},{"$f":"((($I$19-1)/3)*((W216*$J$19+X216)-(W213*$J$19+X213)))+(W213*$J$19+X213)","v":34.75925925925926},4,200,37,{"$f":"INDEX(LINEST(AB215:AB216,AA215:AA216,TRUE,FALSE),1)","v":5.9999999999999991E-2},{"$f":"INDEX(LINEST(AB215:AB216,AA215:AA216,TRUE,FALSE),2)","v":25},{"$f":"((($I$19-1)/3)*((AC216*$J$19+AD216)-(AC213*$J$19+AD213)))+(AC213*$J$19+AD213)","v":33.185185185185183},4,200,34,{"$f":"INDEX(LINEST(AH215:AH216,AG215:AG216,TRUE,FALSE),1)","v":0.05},{"$f":"INDEX(LINEST(AH215:AH216,AG215:AG216,TRUE,FALSE),2)","v":24},{"$f":"((($I$19-1)/3)*((AI216*$J$19+AJ216)-(AI213*$J$19+AJ213)))+(AI213*$J$19+AJ213)","v":32.111111111111114},4,200,30,{"$f":"INDEX(LINEST(AN215:AN216,AM215:AM216,TRUE,FALSE),1)","v":0.1},{"$f":"INDEX(LINEST(AN215:AN216,AM215:AM216,TRUE,FALSE),2)","v":10},{"$f":"((($I$19-1)/3)*((AO216*$J$19+AP216)-(AO213*$J$19+AP213)))+(AO213*$J$19+AP213)","v":21.944444444444443},4,200,24,{"$f":"INDEX(LINEST(AT215:AT216,AS215:AS216,TRUE,FALSE),1)","v":8.0000000000000016E-2},{"$f":"INDEX(LINEST(AT215:AT216,AS215:AS216,TRUE,FALSE),2)","v":7.9999999999999982},{"$f":"((($I$19-1)/3)*((AU216*$J$19+AV216)-(AU213*$J$19+AV213)))+(AU213*$J$19+AV213)","v":17.75925925925926},4,200,44,{"$f":"INDEX(LINEST(AZ215:AZ216,AY215:AY216,TRUE,FALSE),1)","v":5.9999999999999991E-2},{"$f":"INDEX(LINEST(AZ215:AZ216,AY215:AY216,TRUE,FALSE),2)","v":32},{"$f":"((($I$19-1)/3)*((BA216*$J$19+BB216)-(BA213*$J$19+BB213)))+(BA213*$J$19+BB213)","v":39.981481481481481}]
[null,4,500,64,{"$f":"INDEX(LINEST(D216:D217,C216:C217,TRUE,FALSE),1)","v":2.0000000000000007E-2},{"$f":"INDEX(LINEST(D216:D217,C216:C217,TRUE,FALSE),2)","v":54},{"$f":"((($I$19-1)/3)*((E217*$J$19+F217)-(E214*$J$19+F214)))+(E214*$J$19+F214)","v":52.179012345679013},4,500,55,{"$f":"INDEX(LINEST(J216:J217,I216:I217,TRUE,FALSE),1)","v":1.0000000000000004E-2},{"$f":"INDEX(LINEST(J216:J217,I216:I217,TRUE,FALSE),2)","v":50},{"$f":"((($I$19-1)/3)*((K217*$J$19+L217)-(K214*$J$19+L214)))+(K214*$J$19+L214)","v":47.358024691358025},4,500,51,{"$f":"INDEX(LINEST(P216:P217,O216:O217,TRUE,FALSE),1)","v":1.3333333333333336E-2},{"$f":"INDEX(LINEST(P216:P217,O216:O217,TRUE,FALSE),2)","v":44.333333333333329},{"$f":"((($I$19-1)/3)*((Q217*$J$19+R217)-(Q214*$J$19+R214)))+(Q214*$J$19+R214)","v":44.635802469135797},4,500,46,{"$f":"INDEX(LINEST(V216:V217,U216:U217,TRUE,FALSE),1)","v":1.6666666666666666E-2},{"$f":"INDEX(LINEST(V216:V217,U216:U217,TRUE,FALSE),2)","v":37.666666666666664},{"$f":"((($I$19-1)/3)*((W217*$J$19+X217)-(W214*$J$19+X214)))+(W214*$J$19+X214)","v":37.043209876543209},4,500,45,{"$f":"INDEX(LINEST(AB216:AB217,AA216:AA217,TRUE,FALSE),1)","v":2.6666666666666672E-2},{"$f":"INDEX(LINEST(AB216:AB217,AA216:AA217,TRUE,FALSE),2)","v":31.666666666666664},{"$f":"((($I$19-1)/3)*((AC217*$J$19+AD217)-(AC214*$J$19+AD214)))+(AC214*$J$19+AD214)","v":34.172839506172835},4,500,43,{"$f":"INDEX(LINEST(AH216:AH217,AG216:AG217,TRUE,FALSE),1)","v":0.03},{"$f":"INDEX(LINEST(AH216:AH217,AG216:AG217,TRUE,FALSE),2)","v":28},{"$f":"((($I$19-1)/3)*((AI217*$J$19+AJ217)-(AI214*$J$19+AJ214)))+(AI214*$J$19+AJ214)","v":34.876543209876544},4,500,41,{"$f":"INDEX(LINEST(AN216:AN217,AM216:AM217,TRUE,FALSE),1)","v":3.6666666666666674E-2},{"$f":"INDEX(LINEST(AN216:AN217,AM216:AM217,TRUE,FALSE),2)","v":22.666666666666664},{"$f":"((($I$19-1)/3)*((AO217*$J$19+AP217)-(AO214*$J$19+AP214)))+(AO214*$J$19+AP214)","v":25.043209876543209},4,500,35,{"$f":"INDEX(LINEST(AT216:AT217,AS216:AS217,TRUE,FALSE),1)","v":3.6666666666666674E-2},{"$f":"INDEX(LINEST(AT216:AT217,AS216:AS217,TRUE,FALSE),2)","v":16.666666666666664},{"$f":"((($I$19-1)/3)*((AU217*$J$19+AV217)-(AU214*$J$19+AV214)))+(AU214*$J$19+AV214)","v":17.956790123456791},4,500,51,{"$f":"INDEX(LINEST(AZ216:AZ217,AY216:AY217,TRUE,FALSE),1)","v":2.3333333333333331E-2},{"$f":"INDEX(LINEST(AZ216:AZ217,AY216:AY217,TRUE,FALSE),2)","v":39.333333333333336},{"$f":"((($I$19-1)/3)*((BA217*$J$19+BB217)-(BA214*$J$19+BB214)))+(BA214*$J$19+BB214)","v":42.086419753086417}]
[null,10,100,59,null,null,null,10,100,55,null,null,null,10,100,45,null,null,null,10,100,37,null,null,null,10,100,32,null,null,null,10,100,27,null,null,null,10,100,23,null,null,null,10,100,21,null,null,null,10,100,43]
[null,10,200,71,{"$f":"INDEX(LINEST(D218:D219,C218:C219,TRUE,FALSE),1)","v":0.11999999999999998},{"$f":"INDEX(LINEST(D218:D219,C218:C219,TRUE,FALSE),2)","v":47},{"$f":"((($I$19-4)/6)*((E219*$J$19+F219)-(E216*$J$19+F216)))+(E216*$J$19+F216)","v":53.564814814814817},10,200,61,{"$f":"INDEX(LINEST(J218:J219,I218:I219,TRUE,FALSE),1)","v":5.9999999999999991E-2},{"$f":"INDEX(LINEST(J218:J219,I218:I219,TRUE,FALSE),2)","v":49},{"$f":"((($I$19-4)/6)*((K219*$J$19+L219)-(K216*$J$19+L216)))+(K216*$J$19+L216)","v":46.564814814814817},10,200,52,{"$f":"INDEX(LINEST(P218:P219,O218:O219,TRUE,FALSE),1)","v":7.0000000000000021E-2},{"$f":"INDEX(LINEST(P218:P219,O218:O219,TRUE,FALSE),2)","v":38},{"$f":"((($I$19-4)/6)*((Q219*$J$19+R219)-(Q216*$J$19+R216)))+(Q216*$J$19+R216)","v":43.083333333333336},10,200,44,{"$f":"INDEX(LINEST(V218:V219,U218:U219,TRUE,FALSE),1)","v":7.0000000000000021E-2},{"$f":"INDEX(LINEST(V218:V219,U218:U219,TRUE,FALSE),2)","v":29.999999999999996},{"$f":"((($I$19-4)/6)*((W219*$J$19+X219)-(W216*$J$19+X216)))+(W216*$J$19+X216)","v":36.287037037037038},10,200,39,{"$f":"INDEX(LINEST(AB218:AB219,AA218:AA219,TRUE,FALSE),1)","v":7.0000000000000021E-2},{"$f":"INDEX(LINEST(AB218:AB219,AA218:AA219,TRUE,FALSE),2)","v":24.999999999999996},{"$f":"((($I$19-4)/6)*((AC219*$J$19+AD219)-(AC216*$J$19+AD216)))+(AC216*$J$19+AD216)","v":33.694444444444443},10,200,37,{"$f":"INDEX(LINEST(AH218:AH219,AG218:AG219,TRUE,FALSE),1)","v":0.1},{"$f":"INDEX(LINEST(AH218:AH219,AG218:AG219,TRUE,FALSE),2)","v":17},{"$f":"((($I$19-4)/6)*((AI219*$J$19+AJ219)-(AI216*$J$19+AJ216)))+(AI216*$J$19+AJ216)","v":31.398148148148149},10,200,31,{"$f":"INDEX(LINEST(AN218:AN219,AM218:AM219,TRUE,FALSE),1)","v":8.0000000000000016E-2},{"$f":"INDEX(LINEST(AN218:AN219,AM218:AM219,TRUE,FALSE),2)","v":14.999999999999998},{"$f":"((($I$19-4)/6)*((AO219*$J$19+AP219)-(AO216*$J$19+AP216)))+(AO216*$J$19+AP216)","v":24.592592592592592},10,200,29,{"$f":"INDEX(LINEST(AT218:AT219,AS218:AS219,TRUE,FALSE),1)","v":8.0000000000000016E-2},{"$f":"INDEX(LINEST(AT218:AT219,AS218:AS219,TRUE,FALSE),2)","v":12.999999999999998},{"$f":"((($I$19-4)/6)*((AU219*$J$19+AV219)-(AU216*$J$19+AV216)))+(AU216*$J$19+AV216)","v":18.981481481481481},10,200,50,{"$f":"INDEX(LINEST(AZ218:AZ219,AY218:AY219,TRUE,FALSE),1)","v":7.0000000000000021E-2},{"$f":"INDEX(LINEST(AZ218:AZ219,AY218:AY219,TRUE,FALSE),2)","v":36},{"$f":"((($I$19-4)/6)*((BA219*$J$19+BB219)-(BA216*$J$19+BB216)))+(BA216*$J$19+BB216)","v":39.879629629629626}]
[null,10,500,75,{"$f":"INDEX(LINEST(D219:D220,C219:C220,TRUE,FALSE),1)","v":1.3333333333333336E-2},{"$f":"INDEX(LINEST(D219:D220,C219:C220,TRUE,FALSE),2)","v":68.333333333333329},{"$f":"((($I$19-4)/6)*((E220*$J$19+F220)-(E217*$J$19+F217)))+(E217*$J$19+F217)","v":54.283950617283949},10,500,69,{"$f":"INDEX(LINEST(J219:J220,I219:I220,TRUE,FALSE),1)","v":2.6666666666666672E-2},{"$f":"INDEX(LINEST(J219:J220,I219:I220,TRUE,FALSE),2)","v":55.666666666666664},{"$f":"((($I$19-4)/6)*((K220*$J$19+L220)-(K217*$J$19+L217)))+(K217*$J$19+L217)","v":49.836419753086417},10,500,61,{"$f":"INDEX(LINEST(P219:P220,O219:O220,TRUE,FALSE),1)","v":0.03},{"$f":"INDEX(LINEST(P219:P220,O219:O220,TRUE,FALSE),2)","v":46},{"$f":"((($I$19-4)/6)*((Q220*$J$19+R220)-(Q217*$J$19+R217)))+(Q217*$J$19+R217)","v":45.484567901234563},10,500,52,{"$f":"INDEX(LINEST(V219:V220,U219:U220,TRUE,FALSE),1)","v":2.6666666666666672E-2},{"$f":"INDEX(LINEST(V219:V220,U219:U220,TRUE,FALSE),2)","v":38.666666666666664},{"$f":"((($I$19-4)/6)*((W220*$J$19+X220)-(W217*$J$19+X217)))+(W217*$J$19+X217)","v":39.657407407407405},10,500,49,{"$f":"INDEX(LINEST(AB219:AB220,AA219:AA220,TRUE,FALSE),1)","v":3.3333333333333333E-2},{"$f":"INDEX(LINEST(AB219:AB220,AA219:AA220,TRUE,FALSE),2)","v":32.333333333333336},{"$f":"((($I$19-4)/6)*((AC220*$J$19+AD220)-(AC217*$J$19+AD217)))+(AC217*$J$19+AD217)","v":35.327160493827158},10,500,45,{"$f":"INDEX(LINEST(AH219:AH220,AG219:AG220,TRUE,FALSE),1)","v":2.6666666666666672E-2},{"$f":"INDEX(LINEST(AH219:AH220,AG219:AG220,TRUE,FALSE),2)","v":31.666666666666664},{"$f":"((($I$19-4)/6)*((AI220*$J$19+AJ220)-(AI217*$J$19+AJ217)))+(AI217*$J$19+AJ217)","v":31.85493827160494},10,500,42,{"$f":"INDEX(LINEST(AN219:AN220,AM219:AM220,TRUE,FALSE),1)","v":3.6666666666666674E-2},{"$f":"INDEX(LINEST(AN219:AN220,AM219:AM220,TRUE,FALSE),2)","v":23.666666666666664},{"$f":"((($I$19-4)/6)*((AO220*$J$19+AP220)-(AO217*$J$19+AP217)))+(AO217*$J$19+AP217)","v":27.962962962962962},10,500,42,{"$f":"INDEX(LINEST(AT219:AT220,AS219:AS220,TRUE,FALSE),1)","v":4.3333333333333349E-2},{"$f":"INDEX(LINEST(AT219:AT220,AS219:AS220,TRUE,FALSE),2)","v":20.333333333333329},{"$f":"((($I$19-4)/6)*((AU220*$J$19+AV220)-(AU217*$J$19+AV217)))+(AU217*$J$19+AV217)","v":21.216049382716047},10,500,58,{"$f":"INDEX(LINEST(AZ219:AZ220,AY219:AY220,TRUE,FALSE),1)","v":2.6666666666666672E-2},{"$f":"INDEX(LINEST(AZ219:AZ220,AY219:AY220,TRUE,FALSE),2)","v":44.666666666666664},{"$f":"((($I$19-4)/6)*((BA220*$J$19+BB220)-(BA217*$J$19+BB217)))+(BA217*$J$19+BB217)","v":41.645061728395063}]
[]
["500x250",1,100,{"$f":"D232-1","v":44},null,null,null,1,100,{"$f":"J232-1","v":41},null,null,null,1,100,{"$f":"P232-1","v":38},null,null,null,1,100,{"$f":"V232-1","v":30},null,null,null,1,100,{"$f":"AB232-1","v":32},null,null,null,1,100,{"$f":"AH232-1","v":28},null,null,null,1,100,{"$f":"AN232-1","v":14},null,null,null,1,100,{"$f":"AT232-1","v":13},null,null,null,1,100,{"$f":"AZ232-1","v":36}]
[null,1,200,47,{"$f":"INDEX(LINEST(D222:D223,C222:C223,TRUE,FALSE),1)","v":2.9999999999999995E-2},{"$f":"INDEX(LINEST(D222:D223,C222:C223,TRUE,FALSE),2)","v":41},null,1,200,43,{"$f":"INDEX(LINEST(J222:J223,I222:I223,TRUE,FALSE),1)","v":2.0000000000000004E-2},{"$f":"INDEX(LINEST(J222:J223,I222:I223,TRUE,FALSE),2)","v":39},null,1,200,44,{"$f":"INDEX(LINEST(P222:P223,O222:O223,TRUE,FALSE),1)","v":5.9999999999999991E-2},{"$f":"INDEX(LINEST(P222:P223,O222:O223,TRUE,FALSE),2)","v":32},null,1,200,35,{"$f":"INDEX(LINEST(V222:V223,U222:U223,TRUE,FALSE),1)","v":0.05},{"$f":"INDEX(LINEST(V222:V223,U222:U223,TRUE,FALSE),2)","v":25},null,1,200,34,{"$f":"INDEX(LINEST(AB222:AB223,AA222:AA223,TRUE,FALSE),1)","v":2.0000000000000004E-2},{"$f":"INDEX(LINEST(AB222:AB223,AA222:AA223,TRUE,FALSE),2)","v":30},null,1,200,40,{"$f":"INDEX(LINEST(AH222:AH223,AG222:AG223,TRUE,FALSE),1)","v":0.11999999999999998},{"$f":"INDEX(LINEST(AH222:AH223,AG222:AG223,TRUE,FALSE),2)","v":16.000000000000004},null,1,200,23,{"$f":"INDEX(LINEST(AN222:AN223,AM222:AM223,TRUE,FALSE),1)","v":0.09},{"$f":"INDEX(LINEST(AN222:AN223,AM222:AM223,TRUE,FALSE),2)","v":5},null,1,200,18,{"$f":"INDEX(LINEST(AT222:AT223,AS222:AS223,TRUE,FALSE),1)","v":0.05},{"$f":"INDEX(LINEST(AT222:AT223,AS222:AS223,TRUE,FALSE),2)","v":8},null,1,200,43,{"$f":"INDEX(LINEST(AZ222:AZ223,AY222:AY223,TRUE,FALSE),1)","v":7.0000000000000021E-2},{"$f":"INDEX(LINEST(AZ222:AZ223,AY222:AY223,TRUE,FALSE),2)","v":28.999999999999996}]
[null,1,500,52,{"$f":"INDEX(LINEST(D223:D224,C223:C224,TRUE,FALSE),1)","v":1.6666666666666666E-2},{"$f":"INDEX(LINEST(D223:D224,C223:C224,TRUE,FALSE),2)","v":43.666666666666664},null,1,500,47,{"$f":"INDEX(LINEST(J223:J224,I223:I224,TRUE,FALSE),1)","v":1.3333333333333336E-2},{"$f":"INDEX(LINEST(J223:J224,I223:I224,TRUE,FALSE),2)","v":40.333333333333329},null,1,500,49,{"$f":"INDEX(LINEST(P223:P224,O223:O224,TRUE,FALSE),1)","v":1.6666666666666666E-2},{"$f":"INDEX(LINEST(P223:P224,O223:O224,TRUE,FALSE),2)","v":40.666666666666664},null,1,500,44,{"$f":"INDEX(LINEST(V223:V224,U223:U224,TRUE,FALSE),1)","v":0.03},{"$f":"INDEX(LINEST(V223:V224,U223:U224,TRUE,FALSE),2)","v":29},null,1,500,40,{"$f":"INDEX(LINEST(AB223:AB224,AA223:AA224,TRUE,FALSE),1)","v":2.0000000000000007E-2},{"$f":"INDEX(LINEST(AB223:AB224,AA223:AA224,TRUE,FALSE),2)","v":29.999999999999996},null,1,500,44,{"$f":"INDEX(LINEST(AH223:AH224,AG223:AG224,TRUE,FALSE),1)","v":1.3333333333333336E-2},{"$f":"INDEX(LINEST(AH223:AH224,AG223:AG224,TRUE,FALSE),2)","v":37.333333333333329},null,1,500,32,{"$f":"INDEX(LINEST(AN223:AN224,AM223:AM224,TRUE,FALSE),1)","v":0.03},{"$f":"INDEX(LINEST(AN223:AN224,AM223:AM224,TRUE,FALSE),2)","v":17},null,1,500,49,{"$f":"INDEX(LINEST(AT223:AT224,AS223:AS224,TRUE,FALSE),1)","v":0.10333333333333333},{"$f":"INDEX(LINEST(AT223:AT224,AS223:AS224,TRUE,FALSE),2)","v":-2.6666666666666643},null,1,500,49,{"$f":"INDEX(LINEST(AZ223:AZ224,AY223:AY224,TRUE,FALSE),1)","v":2.0000000000000007E-2},{"$f":"INDEX(LINEST(AZ223:AZ224,AY223:AY224,TRUE,FALSE),2)","v":39}]
[null,4,100,54,null,null,null,4,100,46,null,null,null,4,100,42,null,null,null,4,100,34,null,null,null,4,100,32,null,null,null,4,100,30,null,null,null,4,100,21,null,null,null,4,100,17,null,null,null,4,100,39]
[null,4,200,59,{"$f":"INDEX(LINEST(D225:D226,C225:C226,TRUE,FALSE),1)","v":0.05},{"$f":"INDEX(LINEST(D225:D226,C225:C226,TRUE,FALSE),2)","v":49},{"$f":"((($I$20-1)/3)*((E226*$J$20+F226)-(E223*$J$20+F223)))+(E223*$J$20+F223)","v":49.981481481481481},4,200,53,{"$f":"INDEX(LINEST(J225:J226,I225:I226,TRUE,FALSE),1)","v":7.0000000000000021E-2},{"$f":"INDEX(LINEST(J225:J226,I225:I226,TRUE,FALSE),2)","v":39},{"$f":"((($I$20-1)/3)*((K226*$J$20+L226)-(K223*$J$20+L223)))+(K223*$J$20+L223)","v":45.055555555555557},4,200,48,{"$f":"INDEX(LINEST(P225:P226,O225:O226,TRUE,FALSE),1)","v":5.9999999999999991E-2},{"$f":"INDEX(LINEST(P225:P226,O225:O226,TRUE,FALSE),2)","v":36},{"$f":"((($I$20-1)/3)*((Q226*$J$20+R226)-(Q223*$J$20+R223)))+(Q223*$J$20+R223)","v":42.629629629629633},4,200,42,{"$f":"INDEX(LINEST(V225:V226,U225:U226,TRUE,FALSE),1)","v":8.0000000000000016E-2},{"$f":"INDEX(LINEST(V225:V226,U225:U226,TRUE,FALSE),2)","v":26},{"$f":"((($I$20-1)/3)*((W226*$J$20+X226)-(W223*$J$20+X223)))+(W223*$J$20+X223)","v":34.74074074074074},4,200,38,{"$f":"INDEX(LINEST(AB225:AB226,AA225:AA226,TRUE,FALSE),1)","v":5.9999999999999991E-2},{"$f":"INDEX(LINEST(AB225:AB226,AA225:AA226,TRUE,FALSE),2)","v":26},{"$f":"((($I$20-1)/3)*((AC226*$J$20+AD226)-(AC223*$J$20+AD223)))+(AC223*$J$20+AD223)","v":33.814814814814817},4,200,35,{"$f":"INDEX(LINEST(AH225:AH226,AG225:AG226,TRUE,FALSE),1)","v":0.05},{"$f":"INDEX(LINEST(AH225:AH226,AG225:AG226,TRUE,FALSE),2)","v":25},{"$f":"((($I$20-1)/3)*((AI226*$J$20+AJ226)-(AI223*$J$20+AJ223)))+(AI223*$J$20+AJ223)","v":33.388888888888886},4,200,31,{"$f":"INDEX(LINEST(AN225:AN226,AM225:AM226,TRUE,FALSE),1)","v":0.1},{"$f":"INDEX(LINEST(AN225:AN226,AM225:AM226,TRUE,FALSE),2)","v":11},{"$f":"((($I$20-1)/3)*((AO226*$J$20+AP226)-(AO223*$J$20+AP223)))+(AO223*$J$20+AP223)","v":21.555555555555557},4,200,25,{"$f":"INDEX(LINEST(AT225:AT226,AS225:AS226,TRUE,FALSE),1)","v":8.0000000000000016E-2},{"$f":"INDEX(LINEST(AT225:AT226,AS225:AS226,TRUE,FALSE),2)","v":8.9999999999999982},{"$f":"((($I$20-1)/3)*((AU226*$J$20+AV226)-(AU223*$J$20+AV223)))+(AU223*$J$20+AV223)","v":17.74074074074074},4,200,45,{"$f":"INDEX(LINEST(AZ225:AZ226,AY225:AY226,TRUE,FALSE),1)","v":5.9999999999999991E-2},{"$f":"INDEX(LINEST(AZ225:AZ226,AY225:AY226,TRUE,FALSE),2)","v":33},{"$f":"((($I$20-1)/3)*((BA226*$J$20+BB226)-(BA223*$J$20+BB223)))+(BA223*$J$20+BB223)","v":40.518518518518519}]
[null,4,500,65,{"$f":"INDEX(LINEST(D226:D227,C226:C227,TRUE,FALSE),1)","v":2.0000000000000007E-2},{"$f":"INDEX(LINEST(D226:D227,C226:C227,TRUE,FALSE),2)","v":55},{"$f":"((($I$20-1)/3)*((E227*$J$20+F227)-(E224*$J$20+F224)))+(E224*$J$20+F224)","v":50.987654320987652},4,500,56,{"$f":"INDEX(LINEST(J226:J227,I226:I227,TRUE,FALSE),1)","v":1.0000000000000004E-2},{"$f":"INDEX(LINEST(J226:J227,I226:I227,TRUE,FALSE),2)","v":51},{"$f":"((($I$20-1)/3)*((K227*$J$20+L227)-(K224*$J$20+L224)))+(K224*$J$20+L224)","v":46.475308641975303},4,500,52,{"$f":"INDEX(LINEST(P226:P227,O226:O227,TRUE,FALSE),1)","v":1.3333333333333336E-2},{"$f":"INDEX(LINEST(P226:P227,O226:O227,TRUE,FALSE),2)","v":45.333333333333329},{"$f":"((($I$20-1)/3)*((Q227*$J$20+R227)-(Q224*$J$20+R224)))+(Q224*$J$20+R224)","v":44.864197530864196},4,500,47,{"$f":"INDEX(LINEST(V226:V227,U226:U227,TRUE,FALSE),1)","v":1.6666666666666666E-2},{"$f":"INDEX(LINEST(V226:V227,U226:U227,TRUE,FALSE),2)","v":38.666666666666664},{"$f":"((($I$20-1)/3)*((W227*$J$20+X227)-(W224*$J$20+X224)))+(W224*$J$20+X224)","v":36.623456790123456},4,500,46,{"$f":"INDEX(LINEST(AB226:AB227,AA226:AA227,TRUE,FALSE),1)","v":2.6666666666666672E-2},{"$f":"INDEX(LINEST(AB226:AB227,AA226:AA227,TRUE,FALSE),2)","v":32.666666666666664},{"$f":"((($I$20-1)/3)*((AC227*$J$20+AD227)-(AC224*$J$20+AD224)))+(AC224*$J$20+AD224)","v":34.493827160493829},4,500,44,{"$f":"INDEX(LINEST(AH226:AH227,AG226:AG227,TRUE,FALSE),1)","v":0.03},{"$f":"INDEX(LINEST(AH226:AH227,AG226:AG227,TRUE,FALSE),2)","v":29},{"$f":"((($I$20-1)/3)*((AI227*$J$20+AJ227)-(AI224*$J$20+AJ224)))+(AI224*$J$20+AJ224)","v":36.956790123456784},4,500,42,{"$f":"INDEX(LINEST(AN226:AN227,AM226:AM227,TRUE,FALSE),1)","v":3.6666666666666674E-2},{"$f":"INDEX(LINEST(AN226:AN227,AM226:AM227,TRUE,FALSE),2)","v":23.666666666666664},{"$f":"((($I$20-1)/3)*((AO227*$J$20+AP227)-(AO224*$J$20+AP224)))+(AO224*$J$20+AP224)","v":24.623456790123456},4,500,36,{"$f":"INDEX(LINEST(AT226:AT227,AS226:AS227,TRUE,FALSE),1)","v":3.6666666666666674E-2},{"$f":"INDEX(LINEST(AT226:AT227,AS226:AS227,TRUE,FALSE),2)","v":17.666666666666664},{"$f":"((($I$20-1)/3)*((AU227*$J$20+AV227)-(AU224*$J$20+AV224)))+(AU224*$J$20+AV224)","v":17.043209876543209},4,500,52,{"$f":"INDEX(LINEST(AZ226:AZ227,AY226:AY227,TRUE,FALSE),1)","v":2.3333333333333331E-2},{"$f":"INDEX(LINEST(AZ226:AZ227,AY226:AY227,TRUE,FALSE),2)","v":40.333333333333336},{"$f":"((($I$20-1)/3)*((BA227*$J$20+BB227)-(BA224*$J$20+BB224)))+(BA224*$J$20+BB224)","v":42.746913580246911}]
[null,10,100,60,null,null,null,10,100,56,null,null,null,10,100,46,null,null,null,10,100,38,null,null,null,10,100,33,null,null,null,10,100,28,null,null,null,10,100,24,null,null,null,10,100,22,null,null,null,10,100,44]
[null,10,200,72,{"$f":"INDEX(LINEST(D228:D229,C228:C229,TRUE,FALSE),1)","v":0.11999999999999998},{"$f":"INDEX(LINEST(D228:D229,C228:C229,TRUE,FALSE),2)","v":48},{"$f":"((($I$20-4)/6)*((E229*$J$20+F229)-(E226*$J$20+F226)))+(E226*$J$20+F226)","v":53.685185185185183},10,200,62,{"$f":"INDEX(LINEST(J228:J229,I228:I229,TRUE,FALSE),1)","v":5.9999999999999991E-2},{"$f":"INDEX(LINEST(J228:J229,I228:I229,TRUE,FALSE),2)","v":50},{"$f":"((($I$20-4)/6)*((K229*$J$20+L229)-(K226*$J$20+L226)))+(K226*$J$20+L226)","v":46.685185185185183},10,200,53,{"$f":"INDEX(LINEST(P228:P229,O228:O229,TRUE,FALSE),1)","v":7.0000000000000021E-2},{"$f":"INDEX(LINEST(P228:P229,O228:O229,TRUE,FALSE),2)","v":39},{"$f":"((($I$20-4)/6)*((Q229*$J$20+R229)-(Q226*$J$20+R226)))+(Q226*$J$20+R226)","v":43.666666666666664},10,200,45,{"$f":"INDEX(LINEST(V228:V229,U228:U229,TRUE,FALSE),1)","v":7.0000000000000021E-2},{"$f":"INDEX(LINEST(V228:V229,U228:U229,TRUE,FALSE),2)","v":30.999999999999996},{"$f":"((($I$20-4)/6)*((W229*$J$20+X229)-(W226*$J$20+X226)))+(W226*$J$20+X226)","v":36.962962962962962},10,200,40,{"$f":"INDEX(LINEST(AB228:AB229,AA228:AA229,TRUE,FALSE),1)","v":7.0000000000000021E-2},{"$f":"INDEX(LINEST(AB228:AB229,AA228:AA229,TRUE,FALSE),2)","v":25.999999999999996},{"$f":"((($I$20-4)/6)*((AC229*$J$20+AD229)-(AC226*$J$20+AD226)))+(AC226*$J$20+AD226)","v":34.555555555555557},10,200,38,{"$f":"INDEX(LINEST(AH228:AH229,AG228:AG229,TRUE,FALSE),1)","v":0.1},{"$f":"INDEX(LINEST(AH228:AH229,AG228:AG229,TRUE,FALSE),2)","v":18},{"$f":"((($I$20-4)/6)*((AI229*$J$20+AJ229)-(AI226*$J$20+AJ226)))+(AI226*$J$20+AJ226)","v":32.351851851851855},10,200,32,{"$f":"INDEX(LINEST(AN228:AN229,AM228:AM229,TRUE,FALSE),1)","v":8.0000000000000016E-2},{"$f":"INDEX(LINEST(AN228:AN229,AM228:AM229,TRUE,FALSE),2)","v":15.999999999999998},{"$f":"((($I$20-4)/6)*((AO229*$J$20+AP229)-(AO226*$J$20+AP226)))+(AO226*$J$20+AP226)","v":25.407407407407408},10,200,30,{"$f":"INDEX(LINEST(AT228:AT229,AS228:AS229,TRUE,FALSE),1)","v":8.0000000000000016E-2},{"$f":"INDEX(LINEST(AT228:AT229,AS228:AS229,TRUE,FALSE),2)","v":13.999999999999998},{"$f":"((($I$20-4)/6)*((AU229*$J$20+AV229)-(AU226*$J$20+AV226)))+(AU226*$J$20+AV226)","v":19.518518518518519},10,200,51,{"$f":"INDEX(LINEST(AZ228:AZ229,AY228:AY229,TRUE,FALSE),1)","v":7.0000000000000021E-2},{"$f":"INDEX(LINEST(AZ228:AZ229,AY228:AY229,TRUE,FALSE),2)","v":37},{"$f":"((($I$20-4)/6)*((BA229*$J$20+BB229)-(BA226*$J$20+BB226)))+(BA226*$J$20+BB226)","v":40.370370370370374}]
[null,10,500,76,{"$f":"INDEX(LINEST(D229:D230,C229:C230,TRUE,FALSE),1)","v":1.3333333333333336E-2},{"$f":"INDEX(LINEST(D229:D230,C229:C230,TRUE,FALSE),2)","v":69.333333333333329},{"$f":"((($I$20-4)/6)*((E230*$J$20+F230)-(E227*$J$20+F227)))+(E227*$J$20+F227)","v":54.049382716049386},10,500,70,{"$f":"INDEX(LINEST(J229:J230,I229:I230,TRUE,FALSE),1)","v":2.6666666666666672E-2},{"$f":"INDEX(LINEST(J229:J230,I229:I230,TRUE,FALSE),2)","v":56.666666666666664},{"$f":"((($I$20-4)/6)*((K230*$J$20+L230)-(K227*$J$20+L227)))+(K227*$J$20+L227)","v":50.080246913580247},10,500,62,{"$f":"INDEX(LINEST(P229:P230,O229:O230,TRUE,FALSE),1)","v":0.03},{"$f":"INDEX(LINEST(P229:P230,O229:O230,TRUE,FALSE),2)","v":47},{"$f":"((($I$20-4)/6)*((Q230*$J$20+R230)-(Q227*$J$20+R227)))+(Q227*$J$20+R227)","v":46.098765432098759},10,500,53,{"$f":"INDEX(LINEST(V229:V230,U229:U230,TRUE,FALSE),1)","v":2.6666666666666672E-2},{"$f":"INDEX(LINEST(V229:V230,U229:U230,TRUE,FALSE),2)","v":39.666666666666664},{"$f":"((($I$20-4)/6)*((W230*$J$20+X230)-(W227*$J$20+X227)))+(W227*$J$20+X227)","v":40.425925925925924},10,500,50,{"$f":"INDEX(LINEST(AB229:AB230,AA229:AA230,TRUE,FALSE),1)","v":3.3333333333333333E-2},{"$f":"INDEX(LINEST(AB229:AB230,AA229:AA230,TRUE,FALSE),2)","v":33.333333333333336},{"$f":"((($I$20-4)/6)*((AC230*$J$20+AD230)-(AC227*$J$20+AD227)))+(AC227*$J$20+AD227)","v":36.172839506172835},10,500,46,{"$f":"INDEX(LINEST(AH229:AH230,AG229:AG230,TRUE,FALSE),1)","v":2.6666666666666672E-2},{"$f":"INDEX(LINEST(AH229:AH230,AG229:AG230,TRUE,FALSE),2)","v":32.666666666666664},{"$f":"((($I$20-4)/6)*((AI230*$J$20+AJ230)-(AI227*$J$20+AJ227)))+(AI227*$J$20+AJ227)","v":32.561728395061728},10,500,43,{"$f":"INDEX(LINEST(AN229:AN230,AM229:AM230,TRUE,FALSE),1)","v":3.6666666666666674E-2},{"$f":"INDEX(LINEST(AN229:AN230,AM229:AM230,TRUE,FALSE),2)","v":24.666666666666664},{"$f":"((($I$20-4)/6)*((AO230*$J$20+AP230)-(AO227*$J$20+AP227)))+(AO227*$J$20+AP227)","v":28.870370370370367},10,500,43,{"$f":"INDEX(LINEST(AT229:AT230,AS229:AS230,TRUE,FALSE),1)","v":4.3333333333333349E-2},{"$f":"INDEX(LINEST(AT229:AT230,AS229:AS230,TRUE,FALSE),2)","v":21.333333333333329},{"$f":"((($I$20-4)/6)*((AU230*$J$20+AV230)-(AU227*$J$20+AV227)))+(AU227*$J$20+AV227)","v":21.783950617283949},10,500,59,{"$f":"INDEX(LINEST(AZ229:AZ230,AY229:AY230,TRUE,FALSE),1)","v":2.6666666666666672E-2},{"$f":"INDEX(LINEST(AZ229:AZ230,AY229:AY230,TRUE,FALSE),2)","v":45.666666666666664},{"$f":"((($I$20-4)/6)*((BA230*$J$20+BB230)-(BA227*$J$20+BB227)))+(BA227*$J$20+BB227)","v":42.104938271604944}]
[]
["600x250",1,100,45,null,null,null,1,100,42,null,null,null,1,100,39,null,null,null,1,100,31,null,null,null,1,100,33,null,null,null,1,100,29,null,null,null,1,100,15,null,null,null,1,100,14,null,null,null,1,100,37]
[null,1,200,48,{"$f":"INDEX(LINEST(D232:D233,C232:C233,TRUE,FALSE),1)","v":2.9999999999999995E-2},{"$f":"INDEX(LINEST(D232:D233,C232:C233,TRUE,FALSE),2)","v":42},null,1,200,44,{"$f":"INDEX(LINEST(J232:J233,I232:I233,TRUE,FALSE),1)","v":2.0000000000000004E-2},{"$f":"INDEX(LINEST(J232:J233,I232:I233,TRUE,FALSE),2)","v":40},null,1,200,45,{"$f":"INDEX(LINEST(P232:P233,O232:O233,TRUE,FALSE),1)","v":5.9999999999999991E-2},{"$f":"INDEX(LINEST(P232:P233,O232:O233,TRUE,FALSE),2)","v":33},null,1,200,36,{"$f":"INDEX(LINEST(V232:V233,U232:U233,TRUE,FALSE),1)","v":0.05},{"$f":"INDEX(LINEST(V232:V233,U232:U233,TRUE,FALSE),2)","v":26},null,1,200,35,{"$f":"INDEX(LINEST(AB232:AB233,AA232:AA233,TRUE,FALSE),1)","v":2.0000000000000004E-2},{"$f":"INDEX(LINEST(AB232:AB233,AA232:AA233,TRUE,FALSE),2)","v":31},null,1,200,41,{"$f":"INDEX(LINEST(AH232:AH233,AG232:AG233,TRUE,FALSE),1)","v":0.11999999999999998},{"$f":"INDEX(LINEST(AH232:AH233,AG232:AG233,TRUE,FALSE),2)","v":17.000000000000004},null,1,200,24,{"$f":"INDEX(LINEST(AN232:AN233,AM232:AM233,TRUE,FALSE),1)","v":0.09},{"$f":"INDEX(LINEST(AN232:AN233,AM232:AM233,TRUE,FALSE),2)","v":6},null,1,200,19,{"$f":"INDEX(LINEST(AT232:AT233,AS232:AS233,TRUE,FALSE),1)","v":0.05},{"$f":"INDEX(LINEST(AT232:AT233,AS232:AS233,TRUE,FALSE),2)","v":9},null,1,200,44,{"$f":"INDEX(LINEST(AZ232:AZ233,AY232:AY233,TRUE,FALSE),1)","v":7.0000000000000021E-2},{"$f":"INDEX(LINEST(AZ232:AZ233,AY232:AY233,TRUE,FALSE),2)","v":29.999999999999996}]
[null,1,500,53,{"$f":"INDEX(LINEST(D233:D234,C233:C234,TRUE,FALSE),1)","v":1.6666666666666666E-2},{"$f":"INDEX(LINEST(D233:D234,C233:C234,TRUE,FALSE),2)","v":44.666666666666664},null,1,500,48,{"$f":"INDEX(LINEST(J233:J234,I233:I234,TRUE,FALSE),1)","v":1.3333333333333336E-2},{"$f":"INDEX(LINEST(J233:J234,I233:I234,TRUE,FALSE),2)","v":41.333333333333329},null,1,500,50,{"$f":"INDEX(LINEST(P233:P234,O233:O234,TRUE,FALSE),1)","v":1.6666666666666666E-2},{"$f":"INDEX(LINEST(P233:P234,O233:O234,TRUE,FALSE),2)","v":41.666666666666664},null,1,500,45,{"$f":"INDEX(LINEST(V233:V234,U233:U234,TRUE,FALSE),1)","v":0.03},{"$f":"INDEX(LINEST(V233:V234,U233:U234,TRUE,FALSE),2)","v":30},null,1,500,41,{"$f":"INDEX(LINEST(AB233:AB234,AA233:AA234,TRUE,FALSE),1)","v":2.0000000000000007E-2},{"$f":"INDEX(LINEST(AB233:AB234,AA233:AA234,TRUE,FALSE),2)","v":30.999999999999996},null,1,500,45,{"$f":"INDEX(LINEST(AH233:AH234,AG233:AG234,TRUE,FALSE),1)","v":1.3333333333333336E-2},{"$f":"INDEX(LINEST(AH233:AH234,AG233:AG234,TRUE,FALSE),2)","v":38.333333333333329},null,1,500,33,{"$f":"INDEX(LINEST(AN233:AN234,AM233:AM234,TRUE,FALSE),1)","v":0.03},{"$f":"INDEX(LINEST(AN233:AN234,AM233:AM234,TRUE,FALSE),2)","v":18},null,1,500,50,{"$f":"INDEX(LINEST(AT233:AT234,AS233:AS234,TRUE,FALSE),1)","v":0.10333333333333333},{"$f":"INDEX(LINEST(AT233:AT234,AS233:AS234,TRUE,FALSE),2)","v":-1.6666666666666643},null,1,500,50,{"$f":"INDEX(LINEST(AZ233:AZ234,AY233:AY234,TRUE,FALSE),1)","v":2.0000000000000007E-2},{"$f":"INDEX(LINEST(AZ233:AZ234,AY233:AY234,TRUE,FALSE),2)","v":40}]
[null,4,100,55,null,null,null,4,100,47,null,null,null,4,100,43,null,null,null,4,100,35,null,null,null,4,100,33,null,null,null,4,100,31,null,null,null,4,100,22,null,null,null,4,100,18,null,null,null,4,100,40]
[null,4,200,60,{"$f":"INDEX(LINEST(D235:D236,C235:C236,TRUE,FALSE),1)","v":0.05},{"$f":"INDEX(LINEST(D235:D236,C235:C236,TRUE,FALSE),2)","v":50},{"$f":"((($I$21-1)/3)*((E236*$J$21+F236)-(E233*$J$21+F233)))+(E233*$J$21+F233)","v":49.623456790123456},4,200,54,{"$f":"INDEX(LINEST(J235:J236,I235:I236,TRUE,FALSE),1)","v":7.0000000000000021E-2},{"$f":"INDEX(LINEST(J235:J236,I235:I236,TRUE,FALSE),2)","v":40},{"$f":"((($I$21-1)/3)*((K236*$J$21+L236)-(K233*$J$21+L233)))+(K233*$J$21+L233)","v":45.129629629629626},4,200,49,{"$f":"INDEX(LINEST(P235:P236,O235:O236,TRUE,FALSE),1)","v":5.9999999999999991E-2},{"$f":"INDEX(LINEST(P235:P236,O235:O236,TRUE,FALSE),2)","v":37},{"$f":"((($I$21-1)/3)*((Q236*$J$21+R236)-(Q233*$J$21+R233)))+(Q233*$J$21+R233)","v":43.135802469135804},4,200,43,{"$f":"INDEX(LINEST(V235:V236,U235:U236,TRUE,FALSE),1)","v":8.0000000000000016E-2},{"$f":"INDEX(LINEST(V235:V236,U235:U236,TRUE,FALSE),2)","v":27},{"$f":"((($I$21-1)/3)*((W236*$J$21+X236)-(W233*$J$21+X233)))+(W233*$J$21+X233)","v":35.061728395061728},4,200,39,{"$f":"INDEX(LINEST(AB235:AB236,AA235:AA236,TRUE,FALSE),1)","v":5.9999999999999991E-2},{"$f":"INDEX(LINEST(AB235:AB236,AA235:AA236,TRUE,FALSE),2)","v":27},{"$f":"((($I$21-1)/3)*((AC236*$J$21+AD236)-(AC233*$J$21+AD233)))+(AC233*$J$21+AD233)","v":34.567901234567898},4,200,36,{"$f":"INDEX(LINEST(AH235:AH236,AG235:AG236,TRUE,FALSE),1)","v":0.05},{"$f":"INDEX(LINEST(AH235:AH236,AG235:AG236,TRUE,FALSE),2)","v":26},{"$f":"((($I$21-1)/3)*((AI236*$J$21+AJ236)-(AI233*$J$21+AJ233)))+(AI233*$J$21+AJ233)","v":34.574074074074076},4,200,32,{"$f":"INDEX(LINEST(AN235:AN236,AM235:AM236,TRUE,FALSE),1)","v":0.1},{"$f":"INDEX(LINEST(AN235:AN236,AM235:AM236,TRUE,FALSE),2)","v":12},{"$f":"((($I$21-1)/3)*((AO236*$J$21+AP236)-(AO233*$J$21+AP233)))+(AO233*$J$21+AP233)","v":21.62962962962963},4,200,26,{"$f":"INDEX(LINEST(AT235:AT236,AS235:AS236,TRUE,FALSE),1)","v":8.0000000000000016E-2},{"$f":"INDEX(LINEST(AT235:AT236,AS235:AS236,TRUE,FALSE),2)","v":9.9999999999999982},{"$f":"((($I$21-1)/3)*((AU236*$J$21+AV236)-(AU233*$J$21+AV233)))+(AU233*$J$21+AV233)","v":18.061728395061728},4,200,46,{"$f":"INDEX(LINEST(AZ235:AZ236,AY235:AY236,TRUE,FALSE),1)","v":5.9999999999999991E-2},{"$f":"INDEX(LINEST(AZ235:AZ236,AY235:AY236,TRUE,FALSE),2)","v":34},{"$f":"((($I$21-1)/3)*((BA236*$J$21+BB236)-(BA233*$J$21+BB233)))+(BA233*$J$21+BB233)","v":41.209876543209873}]
[null,4,500,66,{"$f":"INDEX(LINEST(D236:D237,C236:C237,TRUE,FALSE),1)","v":2.0000000000000007E-2},{"$f":"INDEX(LINEST(D236:D237,C236:C237,TRUE,FALSE),2)","v":56},{"$f":"((($I$21-1)/3)*((E237*$J$21+F237)-(E234*$J$21+F234)))+(E234*$J$21+F234)","v":50.526748971193413},4,500,57,{"$f":"INDEX(LINEST(J236:J237,I236:I237,TRUE,FALSE),1)","v":1.0000000000000004E-2},{"$f":"INDEX(LINEST(J236:J237,I236:I237,TRUE,FALSE),2)","v":52},{"$f":"((($I$21-1)/3)*((K237*$J$21+L237)-(K234*$J$21+L234)))+(K234*$J$21+L234)","v":46.220164609053498},4,500,53,{"$f":"INDEX(LINEST(P236:P237,O236:O237,TRUE,FALSE),1)","v":1.3333333333333336E-2},{"$f":"INDEX(LINEST(P236:P237,O236:O237,TRUE,FALSE),2)","v":46.333333333333329},{"$f":"((($I$21-1)/3)*((Q237*$J$21+R237)-(Q234*$J$21+R234)))+(Q234*$J$21+R234)","v":45.349794238683124},4,500,48,{"$f":"INDEX(LINEST(V236:V237,U236:U237,TRUE,FALSE),1)","v":1.6666666666666666E-2},{"$f":"INDEX(LINEST(V236:V237,U236:U237,TRUE,FALSE),2)","v":39.666666666666664},{"$f":"((($I$21-1)/3)*((W237*$J$21+X237)-(W234*$J$21+X234)))+(W234*$J$21+X234)","v":36.676954732510289},4,500,47,{"$f":"INDEX(LINEST(AB236:AB237,AA236:AA237,TRUE,FALSE),1)","v":2.6666666666666672E-2},{"$f":"INDEX(LINEST(AB236:AB237,AA236:AA237,TRUE,FALSE),2)","v":33.666666666666664},{"$f":"((($I$21-1)/3)*((AC237*$J$21+AD237)-(AC234*$J$21+AD234)))+(AC234*$J$21+AD234)","v":35.041152263374485},4,500,45,{"$f":"INDEX(LINEST(AH236:AH237,AG236:AG237,TRUE,FALSE),1)","v":0.03},{"$f":"INDEX(LINEST(AH236:AH237,AG236:AG237,TRUE,FALSE),2)","v":30},{"$f":"((($I$21-1)/3)*((AI237*$J$21+AJ237)-(AI234*$J$21+AJ234)))+(AI234*$J$21+AJ234)","v":38.676954732510282},4,500,43,{"$f":"INDEX(LINEST(AN236:AN237,AM236:AM237,TRUE,FALSE),1)","v":3.6666666666666674E-2},{"$f":"INDEX(LINEST(AN236:AN237,AM236:AM237,TRUE,FALSE),2)","v":24.666666666666664},{"$f":"((($I$21-1)/3)*((AO237*$J$21+AP237)-(AO234*$J$21+AP234)))+(AO234*$J$21+AP234)","v":24.676954732510289},4,500,37,{"$f":"INDEX(LINEST(AT236:AT237,AS236:AS237,TRUE,FALSE),1)","v":3.6666666666666674E-2},{"$f":"INDEX(LINEST(AT236:AT237,AS236:AS237,TRUE,FALSE),2)","v":18.666666666666664},{"$f":"((($I$21-1)/3)*((AU237*$J$21+AV237)-(AU234*$J$21+AV234)))+(AU234*$J$21+AV234)","v":16.767489711934157},4,500,53,{"$f":"INDEX(LINEST(AZ236:AZ237,AY236:AY237,TRUE,FALSE),1)","v":2.3333333333333331E-2},{"$f":"INDEX(LINEST(AZ236:AZ237,AY236:AY237,TRUE,FALSE),2)","v":41.333333333333336},{"$f":"((($I$21-1)/3)*((BA237*$J$21+BB237)-(BA234*$J$21+BB234)))+(BA234*$J$21+BB234)","v":43.520576131687243}]
[null,10,100,61,null,null,null,10,100,57,null,null,null,10,100,47,null,null,null,10,100,39,null,null,null,10,100,34,null,null,null,10,100,29,null,null,null,10,100,25,null,null,null,10,100,23,null,null,null,10,100,45]
[null,10,200,73,{"$f":"INDEX(LINEST(D238:D239,C238:C239,TRUE,FALSE),1)","v":0.11999999999999998},{"$f":"INDEX(LINEST(D238:D239,C238:C239,TRUE,FALSE),2)","v":49},{"$f":"((($I$21-4)/6)*((E239*$J$21+F239)-(E236*$J$21+F236)))+(E236*$J$21+F236)","v":54.098765432098766},10,200,63,{"$f":"INDEX(LINEST(J238:J239,I238:I239,TRUE,FALSE),1)","v":5.9999999999999991E-2},{"$f":"INDEX(LINEST(J238:J239,I238:I239,TRUE,FALSE),2)","v":51},{"$f":"((($I$21-4)/6)*((K239*$J$21+L239)-(K236*$J$21+L236)))+(K236*$J$21+L236)","v":47.098765432098766},10,200,54,{"$f":"INDEX(LINEST(P238:P239,O238:O239,TRUE,FALSE),1)","v":7.0000000000000021E-2},{"$f":"INDEX(LINEST(P238:P239,O238:O239,TRUE,FALSE),2)","v":40},{"$f":"((($I$21-4)/6)*((Q239*$J$21+R239)-(Q236*$J$21+R236)))+(Q236*$J$21+R236)","v":44.388888888888886},10,200,46,{"$f":"INDEX(LINEST(V238:V239,U238:U239,TRUE,FALSE),1)","v":7.0000000000000021E-2},{"$f":"INDEX(LINEST(V238:V239,U238:U239,TRUE,FALSE),2)","v":31.999999999999996},{"$f":"((($I$21-4)/6)*((W239*$J$21+X239)-(W236*$J$21+X236)))+(W236*$J$21+X236)","v":37.746913580246911},10,200,41,{"$f":"INDEX(LINEST(AB238:AB239,AA238:AA239,TRUE,FALSE),1)","v":7.0000000000000021E-2},{"$f":"INDEX(LINEST(AB238:AB239,AA238:AA239,TRUE,FALSE),2)","v":26.999999999999996},{"$f":"((($I$21-4)/6)*((AC239*$J$21+AD239)-(AC236*$J$21+AD236)))+(AC236*$J$21+AD236)","v":35.462962962962962},10,200,39,{"$f":"INDEX(LINEST(AH238:AH239,AG238:AG239,TRUE,FALSE),1)","v":0.1},{"$f":"INDEX(LINEST(AH238:AH239,AG238:AG239,TRUE,FALSE),2)","v":19},{"$f":"((($I$21-4)/6)*((AI239*$J$21+AJ239)-(AI236*$J$21+AJ236)))+(AI236*$J$21+AJ236)","v":33.320987654320987},10,200,33,{"$f":"INDEX(LINEST(AN238:AN239,AM238:AM239,TRUE,FALSE),1)","v":8.0000000000000016E-2},{"$f":"INDEX(LINEST(AN238:AN239,AM238:AM239,TRUE,FALSE),2)","v":17},{"$f":"((($I$21-4)/6)*((AO239*$J$21+AP239)-(AO236*$J$21+AP236)))+(AO236*$J$21+AP236)","v":26.283950617283949},10,200,31,{"$f":"INDEX(LINEST(AT238:AT239,AS238:AS239,TRUE,FALSE),1)","v":8.0000000000000016E-2},{"$f":"INDEX(LINEST(AT238:AT239,AS238:AS239,TRUE,FALSE),2)","v":14.999999999999998},{"$f":"((($I$21-4)/6)*((AU239*$J$21+AV239)-(AU236*$J$21+AV236)))+(AU236*$J$21+AV236)","v":20.209876543209877},10,200,52,{"$f":"INDEX(LINEST(AZ238:AZ239,AY238:AY239,TRUE,FALSE),1)","v":7.0000000000000021E-2},{"$f":"INDEX(LINEST(AZ238:AZ239,AY238:AY239,TRUE,FALSE),2)","v":38},{"$f":"((($I$21-4)/6)*((BA239*$J$21+BB239)-(BA236*$J$21+BB236)))+(BA236*$J$21+BB236)","v":41.030864197530867}]
[null,10,500,77,{"$f":"INDEX(LINEST(D239:D240,C239:C240,TRUE,FALSE),1)","v":1.3333333333333336E-2},{"$f":"INDEX(LINEST(D239:D240,C239:C240,TRUE,FALSE),2)","v":70.333333333333329},{"$f":"((($I$21-4)/6)*((E240*$J$21+F240)-(E237*$J$21+F237)))+(E237*$J$21+F237)","v":54.226337448559676},10,500,71,{"$f":"INDEX(LINEST(J239:J240,I239:I240,TRUE,FALSE),1)","v":2.6666666666666672E-2},{"$f":"INDEX(LINEST(J239:J240,I239:I240,TRUE,FALSE),2)","v":57.666666666666664},{"$f":"((($I$21-4)/6)*((K240*$J$21+L240)-(K237*$J$21+L237)))+(K237*$J$21+L237)","v":50.5761316872428},10,500,63,{"$f":"INDEX(LINEST(P239:P240,O239:O240,TRUE,FALSE),1)","v":0.03},{"$f":"INDEX(LINEST(P239:P240,O239:O240,TRUE,FALSE),2)","v":48},{"$f":"((($I$21-4)/6)*((Q240*$J$21+R240)-(Q237*$J$21+R237)))+(Q237*$J$21+R237)","v":46.841563786008223},10,500,54,{"$f":"INDEX(LINEST(V239:V240,U239:U240,TRUE,FALSE),1)","v":2.6666666666666672E-2},{"$f":"INDEX(LINEST(V239:V240,U239:U240,TRUE,FALSE),2)","v":40.666666666666664},{"$f":"((($I$21-4)/6)*((W240*$J$21+X240)-(W237*$J$21+X237)))+(W237*$J$21+X237)","v":41.271604938271601},10,500,51,{"$f":"INDEX(LINEST(AB239:AB240,AA239:AA240,TRUE,FALSE),1)","v":3.3333333333333333E-2},{"$f":"INDEX(LINEST(AB239:AB240,AA239:AA240,TRUE,FALSE),2)","v":34.333333333333336},{"$f":"((($I$21-4)/6)*((AC240*$J$21+AD240)-(AC237*$J$21+AD237)))+(AC237*$J$21+AD237)","v":37.069958847736622},10,500,47,{"$f":"INDEX(LINEST(AH239:AH240,AG239:AG240,TRUE,FALSE),1)","v":2.6666666666666672E-2},{"$f":"INDEX(LINEST(AH239:AH240,AG239:AG240,TRUE,FALSE),2)","v":33.666666666666664},{"$f":"((($I$21-4)/6)*((AI240*$J$21+AJ240)-(AI237*$J$21+AJ237)))+(AI237*$J$21+AJ237)","v":33.36625514403292},10,500,44,{"$f":"INDEX(LINEST(AN239:AN240,AM239:AM240,TRUE,FALSE),1)","v":3.6666666666666674E-2},{"$f":"INDEX(LINEST(AN239:AN240,AM239:AM240,TRUE,FALSE),2)","v":25.666666666666664},{"$f":"((($I$21-4)/6)*((AO240*$J$21+AP240)-(AO237*$J$21+AP237)))+(AO237*$J$21+AP237)","v":29.808641975308639},10,500,44,{"$f":"INDEX(LINEST(AT239:AT240,AS239:AS240,TRUE,FALSE),1)","v":4.3333333333333349E-2},{"$f":"INDEX(LINEST(AT239:AT240,AS239:AS240,TRUE,FALSE),2)","v":22.333333333333329},{"$f":"((($I$21-4)/6)*((AU240*$J$21+AV240)-(AU237*$J$21+AV237)))+(AU237*$J$21+AV237)","v":22.495884773662549},10,500,60,{"$f":"INDEX(LINEST(AZ239:AZ240,AY239:AY240,TRUE,FALSE),1)","v":2.6666666666666672E-2},{"$f":"INDEX(LINEST(AZ239:AZ240,AY239:AY240,TRUE,FALSE),2)","v":46.666666666666664},{"$f":"((($I$21-4)/6)*((BA240*$J$21+BB240)-(BA237*$J$21+BB237)))+(BA237*$J$21+BB237)","v":42.744855967078195}]
[]
["800x250",1,100,{"$f":"D232+1","v":46},null,null,null,1,100,{"$f":"J232+1","v":43},null,null,null,1,100,{"$f":"P232+1","v":40},null,null,null,1,100,{"$f":"V232+1","v":32},null,null,null,1,100,{"$f":"AB232+1","v":34},null,null,null,1,100,{"$f":"AH232+1","v":30},null,null,null,1,100,{"$f":"AN232+1","v":16},null,null,null,1,100,{"$f":"AT232+1","v":15},null,null,null,1,100,{"$f":"AZ232+1","v":38}]
[null,1,200,49,{"$f":"INDEX(LINEST(D242:D243,C242:C243,TRUE,FALSE),1)","v":2.9999999999999995E-2},{"$f":"INDEX(LINEST(D242:D243,C242:C243,TRUE,FALSE),2)","v":43},null,1,200,45,{"$f":"INDEX(LINEST(J242:J243,I242:I243,TRUE,FALSE),1)","v":2.0000000000000004E-2},{"$f":"INDEX(LINEST(J242:J243,I242:I243,TRUE,FALSE),2)","v":41},null,1,200,46,{"$f":"INDEX(LINEST(P242:P243,O242:O243,TRUE,FALSE),1)","v":5.9999999999999991E-2},{"$f":"INDEX(LINEST(P242:P243,O242:O243,TRUE,FALSE),2)","v":34},null,1,200,37,{"$f":"INDEX(LINEST(V242:V243,U242:U243,TRUE,FALSE),1)","v":0.05},{"$f":"INDEX(LINEST(V242:V243,U242:U243,TRUE,FALSE),2)","v":27},null,1,200,36,{"$f":"INDEX(LINEST(AB242:AB243,AA242:AA243,TRUE,FALSE),1)","v":2.0000000000000004E-2},{"$f":"INDEX(LINEST(AB242:AB243,AA242:AA243,TRUE,FALSE),2)","v":32},null,1,200,42,{"$f":"INDEX(LINEST(AH242:AH243,AG242:AG243,TRUE,FALSE),1)","v":0.11999999999999998},{"$f":"INDEX(LINEST(AH242:AH243,AG242:AG243,TRUE,FALSE),2)","v":18.000000000000004},null,1,200,25,{"$f":"INDEX(LINEST(AN242:AN243,AM242:AM243,TRUE,FALSE),1)","v":0.09},{"$f":"INDEX(LINEST(AN242:AN243,AM242:AM243,TRUE,FALSE),2)","v":7},null,1,200,20,{"$f":"INDEX(LINEST(AT242:AT243,AS242:AS243,TRUE,FALSE),1)","v":0.05},{"$f":"INDEX(LINEST(AT242:AT243,AS242:AS243,TRUE,FALSE),2)","v":10},null,1,200,45,{"$f":"INDEX(LINEST(AZ242:AZ243,AY242:AY243,TRUE,FALSE),1)","v":7.0000000000000021E-2},{"$f":"INDEX(LINEST(AZ242:AZ243,AY242:AY243,TRUE,FALSE),2)","v":30.999999999999996}]
[null,1,500,54,{"$f":"INDEX(LINEST(D243:D244,C243:C244,TRUE,FALSE),1)","v":1.6666666666666666E-2},{"$f":"INDEX(LINEST(D243:D244,C243:C244,TRUE,FALSE),2)","v":45.666666666666664},null,1,500,49,{"$f":"INDEX(LINEST(J243:J244,I243:I244,TRUE,FALSE),1)","v":1.3333333333333336E-2},{"$f":"INDEX(LINEST(J243:J244,I243:I244,TRUE,FALSE),2)","v":42.333333333333329},null,1,500,51,{"$f":"INDEX(LINEST(P243:P244,O243:O244,TRUE,FALSE),1)","v":1.6666666666666666E-2},{"$f":"INDEX(LINEST(P243:P244,O243:O244,TRUE,FALSE),2)","v":42.666666666666664},null,1,500,46,{"$f":"INDEX(LINEST(V243:V244,U243:U244,TRUE,FALSE),1)","v":0.03},{"$f":"INDEX(LINEST(V243:V244,U243:U244,TRUE,FALSE),2)","v":31},null,1,500,42,{"$f":"INDEX(LINEST(AB243:AB244,AA243:AA244,TRUE,FALSE),1)","v":2.0000000000000007E-2},{"$f":"INDEX(LINEST(AB243:AB244,AA243:AA244,TRUE,FALSE),2)","v":31.999999999999996},null,1,500,46,{"$f":"INDEX(LINEST(AH243:AH244,AG243:AG244,TRUE,FALSE),1)","v":1.3333333333333336E-2},{"$f":"INDEX(LINEST(AH243:AH244,AG243:AG244,TRUE,FALSE),2)","v":39.333333333333329},null,1,500,34,{"$f":"INDEX(LINEST(AN243:AN244,AM243:AM244,TRUE,FALSE),1)","v":0.03},{"$f":"INDEX(LINEST(AN243:AN244,AM243:AM244,TRUE,FALSE),2)","v":19},null,1,500,51,{"$f":"INDEX(LINEST(AT243:AT244,AS243:AS244,TRUE,FALSE),1)","v":0.10333333333333333},{"$f":"INDEX(LINEST(AT243:AT244,AS243:AS244,TRUE,FALSE),2)","v":-0.6666666666666643},null,1,500,51,{"$f":"INDEX(LINEST(AZ243:AZ244,AY243:AY244,TRUE,FALSE),1)","v":2.0000000000000007E-2},{"$f":"INDEX(LINEST(AZ243:AZ244,AY243:AY244,TRUE,FALSE),2)","v":41}]
[null,4,100,56,null,null,null,4,100,48,null,null,null,4,100,44,null,null,null,4,100,36,null,null,null,4,100,34,null,null,null,4,100,32,null,null,null,4,100,23,null,null,null,4,100,19,null,null,null,4,100,41]
[null,4,200,61,{"$f":"INDEX(LINEST(D245:D246,C245:C246,TRUE,FALSE),1)","v":0.05},{"$f":"INDEX(LINEST(D245:D246,C245:C246,TRUE,FALSE),2)","v":51},{"$f":"((($I$22-1)/3)*((E246*$J$22+F246)-(E243*$J$22+F243)))+(E243*$J$22+F243)","v":48.925925925925924},4,200,55,{"$f":"INDEX(LINEST(J245:J246,I245:I246,TRUE,FALSE),1)","v":7.0000000000000021E-2},{"$f":"INDEX(LINEST(J245:J246,I245:I246,TRUE,FALSE),2)","v":41},{"$f":"((($I$22-1)/3)*((K246*$J$22+L246)-(K243*$J$22+L243)))+(K243*$J$22+L243)","v":44.972222222222221},4,200,50,{"$f":"INDEX(LINEST(P245:P246,O245:O246,TRUE,FALSE),1)","v":5.9999999999999991E-2},{"$f":"INDEX(LINEST(P245:P246,O245:O246,TRUE,FALSE),2)","v":38},{"$f":"((($I$22-1)/3)*((Q246*$J$22+R246)-(Q243*$J$22+R243)))+(Q243*$J$22+R243)","v":43.518518518518519},4,200,44,{"$f":"INDEX(LINEST(V245:V246,U245:U246,TRUE,FALSE),1)","v":8.0000000000000016E-2},{"$f":"INDEX(LINEST(V245:V246,U245:U246,TRUE,FALSE),2)","v":28},{"$f":"((($I$22-1)/3)*((W246*$J$22+X246)-(W243*$J$22+X243)))+(W243*$J$22+X243)","v":35.212962962962962},4,200,40,{"$f":"INDEX(LINEST(AB245:AB246,AA245:AA246,TRUE,FALSE),1)","v":5.9999999999999991E-2},{"$f":"INDEX(LINEST(AB245:AB246,AA245:AA246,TRUE,FALSE),2)","v":28},{"$f":"((($I$22-1)/3)*((AC246*$J$22+AD246)-(AC243*$J$22+AD243)))+(AC243*$J$22+AD243)","v":35.25925925925926},4,200,37,{"$f":"INDEX(LINEST(AH245:AH246,AG245:AG246,TRUE,FALSE),1)","v":0.05},{"$f":"INDEX(LINEST(AH245:AH246,AG245:AG246,TRUE,FALSE),2)","v":27},{"$f":"((($I$22-1)/3)*((AI246*$J$22+AJ246)-(AI243*$J$22+AJ243)))+(AI243*$J$22+AJ243)","v":35.805555555555557},4,200,33,{"$f":"INDEX(LINEST(AN245:AN246,AM245:AM246,TRUE,FALSE),1)","v":0.1},{"$f":"INDEX(LINEST(AN245:AN246,AM245:AM246,TRUE,FALSE),2)","v":13},{"$f":"((($I$22-1)/3)*((AO246*$J$22+AP246)-(AO243*$J$22+AP243)))+(AO243*$J$22+AP243)","v":21.472222222222221},4,200,27,{"$f":"INDEX(LINEST(AT245:AT246,AS245:AS246,TRUE,FALSE),1)","v":8.0000000000000016E-2},{"$f":"INDEX(LINEST(AT245:AT246,AS245:AS246,TRUE,FALSE),2)","v":10.999999999999998},{"$f":"((($I$22-1)/3)*((AU246*$J$22+AV246)-(AU243*$J$22+AV243)))+(AU243*$J$22+AV243)","v":18.212962962962962},4,200,47,{"$f":"INDEX(LINEST(AZ245:AZ246,AY245:AY246,TRUE,FALSE),1)","v":5.9999999999999991E-2},{"$f":"INDEX(LINEST(AZ245:AZ246,AY245:AY246,TRUE,FALSE),2)","v":35},{"$f":"((($I$22-1)/3)*((BA246*$J$22+BB246)-(BA243*$J$22+BB243)))+(BA243*$J$22+BB243)","v":41.824074074074076}]
[null,4,500,67,{"$f":"INDEX(LINEST(D246:D247,C246:C247,TRUE,FALSE),1)","v":2.0000000000000007E-2},{"$f":"INDEX(LINEST(D246:D247,C246:C247,TRUE,FALSE),2)","v":57},{"$f":"((($I$22-1)/3)*((E247*$J$22+F247)-(E244*$J$22+F244)))+(E244*$J$22+F244)","v":49.700617283950614},4,500,58,{"$f":"INDEX(LINEST(J246:J247,I246:I247,TRUE,FALSE),1)","v":1.0000000000000004E-2},{"$f":"INDEX(LINEST(J246:J247,I246:I247,TRUE,FALSE),2)","v":53},{"$f":"((($I$22-1)/3)*((K247*$J$22+L247)-(K244*$J$22+L244)))+(K244*$J$22+L244)","v":45.651234567901227},4,500,54,{"$f":"INDEX(LINEST(P246:P247,O246:O247,TRUE,FALSE),1)","v":1.3333333333333336E-2},{"$f":"INDEX(LINEST(P246:P247,O246:O247,TRUE,FALSE),2)","v":47.333333333333329},{"$f":"((($I$22-1)/3)*((Q247*$J$22+R247)-(Q244*$J$22+R244)))+(Q244*$J$22+R244)","v":45.706790123456784},4,500,49,{"$f":"INDEX(LINEST(V246:V247,U246:U247,TRUE,FALSE),1)","v":1.6666666666666666E-2},{"$f":"INDEX(LINEST(V246:V247,U246:U247,TRUE,FALSE),2)","v":40.666666666666664},{"$f":"((($I$22-1)/3)*((W247*$J$22+X247)-(W244*$J$22+X244)))+(W244*$J$22+X244)","v":36.493827160493829},4,500,48,{"$f":"INDEX(LINEST(AB246:AB247,AA246:AA247,TRUE,FALSE),1)","v":2.6666666666666672E-2},{"$f":"INDEX(LINEST(AB246:AB247,AA246:AA247,TRUE,FALSE),2)","v":34.666666666666664},{"$f":"((($I$22-1)/3)*((AC247*$J$22+AD247)-(AC244*$J$22+AD244)))+(AC244*$J$22+AD244)","v":35.47530864197531},4,500,46,{"$f":"INDEX(LINEST(AH246:AH247,AG246:AG247,TRUE,FALSE),1)","v":0.03},{"$f":"INDEX(LINEST(AH246:AH247,AG246:AG247,TRUE,FALSE),2)","v":31},{"$f":"((($I$22-1)/3)*((AI247*$J$22+AJ247)-(AI244*$J$22+AJ244)))+(AI244*$J$22+AJ244)","v":40.577160493827158},4,500,44,{"$f":"INDEX(LINEST(AN246:AN247,AM246:AM247,TRUE,FALSE),1)","v":3.6666666666666674E-2},{"$f":"INDEX(LINEST(AN246:AN247,AM246:AM247,TRUE,FALSE),2)","v":25.666666666666664},{"$f":"((($I$22-1)/3)*((AO247*$J$22+AP247)-(AO244*$J$22+AP244)))+(AO244*$J$22+AP244)","v":24.493827160493826},4,500,38,{"$f":"INDEX(LINEST(AT246:AT247,AS246:AS247,TRUE,FALSE),1)","v":3.6666666666666674E-2},{"$f":"INDEX(LINEST(AT246:AT247,AS246:AS247,TRUE,FALSE),2)","v":19.666666666666664},{"$f":"((($I$22-1)/3)*((AU247*$J$22+AV247)-(AU244*$J$22+AV244)))+(AU244*$J$22+AV244)","v":16.172839506172842},4,500,54,{"$f":"INDEX(LINEST(AZ246:AZ247,AY246:AY247,TRUE,FALSE),1)","v":2.3333333333333331E-2},{"$f":"INDEX(LINEST(AZ246:AZ247,AY246:AY247,TRUE,FALSE),2)","v":42.333333333333336},{"$f":"((($I$22-1)/3)*((BA247*$J$22+BB247)-(BA244*$J$22+BB244)))+(BA244*$J$22+BB244)","v":44.237654320987652}]
[null,10,100,62,null,null,null,10,100,58,null,null,null,10,100,48,null,null,null,10,100,40,null,null,null,10,100,35,null,null,null,10,100,30,null,null,null,10,100,26,null,null,null,10,100,24,null,null,null,10,100,46]
[null,10,200,74,{"$f":"INDEX(LINEST(D248:D249,C248:C249,TRUE,FALSE),1)","v":0.11999999999999998},{"$f":"INDEX(LINEST(D248:D249,C248:C249,TRUE,FALSE),2)","v":50},{"$f":"((($I$22-4)/6)*((E249*$J$22+F249)-(E246*$J$22+F246)))+(E246*$J$22+F246)","v":54.36574074074074},10,200,64,{"$f":"INDEX(LINEST(J248:J249,I248:I249,TRUE,FALSE),1)","v":5.9999999999999991E-2},{"$f":"INDEX(LINEST(J248:J249,I248:I249,TRUE,FALSE),2)","v":52},{"$f":"((($I$22-4)/6)*((K249*$J$22+L249)-(K246*$J$22+L246)))+(K246*$J$22+L246)","v":47.36574074074074},10,200,55,{"$f":"INDEX(LINEST(P248:P249,O248:O249,TRUE,FALSE),1)","v":7.0000000000000021E-2},{"$f":"INDEX(LINEST(P248:P249,O248:O249,TRUE,FALSE),2)","v":41},{"$f":"((($I$22-4)/6)*((Q249*$J$22+R249)-(Q246*$J$22+R246)))+(Q246*$J$22+R246)","v":45.041666666666664},10,200,47,{"$f":"INDEX(LINEST(V248:V249,U248:U249,TRUE,FALSE),1)","v":7.0000000000000021E-2},{"$f":"INDEX(LINEST(V248:V249,U248:U249,TRUE,FALSE),2)","v":33},{"$f":"((($I$22-4)/6)*((W249*$J$22+X249)-(W246*$J$22+X246)))+(W246*$J$22+X246)","v":38.476851851851855},10,200,42,{"$f":"INDEX(LINEST(AB248:AB249,AA248:AA249,TRUE,FALSE),1)","v":7.0000000000000021E-2},{"$f":"INDEX(LINEST(AB248:AB249,AA248:AA249,TRUE,FALSE),2)","v":27.999999999999996},{"$f":"((($I$22-4)/6)*((AC249*$J$22+AD249)-(AC246*$J$22+AD246)))+(AC246*$J$22+AD246)","v":36.347222222222221},10,200,40,{"$f":"INDEX(LINEST(AH248:AH249,AG248:AG249,TRUE,FALSE),1)","v":0.1},{"$f":"INDEX(LINEST(AH248:AH249,AG248:AG249,TRUE,FALSE),2)","v":20},{"$f":"((($I$22-4)/6)*((AI249*$J$22+AJ249)-(AI246*$J$22+AJ246)))+(AI246*$J$22+AJ246)","v":34.282407407407405},10,200,34,{"$f":"INDEX(LINEST(AN248:AN249,AM248:AM249,TRUE,FALSE),1)","v":8.0000000000000016E-2},{"$f":"INDEX(LINEST(AN248:AN249,AM248:AM249,TRUE,FALSE),2)","v":18},{"$f":"((($I$22-4)/6)*((AO249*$J$22+AP249)-(AO246*$J$22+AP246)))+(AO246*$J$22+AP246)","v":27.12962962962963},10,200,32,{"$f":"INDEX(LINEST(AT248:AT249,AS248:AS249,TRUE,FALSE),1)","v":8.0000000000000016E-2},{"$f":"INDEX(LINEST(AT248:AT249,AS248:AS249,TRUE,FALSE),2)","v":15.999999999999998},{"$f":"((($I$22-4)/6)*((AU249*$J$22+AV249)-(AU246*$J$22+AV246)))+(AU246*$J$22+AV246)","v":20.824074074074073},10,200,53,{"$f":"INDEX(LINEST(AZ248:AZ249,AY248:AY249,TRUE,FALSE),1)","v":7.0000000000000021E-2},{"$f":"INDEX(LINEST(AZ248:AZ249,AY248:AY249,TRUE,FALSE),2)","v":39},{"$f":"((($I$22-4)/6)*((BA249*$J$22+BB249)-(BA246*$J$22+BB246)))+(BA246*$J$22+BB246)","v":41.606481481481481}]
[null,10,500,78,{"$f":"INDEX(LINEST(D249:D250,C249:C250,TRUE,FALSE),1)","v":1.3333333333333336E-2},{"$f":"INDEX(LINEST(D249:D250,C249:C250,TRUE,FALSE),2)","v":71.333333333333329},{"$f":"((($I$22-4)/6)*((E250*$J$22+F250)-(E247*$J$22+F247)))+(E247*$J$22+F247)","v":54.197530864197532},10,500,72,{"$f":"INDEX(LINEST(J249:J250,I249:I250,TRUE,FALSE),1)","v":2.6666666666666672E-2},{"$f":"INDEX(LINEST(J249:J250,I249:I250,TRUE,FALSE),2)","v":58.666666666666664},{"$f":"((($I$22-4)/6)*((K250*$J$22+L250)-(K247*$J$22+L247)))+(K247*$J$22+L247)","v":50.945987654320987},10,500,64,{"$f":"INDEX(LINEST(P249:P250,O249:O250,TRUE,FALSE),1)","v":0.03},{"$f":"INDEX(LINEST(P249:P250,O249:O250,TRUE,FALSE),2)","v":49},{"$f":"((($I$22-4)/6)*((Q250*$J$22+R250)-(Q247*$J$22+R247)))+(Q247*$J$22+R247)","v":47.520061728395056},10,500,55,{"$f":"INDEX(LINEST(V249:V250,U249:U250,TRUE,FALSE),1)","v":2.6666666666666672E-2},{"$f":"INDEX(LINEST(V249:V250,U249:U250,TRUE,FALSE),2)","v":41.666666666666664},{"$f":"((($I$22-4)/6)*((W250*$J$22+X250)-(W247*$J$22+X247)))+(W247*$J$22+X247)","v":42.078703703703702},10,500,52,{"$f":"INDEX(LINEST(AB249:AB250,AA249:AA250,TRUE,FALSE),1)","v":3.3333333333333333E-2},{"$f":"INDEX(LINEST(AB249:AB250,AA249:AA250,TRUE,FALSE),2)","v":35.333333333333336},{"$f":"((($I$22-4)/6)*((AC250*$J$22+AD250)-(AC247*$J$22+AD247)))+(AC247*$J$22+AD247)","v":37.941358024691354},10,500,48,{"$f":"INDEX(LINEST(AH249:AH250,AG249:AG250,TRUE,FALSE),1)","v":2.6666666666666672E-2},{"$f":"INDEX(LINEST(AH249:AH250,AG249:AG250,TRUE,FALSE),2)","v":34.666666666666664},{"$f":"((($I$22-4)/6)*((AI250*$J$22+AJ250)-(AI247*$J$22+AJ247)))+(AI247*$J$22+AJ247)","v":34.121913580246911},10,500,45,{"$f":"INDEX(LINEST(AN249:AN250,AM249:AM250,TRUE,FALSE),1)","v":3.6666666666666674E-2},{"$f":"INDEX(LINEST(AN249:AN250,AM249:AM250,TRUE,FALSE),2)","v":26.666666666666664},{"$f":"((($I$22-4)/6)*((AO250*$J$22+AP250)-(AO247*$J$22+AP247)))+(AO247*$J$22+AP247)","v":30.731481481481477},10,500,45,{"$f":"INDEX(LINEST(AT249:AT250,AS249:AS250,TRUE,FALSE),1)","v":4.3333333333333349E-2},{"$f":"INDEX(LINEST(AT249:AT250,AS249:AS250,TRUE,FALSE),2)","v":23.333333333333329},{"$f":"((($I$22-4)/6)*((AU250*$J$22+AV250)-(AU247*$J$22+AV247)))+(AU247*$J$22+AV247)","v":23.1358024691358},10,500,61,{"$f":"INDEX(LINEST(AZ249:AZ250,AY249:AY250,TRUE,FALSE),1)","v":2.6666666666666672E-2},{"$f":"INDEX(LINEST(AZ249:AZ250,AY249:AY250,TRUE,FALSE),2)","v":47.666666666666664},{"$f":"((($I$22-4)/6)*((BA250*$J$22+BB250)-(BA247*$J$22+BB247)))+(BA247*$J$22+BB247)","v":43.29475308641976}]
[]
["1000x250",1,100,{"$f":"D242+1","v":47},null,null,null,1,100,{"$f":"J242+1","v":44},null,null,null,1,100,{"$f":"P242+1","v":41},null,null,null,1,100,{"$f":"V242+1","v":33},null,null,null,1,100,{"$f":"AB242+1","v":35},null,null,null,1,100,{"$f":"AH242+1","v":31},null,null,null,1,100,{"$f":"AN242+1","v":17},null,null,null,1,100,{"$f":"AT242+1","v":16},null,null,null,1,100,{"$f":"AZ242+1","v":39}]
[null,1,200,50,{"$f":"INDEX(LINEST(D252:D253,C252:C253,TRUE,FALSE),1)","v":2.9999999999999995E-2},{"$f":"INDEX(LINEST(D252:D253,C252:C253,TRUE,FALSE),2)","v":44},null,1,200,46,{"$f":"INDEX(LINEST(J252:J253,I252:I253,TRUE,FALSE),1)","v":2.0000000000000004E-2},{"$f":"INDEX(LINEST(J252:J253,I252:I253,TRUE,FALSE),2)","v":42},null,1,200,47,{"$f":"INDEX(LINEST(P252:P253,O252:O253,TRUE,FALSE),1)","v":5.9999999999999991E-2},{"$f":"INDEX(LINEST(P252:P253,O252:O253,TRUE,FALSE),2)","v":35},null,1,200,38,{"$f":"INDEX(LINEST(V252:V253,U252:U253,TRUE,FALSE),1)","v":0.05},{"$f":"INDEX(LINEST(V252:V253,U252:U253,TRUE,FALSE),2)","v":28},null,1,200,37,{"$f":"INDEX(LINEST(AB252:AB253,AA252:AA253,TRUE,FALSE),1)","v":2.0000000000000004E-2},{"$f":"INDEX(LINEST(AB252:AB253,AA252:AA253,TRUE,FALSE),2)","v":33},null,1,200,43,{"$f":"INDEX(LINEST(AH252:AH253,AG252:AG253,TRUE,FALSE),1)","v":0.11999999999999998},{"$f":"INDEX(LINEST(AH252:AH253,AG252:AG253,TRUE,FALSE),2)","v":19.000000000000004},null,1,200,26,{"$f":"INDEX(LINEST(AN252:AN253,AM252:AM253,TRUE,FALSE),1)","v":0.09},{"$f":"INDEX(LINEST(AN252:AN253,AM252:AM253,TRUE,FALSE),2)","v":8},null,1,200,21,{"$f":"INDEX(LINEST(AT252:AT253,AS252:AS253,TRUE,FALSE),1)","v":0.05},{"$f":"INDEX(LINEST(AT252:AT253,AS252:AS253,TRUE,FALSE),2)","v":11},null,1,200,46,{"$f":"INDEX(LINEST(AZ252:AZ253,AY252:AY253,TRUE,FALSE),1)","v":7.0000000000000021E-2},{"$f":"INDEX(LINEST(AZ252:AZ253,AY252:AY253,TRUE,FALSE),2)","v":31.999999999999996}]
[null,1,500,55,{"$f":"INDEX(LINEST(D253:D254,C253:C254,TRUE,FALSE),1)","v":1.6666666666666666E-2},{"$f":"INDEX(LINEST(D253:D254,C253:C254,TRUE,FALSE),2)","v":46.666666666666664},null,1,500,50,{"$f":"INDEX(LINEST(J253:J254,I253:I254,TRUE,FALSE),1)","v":1.3333333333333336E-2},{"$f":"INDEX(LINEST(J253:J254,I253:I254,TRUE,FALSE),2)","v":43.333333333333329},null,1,500,52,{"$f":"INDEX(LINEST(P253:P254,O253:O254,TRUE,FALSE),1)","v":1.6666666666666666E-2},{"$f":"INDEX(LINEST(P253:P254,O253:O254,TRUE,FALSE),2)","v":43.666666666666664},null,1,500,47,{"$f":"INDEX(LINEST(V253:V254,U253:U254,TRUE,FALSE),1)","v":0.03},{"$f":"INDEX(LINEST(V253:V254,U253:U254,TRUE,FALSE),2)","v":32},null,1,500,43,{"$f":"INDEX(LINEST(AB253:AB254,AA253:AA254,TRUE,FALSE),1)","v":2.0000000000000007E-2},{"$f":"INDEX(LINEST(AB253:AB254,AA253:AA254,TRUE,FALSE),2)","v":33},null,1,500,47,{"$f":"INDEX(LINEST(AH253:AH254,AG253:AG254,TRUE,FALSE),1)","v":1.3333333333333336E-2},{"$f":"INDEX(LINEST(AH253:AH254,AG253:AG254,TRUE,FALSE),2)","v":40.333333333333329},null,1,500,35,{"$f":"INDEX(LINEST(AN253:AN254,AM253:AM254,TRUE,FALSE),1)","v":0.03},{"$f":"INDEX(LINEST(AN253:AN254,AM253:AM254,TRUE,FALSE),2)","v":20},null,1,500,52,{"$f":"INDEX(LINEST(AT253:AT254,AS253:AS254,TRUE,FALSE),1)","v":0.10333333333333333},{"$f":"INDEX(LINEST(AT253:AT254,AS253:AS254,TRUE,FALSE),2)","v":0.3333333333333357},null,1,500,52,{"$f":"INDEX(LINEST(AZ253:AZ254,AY253:AY254,TRUE,FALSE),1)","v":2.0000000000000007E-2},{"$f":"INDEX(LINEST(AZ253:AZ254,AY253:AY254,TRUE,FALSE),2)","v":42}]
[null,4,100,57,null,null,null,4,100,49,null,null,null,4,100,45,null,null,null,4,100,37,null,null,null,4,100,35,null,null,null,4,100,33,null,null,null,4,100,24,null,null,null,4,100,20,null,null,null,4,100,42]
[null,4,200,62,{"$f":"INDEX(LINEST(D255:D256,C255:C256,TRUE,FALSE),1)","v":0.05},{"$f":"INDEX(LINEST(D255:D256,C255:C256,TRUE,FALSE),2)","v":52},{"$f":"((($I$23-1)/3)*((E256*$J$23+F256)-(E253*$J$23+F253)))+(E253*$J$23+F253)","v":48.907407407407405},4,200,56,{"$f":"INDEX(LINEST(J255:J256,I255:I256,TRUE,FALSE),1)","v":7.0000000000000021E-2},{"$f":"INDEX(LINEST(J255:J256,I255:I256,TRUE,FALSE),2)","v":42},{"$f":"((($I$23-1)/3)*((K256*$J$23+L256)-(K253*$J$23+L253)))+(K253*$J$23+L253)","v":45.277777777777779},4,200,51,{"$f":"INDEX(LINEST(P255:P256,O255:O256,TRUE,FALSE),1)","v":5.9999999999999991E-2},{"$f":"INDEX(LINEST(P255:P256,O255:O256,TRUE,FALSE),2)","v":39},{"$f":"((($I$23-1)/3)*((Q256*$J$23+R256)-(Q253*$J$23+R253)))+(Q253*$J$23+R253)","v":44.148148148148145},4,200,45,{"$f":"INDEX(LINEST(V255:V256,U255:U256,TRUE,FALSE),1)","v":8.0000000000000016E-2},{"$f":"INDEX(LINEST(V255:V256,U255:U256,TRUE,FALSE),2)","v":29},{"$f":"((($I$23-1)/3)*((W256*$J$23+X256)-(W253*$J$23+X253)))+(W253*$J$23+X253)","v":35.703703703703702},4,200,41,{"$f":"INDEX(LINEST(AB255:AB256,AA255:AA256,TRUE,FALSE),1)","v":5.9999999999999991E-2},{"$f":"INDEX(LINEST(AB255:AB256,AA255:AA256,TRUE,FALSE),2)","v":29},{"$f":"((($I$23-1)/3)*((AC256*$J$23+AD256)-(AC253*$J$23+AD253)))+(AC253*$J$23+AD253)","v":36.074074074074076},4,200,38,{"$f":"INDEX(LINEST(AH255:AH256,AG255:AG256,TRUE,FALSE),1)","v":0.05},{"$f":"INDEX(LINEST(AH255:AH256,AG255:AG256,TRUE,FALSE),2)","v":28},{"$f":"((($I$23-1)/3)*((AI256*$J$23+AJ256)-(AI253*$J$23+AJ253)))+(AI253*$J$23+AJ253)","v":36.944444444444443},4,200,34,{"$f":"INDEX(LINEST(AN255:AN256,AM255:AM256,TRUE,FALSE),1)","v":0.1},{"$f":"INDEX(LINEST(AN255:AN256,AM255:AM256,TRUE,FALSE),2)","v":14},{"$f":"((($I$23-1)/3)*((AO256*$J$23+AP256)-(AO253*$J$23+AP253)))+(AO253*$J$23+AP253)","v":21.777777777777779},4,200,28,{"$f":"INDEX(LINEST(AT255:AT256,AS255:AS256,TRUE,FALSE),1)","v":8.0000000000000016E-2},{"$f":"INDEX(LINEST(AT255:AT256,AS255:AS256,TRUE,FALSE),2)","v":11.999999999999998},{"$f":"((($I$23-1)/3)*((AU256*$J$23+AV256)-(AU253*$J$23+AV253)))+(AU253*$J$23+AV253)","v":18.703703703703702},4,200,48,{"$f":"INDEX(LINEST(AZ255:AZ256,AY255:AY256,TRUE,FALSE),1)","v":5.9999999999999991E-2},{"$f":"INDEX(LINEST(AZ255:AZ256,AY255:AY256,TRUE,FALSE),2)","v":36},{"$f":"((($I$23-1)/3)*((BA256*$J$23+BB256)-(BA253*$J$23+BB253)))+(BA253*$J$23+BB253)","v":42.592592592592595}]
[null,4,500,68,{"$f":"INDEX(LINEST(D256:D257,C256:C257,TRUE,FALSE),1)","v":2.0000000000000007E-2},{"$f":"INDEX(LINEST(D256:D257,C256:C257,TRUE,FALSE),2)","v":58},{"$f":"((($I$23-1)/3)*((E257*$J$23+F257)-(E254*$J$23+F254)))+(E254*$J$23+F254)","v":49.604938271604937},4,500,59,{"$f":"INDEX(LINEST(J256:J257,I256:I257,TRUE,FALSE),1)","v":1.0000000000000004E-2},{"$f":"INDEX(LINEST(J256:J257,I256:I257,TRUE,FALSE),2)","v":54},{"$f":"((($I$23-1)/3)*((K257*$J$23+L257)-(K254*$J$23+L254)))+(K254*$J$23+L254)","v":45.709876543209873},4,500,55,{"$f":"INDEX(LINEST(P256:P257,O256:O257,TRUE,FALSE),1)","v":1.3333333333333336E-2},{"$f":"INDEX(LINEST(P256:P257,O256:O257,TRUE,FALSE),2)","v":48.333333333333329},{"$f":"((($I$23-1)/3)*((Q257*$J$23+R257)-(Q254*$J$23+R254)))+(Q254*$J$23+R254)","v":46.320987654320987},4,500,50,{"$f":"INDEX(LINEST(V256:V257,U256:U257,TRUE,FALSE),1)","v":1.6666666666666666E-2},{"$f":"INDEX(LINEST(V256:V257,U256:U257,TRUE,FALSE),2)","v":41.666666666666664},{"$f":"((($I$23-1)/3)*((W257*$J$23+X257)-(W254*$J$23+X254)))+(W254*$J$23+X254)","v":36.783950617283949},4,500,49,{"$f":"INDEX(LINEST(AB256:AB257,AA256:AA257,TRUE,FALSE),1)","v":2.6666666666666672E-2},{"$f":"INDEX(LINEST(AB256:AB257,AA256:AA257,TRUE,FALSE),2)","v":35.666666666666664},{"$f":"((($I$23-1)/3)*((AC257*$J$23+AD257)-(AC254*$J$23+AD254)))+(AC254*$J$23+AD254)","v":36.135802469135804},4,500,47,{"$f":"INDEX(LINEST(AH256:AH257,AG256:AG257,TRUE,FALSE),1)","v":0.03},{"$f":"INDEX(LINEST(AH256:AH257,AG256:AG257,TRUE,FALSE),2)","v":32},{"$f":"((($I$23-1)/3)*((AI257*$J$23+AJ257)-(AI254*$J$23+AJ254)))+(AI254*$J$23+AJ254)","v":42.117283950617278},4,500,45,{"$f":"INDEX(LINEST(AN256:AN257,AM256:AM257,TRUE,FALSE),1)","v":3.6666666666666674E-2},{"$f":"INDEX(LINEST(AN256:AN257,AM256:AM257,TRUE,FALSE),2)","v":26.666666666666664},{"$f":"((($I$23-1)/3)*((AO257*$J$23+AP257)-(AO254*$J$23+AP254)))+(AO254*$J$23+AP254)","v":24.783950617283949},4,500,39,{"$f":"INDEX(LINEST(AT256:AT257,AS256:AS257,TRUE,FALSE),1)","v":3.6666666666666674E-2},{"$f":"INDEX(LINEST(AT256:AT257,AS256:AS257,TRUE,FALSE),2)","v":20.666666666666664},{"$f":"((($I$23-1)/3)*((AU257*$J$23+AV257)-(AU254*$J$23+AV254)))+(AU254*$J$23+AV254)","v":16.216049382716051},4,500,55,{"$f":"INDEX(LINEST(AZ256:AZ257,AY256:AY257,TRUE,FALSE),1)","v":2.3333333333333331E-2},{"$f":"INDEX(LINEST(AZ256:AZ257,AY256:AY257,TRUE,FALSE),2)","v":43.333333333333336},{"$f":"((($I$23-1)/3)*((BA257*$J$23+BB257)-(BA254*$J$23+BB254)))+(BA254*$J$23+BB254)","v":45.067901234567898}]
[null,10,100,63,null,null,null,10,100,59,null,null,null,10,100,49,null,null,null,10,100,41,null,null,null,10,100,36,null,null,null,10,100,31,null,null,null,10,100,27,null,null,null,10,100,25,null,null,null,10,100,47]
[null,10,200,75,{"$f":"INDEX(LINEST(D258:D259,C258:C259,TRUE,FALSE),1)","v":0.11999999999999998},{"$f":"INDEX(LINEST(D258:D259,C258:C259,TRUE,FALSE),2)","v":51},{"$f":"((($I$23-4)/6)*((E259*$J$23+F259)-(E256*$J$23+F256)))+(E256*$J$23+F256)","v":54.925925925925924},10,200,65,{"$f":"INDEX(LINEST(J258:J259,I258:I259,TRUE,FALSE),1)","v":5.9999999999999991E-2},{"$f":"INDEX(LINEST(J258:J259,I258:I259,TRUE,FALSE),2)","v":53},{"$f":"((($I$23-4)/6)*((K259*$J$23+L259)-(K256*$J$23+L256)))+(K256*$J$23+L256)","v":47.925925925925924},10,200,56,{"$f":"INDEX(LINEST(P258:P259,O258:O259,TRUE,FALSE),1)","v":7.0000000000000021E-2},{"$f":"INDEX(LINEST(P258:P259,O258:O259,TRUE,FALSE),2)","v":42},{"$f":"((($I$23-4)/6)*((Q259*$J$23+R259)-(Q256*$J$23+R256)))+(Q256*$J$23+R256)","v":45.833333333333336},10,200,48,{"$f":"INDEX(LINEST(V258:V259,U258:U259,TRUE,FALSE),1)","v":7.0000000000000021E-2},{"$f":"INDEX(LINEST(V258:V259,U258:U259,TRUE,FALSE),2)","v":34},{"$f":"((($I$23-4)/6)*((W259*$J$23+X259)-(W256*$J$23+X256)))+(W256*$J$23+X256)","v":39.314814814814817},10,200,43,{"$f":"INDEX(LINEST(AB258:AB259,AA258:AA259,TRUE,FALSE),1)","v":7.0000000000000021E-2},{"$f":"INDEX(LINEST(AB258:AB259,AA258:AA259,TRUE,FALSE),2)","v":28.999999999999996},{"$f":"((($I$23-4)/6)*((AC259*$J$23+AD259)-(AC256*$J$23+AD256)))+(AC256*$J$23+AD256)","v":37.277777777777779},10,200,41,{"$f":"INDEX(LINEST(AH258:AH259,AG258:AG259,TRUE,FALSE),1)","v":0.1},{"$f":"INDEX(LINEST(AH258:AH259,AG258:AG259,TRUE,FALSE),2)","v":21},{"$f":"((($I$23-4)/6)*((AI259*$J$23+AJ259)-(AI256*$J$23+AJ256)))+(AI256*$J$23+AJ256)","v":35.25925925925926},10,200,35,{"$f":"INDEX(LINEST(AN258:AN259,AM258:AM259,TRUE,FALSE),1)","v":8.0000000000000016E-2},{"$f":"INDEX(LINEST(AN258:AN259,AM258:AM259,TRUE,FALSE),2)","v":19},{"$f":"((($I$23-4)/6)*((AO259*$J$23+AP259)-(AO256*$J$23+AP256)))+(AO256*$J$23+AP256)","v":28.037037037037038},10,200,33,{"$f":"INDEX(LINEST(AT258:AT259,AS258:AS259,TRUE,FALSE),1)","v":8.0000000000000016E-2},{"$f":"INDEX(LINEST(AT258:AT259,AS258:AS259,TRUE,FALSE),2)","v":17},{"$f":"((($I$23-4)/6)*((AU259*$J$23+AV259)-(AU256*$J$23+AV256)))+(AU256*$J$23+AV256)","v":21.592592592592592},10,200,54,{"$f":"INDEX(LINEST(AZ258:AZ259,AY258:AY259,TRUE,FALSE),1)","v":7.0000000000000021E-2},{"$f":"INDEX(LINEST(AZ258:AZ259,AY258:AY259,TRUE,FALSE),2)","v":40},{"$f":"((($I$23-4)/6)*((BA259*$J$23+BB259)-(BA256*$J$23+BB256)))+(BA256*$J$23+BB256)","v":42.351851851851855}]
[null,10,500,79,{"$f":"INDEX(LINEST(D259:D260,C259:C260,TRUE,FALSE),1)","v":1.3333333333333336E-2},{"$f":"INDEX(LINEST(D259:D260,C259:C260,TRUE,FALSE),2)","v":72.333333333333329},{"$f":"((($I$23-4)/6)*((E260*$J$23+F260)-(E257*$J$23+F257)))+(E257*$J$23+F257)","v":54.580246913580247},10,500,73,{"$f":"INDEX(LINEST(J259:J260,I259:I260,TRUE,FALSE),1)","v":2.6666666666666672E-2},{"$f":"INDEX(LINEST(J259:J260,I259:I260,TRUE,FALSE),2)","v":59.666666666666664},{"$f":"((($I$23-4)/6)*((K260*$J$23+L260)-(K257*$J$23+L257)))+(K257*$J$23+L257)","v":51.567901234567906},10,500,65,{"$f":"INDEX(LINEST(P259:P260,O259:O260,TRUE,FALSE),1)","v":0.03},{"$f":"INDEX(LINEST(P259:P260,O259:O260,TRUE,FALSE),2)","v":50},{"$f":"((($I$23-4)/6)*((Q260*$J$23+R260)-(Q257*$J$23+R257)))+(Q257*$J$23+R257)","v":48.327160493827151},10,500,56,{"$f":"INDEX(LINEST(V259:V260,U259:U260,TRUE,FALSE),1)","v":2.6666666666666672E-2},{"$f":"INDEX(LINEST(V259:V260,U259:U260,TRUE,FALSE),2)","v":42.666666666666664},{"$f":"((($I$23-4)/6)*((W260*$J$23+X260)-(W257*$J$23+X257)))+(W257*$J$23+X257)","v":42.962962962962962},10,500,53,{"$f":"INDEX(LINEST(AB259:AB260,AA259:AA260,TRUE,FALSE),1)","v":3.3333333333333333E-2},{"$f":"INDEX(LINEST(AB259:AB260,AA259:AA260,TRUE,FALSE),2)","v":36.333333333333336},{"$f":"((($I$23-4)/6)*((AC260*$J$23+AD260)-(AC257*$J$23+AD257)))+(AC257*$J$23+AD257)","v":38.864197530864196},10,500,49,{"$f":"INDEX(LINEST(AH259:AH260,AG259:AG260,TRUE,FALSE),1)","v":2.6666666666666672E-2},{"$f":"INDEX(LINEST(AH259:AH260,AG259:AG260,TRUE,FALSE),2)","v":35.666666666666664},{"$f":"((($I$23-4)/6)*((AI260*$J$23+AJ260)-(AI257*$J$23+AJ257)))+(AI257*$J$23+AJ257)","v":34.97530864197531},10,500,46,{"$f":"INDEX(LINEST(AN259:AN260,AM259:AM260,TRUE,FALSE),1)","v":3.6666666666666674E-2},{"$f":"INDEX(LINEST(AN259:AN260,AM259:AM260,TRUE,FALSE),2)","v":27.666666666666664},{"$f":"((($I$23-4)/6)*((AO260*$J$23+AP260)-(AO257*$J$23+AP257)))+(AO257*$J$23+AP257)","v":31.685185185185183},10,500,46,{"$f":"INDEX(LINEST(AT259:AT260,AS259:AS260,TRUE,FALSE),1)","v":4.3333333333333349E-2},{"$f":"INDEX(LINEST(AT259:AT260,AS259:AS260,TRUE,FALSE),2)","v":24.333333333333329},{"$f":"((($I$23-4)/6)*((AU260*$J$23+AV260)-(AU257*$J$23+AV257)))+(AU257*$J$23+AV257)","v":23.91975308641975},10,500,62,{"$f":"INDEX(LINEST(AZ259:AZ260,AY259:AY260,TRUE,FALSE),1)","v":2.6666666666666672E-2},{"$f":"INDEX(LINEST(AZ259:AZ260,AY259:AY260,TRUE,FALSE),2)","v":48.666666666666664},{"$f":"((($I$23-4)/6)*((BA260*$J$23+BB260)-(BA257*$J$23+BB257)))+(BA257*$J$23+BB257)","v":44.024691358024697}]
[]
["300x300",1,100,{"$f":"D272-1","v":43},null,null,null,1,100,{"$f":"J272-1","v":39},null,null,null,1,100,{"$f":"P272-1","v":36},null,null,null,1,100,{"$f":"V272-1","v":29},null,null,null,1,100,{"$f":"AB272-1","v":32},null,null,null,1,100,{"$f":"AH272-1","v":26},null,null,null,1,100,{"$f":"AN272-1","v":12},null,null,null,1,100,{"$f":"AT272-1","v":11},null,null,null,1,100,{"$f":"AZ272-1","v":35}]
[null,1,200,44,{"$f":"INDEX(LINEST(D262:D263,C262:C263,TRUE,FALSE),1)","v":1.0000000000000002E-2},{"$f":"INDEX(LINEST(D262:D263,C262:C263,TRUE,FALSE),2)","v":42},null,1,200,42,{"$f":"INDEX(LINEST(J262:J263,I262:I263,TRUE,FALSE),1)","v":2.9999999999999995E-2},{"$f":"INDEX(LINEST(J262:J263,I262:I263,TRUE,FALSE),2)","v":36},null,1,200,43,{"$f":"INDEX(LINEST(P262:P263,O262:O263,TRUE,FALSE),1)","v":7.0000000000000021E-2},{"$f":"INDEX(LINEST(P262:P263,O262:O263,TRUE,FALSE),2)","v":28.999999999999996},null,1,200,34,{"$f":"INDEX(LINEST(V262:V263,U262:U263,TRUE,FALSE),1)","v":0.05},{"$f":"INDEX(LINEST(V262:V263,U262:U263,TRUE,FALSE),2)","v":24},null,1,200,34,{"$f":"INDEX(LINEST(AB262:AB263,AA262:AA263,TRUE,FALSE),1)","v":2.0000000000000004E-2},{"$f":"INDEX(LINEST(AB262:AB263,AA262:AA263,TRUE,FALSE),2)","v":30},null,1,200,38,{"$f":"INDEX(LINEST(AH262:AH263,AG262:AG263,TRUE,FALSE),1)","v":0.11999999999999998},{"$f":"INDEX(LINEST(AH262:AH263,AG262:AG263,TRUE,FALSE),2)","v":14.000000000000004},null,1,200,22,{"$f":"INDEX(LINEST(AN262:AN263,AM262:AM263,TRUE,FALSE),1)","v":0.1},{"$f":"INDEX(LINEST(AN262:AN263,AM262:AM263,TRUE,FALSE),2)","v":2},null,1,200,16,{"$f":"INDEX(LINEST(AT262:AT263,AS262:AS263,TRUE,FALSE),1)","v":0.05},{"$f":"INDEX(LINEST(AT262:AT263,AS262:AS263,TRUE,FALSE),2)","v":6},null,1,200,42,{"$f":"INDEX(LINEST(AZ262:AZ263,AY262:AY263,TRUE,FALSE),1)","v":7.0000000000000021E-2},{"$f":"INDEX(LINEST(AZ262:AZ263,AY262:AY263,TRUE,FALSE),2)","v":27.999999999999996}]
[null,1,500,50,{"$f":"INDEX(LINEST(D263:D264,C263:C264,TRUE,FALSE),1)","v":2.0000000000000007E-2},{"$f":"INDEX(LINEST(D263:D264,C263:C264,TRUE,FALSE),2)","v":40},null,1,500,46,{"$f":"INDEX(LINEST(J263:J264,I263:I264,TRUE,FALSE),1)","v":1.3333333333333336E-2},{"$f":"INDEX(LINEST(J263:J264,I263:I264,TRUE,FALSE),2)","v":39.333333333333329},null,1,500,48,{"$f":"INDEX(LINEST(P263:P264,O263:O264,TRUE,FALSE),1)","v":1.6666666666666666E-2},{"$f":"INDEX(LINEST(P263:P264,O263:O264,TRUE,FALSE),2)","v":39.666666666666664},null,1,500,43,{"$f":"INDEX(LINEST(V263:V264,U263:U264,TRUE,FALSE),1)","v":0.03},{"$f":"INDEX(LINEST(V263:V264,U263:U264,TRUE,FALSE),2)","v":28},null,1,500,39,{"$f":"INDEX(LINEST(AB263:AB264,AA263:AA264,TRUE,FALSE),1)","v":1.6666666666666666E-2},{"$f":"INDEX(LINEST(AB263:AB264,AA263:AA264,TRUE,FALSE),2)","v":30.666666666666668},null,1,500,43,{"$f":"INDEX(LINEST(AH263:AH264,AG263:AG264,TRUE,FALSE),1)","v":1.6666666666666666E-2},{"$f":"INDEX(LINEST(AH263:AH264,AG263:AG264,TRUE,FALSE),2)","v":34.666666666666664},null,1,500,32,{"$f":"INDEX(LINEST(AN263:AN264,AM263:AM264,TRUE,FALSE),1)","v":3.3333333333333333E-2},{"$f":"INDEX(LINEST(AN263:AN264,AM263:AM264,TRUE,FALSE),2)","v":15.333333333333334},null,1,500,29,{"$f":"INDEX(LINEST(AT263:AT264,AS263:AS264,TRUE,FALSE),1)","v":4.3333333333333349E-2},{"$f":"INDEX(LINEST(AT263:AT264,AS263:AS264,TRUE,FALSE),2)","v":7.3333333333333286},null,1,500,47,{"$f":"INDEX(LINEST(AZ263:AZ264,AY263:AY264,TRUE,FALSE),1)","v":1.6666666666666666E-2},{"$f":"INDEX(LINEST(AZ263:AZ264,AY263:AY264,TRUE,FALSE),2)","v":38.666666666666664}]
[null,4,100,50,null,null,null,4,100,44,null,null,null,4,100,41,null,null,null,4,100,34,null,null,null,4,100,31,null,null,null,4,100,28,null,null,null,4,100,19,null,null,null,4,100,19,null,null,null,4,100,38]
[null,4,200,57,{"$f":"INDEX(LINEST(D265:D266,C265:C266,TRUE,FALSE),1)","v":7.0000000000000021E-2},{"$f":"INDEX(LINEST(D265:D266,C265:C266,TRUE,FALSE),2)","v":43},{"$f":"((($I$24-1)/3)*((E266*$J$24+F266)-(E263*$J$24+F263)))+(E263*$J$24+F263)","v":50.454732510288068},4,200,51,{"$f":"INDEX(LINEST(J265:J266,I265:I266,TRUE,FALSE),1)","v":7.0000000000000021E-2},{"$f":"INDEX(LINEST(J265:J266,I265:I266,TRUE,FALSE),2)","v":37},{"$f":"((($I$24-1)/3)*((K266*$J$24+L266)-(K263*$J$24+L263)))+(K263*$J$24+L263)","v":45.368312757201643},4,200,46,{"$f":"INDEX(LINEST(P265:P266,O265:O266,TRUE,FALSE),1)","v":0.05},{"$f":"INDEX(LINEST(P265:P266,O265:O266,TRUE,FALSE),2)","v":36},{"$f":"((($I$24-1)/3)*((Q266*$J$24+R266)-(Q263*$J$24+R263)))+(Q263*$J$24+R263)","v":42.281893004115226},4,200,42,{"$f":"INDEX(LINEST(V265:V266,U265:U266,TRUE,FALSE),1)","v":8.0000000000000016E-2},{"$f":"INDEX(LINEST(V265:V266,U265:U266,TRUE,FALSE),2)","v":26},{"$f":"((($I$24-1)/3)*((W266*$J$24+X266)-(W263*$J$24+X263)))+(W263*$J$24+X263)","v":36.020576131687243},4,200,38,{"$f":"INDEX(LINEST(AB265:AB266,AA265:AA266,TRUE,FALSE),1)","v":7.0000000000000021E-2},{"$f":"INDEX(LINEST(AB265:AB266,AA265:AA266,TRUE,FALSE),2)","v":23.999999999999996},{"$f":"((($I$24-1)/3)*((AC266*$J$24+AD266)-(AC263*$J$24+AD263)))+(AC263*$J$24+AD263)","v":34.043209876543209},4,200,34,{"$f":"INDEX(LINEST(AH265:AH266,AG265:AG266,TRUE,FALSE),1)","v":5.9999999999999991E-2},{"$f":"INDEX(LINEST(AH265:AH266,AG265:AG266,TRUE,FALSE),2)","v":22},{"$f":"((($I$24-1)/3)*((AI266*$J$24+AJ266)-(AI263*$J$24+AJ263)))+(AI263*$J$24+AJ263)","v":31.304526748971192},4,200,28,{"$f":"INDEX(LINEST(AN265:AN266,AM265:AM266,TRUE,FALSE),1)","v":0.09},{"$f":"INDEX(LINEST(AN265:AN266,AM265:AM266,TRUE,FALSE),2)","v":10},{"$f":"((($I$24-1)/3)*((AO266*$J$24+AP266)-(AO263*$J$24+AP263)))+(AO263*$J$24+AP263)","v":21.520576131687243},4,200,23,{"$f":"INDEX(LINEST(AT265:AT266,AS265:AS266,TRUE,FALSE),1)","v":4.0000000000000008E-2},{"$f":"INDEX(LINEST(AT265:AT266,AS265:AS266,TRUE,FALSE),2)","v":15},{"$f":"((($I$24-1)/3)*((AU266*$J$24+AV266)-(AU263*$J$24+AV263)))+(AU263*$J$24+AV263)","v":18.716049382716051},4,200,44,{"$f":"INDEX(LINEST(AZ265:AZ266,AY265:AY266,TRUE,FALSE),1)","v":5.9999999999999991E-2},{"$f":"INDEX(LINEST(AZ265:AZ266,AY265:AY266,TRUE,FALSE),2)","v":32},{"$f":"((($I$24-1)/3)*((BA266*$J$24+BB266)-(BA263*$J$24+BB263)))+(BA263*$J$24+BB263)","v":40.238683127572017}]
[null,4,500,62,{"$f":"INDEX(LINEST(D266:D267,C266:C267,TRUE,FALSE),1)","v":1.6666666666666666E-2},{"$f":"INDEX(LINEST(D266:D267,C266:C267,TRUE,FALSE),2)","v":53.666666666666664},{"$f":"((($I$24-1)/3)*((E267*$J$24+F267)-(E264*$J$24+F264)))+(E264*$J$24+F264)","v":52.157064471879281},4,500,55,{"$f":"INDEX(LINEST(J266:J267,I266:I267,TRUE,FALSE),1)","v":1.3333333333333336E-2},{"$f":"INDEX(LINEST(J266:J267,I266:I267,TRUE,FALSE),2)","v":48.333333333333329},{"$f":"((($I$24-1)/3)*((K267*$J$24+L267)-(K264*$J$24+L264)))+(K264*$J$24+L264)","v":47.592592592592588},4,500,50,{"$f":"INDEX(LINEST(P266:P267,O266:O267,TRUE,FALSE),1)","v":1.3333333333333336E-2},{"$f":"INDEX(LINEST(P266:P267,O266:O267,TRUE,FALSE),2)","v":43.333333333333329},{"$f":"((($I$24-1)/3)*((Q267*$J$24+R267)-(Q264*$J$24+R264)))+(Q264*$J$24+R264)","v":44.368998628257884},4,500,46,{"$f":"INDEX(LINEST(V266:V267,U266:U267,TRUE,FALSE),1)","v":1.3333333333333336E-2},{"$f":"INDEX(LINEST(V266:V267,U266:U267,TRUE,FALSE),2)","v":39.333333333333329},{"$f":"((($I$24-1)/3)*((W267*$J$24+X267)-(W264*$J$24+X264)))+(W264*$J$24+X264)","v":38.643347050754457},4,500,46,{"$f":"INDEX(LINEST(AB266:AB267,AA266:AA267,TRUE,FALSE),1)","v":2.6666666666666672E-2},{"$f":"INDEX(LINEST(AB266:AB267,AA266:AA267,TRUE,FALSE),2)","v":32.666666666666664},{"$f":"((($I$24-1)/3)*((AC267*$J$24+AD267)-(AC264*$J$24+AD264)))+(AC264*$J$24+AD264)","v":35.600823045267489},4,500,44,{"$f":"INDEX(LINEST(AH266:AH267,AG266:AG267,TRUE,FALSE),1)","v":3.3333333333333333E-2},{"$f":"INDEX(LINEST(AH266:AH267,AG266:AG267,TRUE,FALSE),2)","v":27.333333333333336},{"$f":"((($I$24-1)/3)*((AI267*$J$24+AJ267)-(AI264*$J$24+AJ264)))+(AI264*$J$24+AJ264)","v":33.805212620027433},4,500,40,{"$f":"INDEX(LINEST(AN266:AN267,AM266:AM267,TRUE,FALSE),1)","v":4.0000000000000015E-2},{"$f":"INDEX(LINEST(AN266:AN267,AM266:AM267,TRUE,FALSE),2)","v":19.999999999999993},{"$f":"((($I$24-1)/3)*((AO267*$J$24+AP267)-(AO264*$J$24+AP264)))+(AO264*$J$24+AP264)","v":24.274348422496566},4,500,33,{"$f":"INDEX(LINEST(AT266:AT267,AS266:AS267,TRUE,FALSE),1)","v":3.3333333333333333E-2},{"$f":"INDEX(LINEST(AT266:AT267,AS266:AS267,TRUE,FALSE),2)","v":16.333333333333336},{"$f":"((($I$24-1)/3)*((AU267*$J$24+AV267)-(AU264*$J$24+AV264)))+(AU264*$J$24+AV264)","v":19.049382716049383},4,500,51,{"$f":"INDEX(LINEST(AZ266:AZ267,AY266:AY267,TRUE,FALSE),1)","v":2.3333333333333331E-2},{"$f":"INDEX(LINEST(AZ266:AZ267,AY266:AY267,TRUE,FALSE),2)","v":39.333333333333336},{"$f":"((($I$24-1)/3)*((BA267*$J$24+BB267)-(BA264*$J$24+BB264)))+(BA264*$J$24+BB264)","v":42.325788751714676}]
[null,10,100,59,null,null,null,10,100,56,null,null,null,10,100,46,null,null,null,10,100,37,null,null,null,10,100,32,null,null,null,10,100,27,null,null,null,10,100,25,null,null,null,10,100,23,null,null,null,10,100,44]
[null,10,200,69,{"$f":"INDEX(LINEST(D268:D269,C268:C269,TRUE,FALSE),1)","v":0.1},{"$f":"INDEX(LINEST(D268:D269,C268:C269,TRUE,FALSE),2)","v":49},{"$f":"((($I$24-4)/6)*((E269*$J$24+F269)-(E266*$J$24+F266)))+(E266*$J$24+F266)","v":51.901234567901234},10,200,61,{"$f":"INDEX(LINEST(J268:J269,I268:I269,TRUE,FALSE),1)","v":0.05},{"$f":"INDEX(LINEST(J268:J269,I268:I269,TRUE,FALSE),2)","v":51},{"$f":"((($I$24-4)/6)*((K269*$J$24+L269)-(K266*$J$24+L266)))+(K266*$J$24+L266)","v":45.825102880658434},10,200,52,{"$f":"INDEX(LINEST(P268:P269,O268:O269,TRUE,FALSE),1)","v":5.9999999999999991E-2},{"$f":"INDEX(LINEST(P268:P269,O268:O269,TRUE,FALSE),2)","v":40},{"$f":"((($I$24-4)/6)*((Q269*$J$24+R269)-(Q266*$J$24+R266)))+(Q266*$J$24+R266)","v":42.662551440329217},10,200,44,{"$f":"INDEX(LINEST(V268:V269,U268:U269,TRUE,FALSE),1)","v":7.0000000000000021E-2},{"$f":"INDEX(LINEST(V268:V269,U268:U269,TRUE,FALSE),2)","v":29.999999999999996},{"$f":"((($I$24-4)/6)*((W269*$J$24+X269)-(W266*$J$24+X266)))+(W266*$J$24+X266)","v":37.619341563786008},10,200,39,{"$f":"INDEX(LINEST(AB268:AB269,AA268:AA269,TRUE,FALSE),1)","v":7.0000000000000021E-2},{"$f":"INDEX(LINEST(AB268:AB269,AA268:AA269,TRUE,FALSE),2)","v":24.999999999999996},{"$f":"((($I$24-4)/6)*((AC269*$J$24+AD269)-(AC266*$J$24+AD266)))+(AC266*$J$24+AD266)","v":34.347736625514401},10,200,36,{"$f":"INDEX(LINEST(AH268:AH269,AG268:AG269,TRUE,FALSE),1)","v":0.09},{"$f":"INDEX(LINEST(AH268:AH269,AG268:AG269,TRUE,FALSE),2)","v":18},{"$f":"((($I$24-4)/6)*((AI269*$J$24+AJ269)-(AI266*$J$24+AJ266)))+(AI266*$J$24+AJ266)","v":30.9238683127572},10,200,31,{"$f":"INDEX(LINEST(AN268:AN269,AM268:AM269,TRUE,FALSE),1)","v":5.9999999999999991E-2},{"$f":"INDEX(LINEST(AN268:AN269,AM268:AM269,TRUE,FALSE),2)","v":19},{"$f":"((($I$24-4)/6)*((AO269*$J$24+AP269)-(AO266*$J$24+AP266)))+(AO266*$J$24+AP266)","v":22.814814814814813},10,200,30,{"$f":"INDEX(LINEST(AT268:AT269,AS268:AS269,TRUE,FALSE),1)","v":7.0000000000000021E-2},{"$f":"INDEX(LINEST(AT268:AT269,AS268:AS269,TRUE,FALSE),2)","v":15.999999999999996},{"$f":"((($I$24-4)/6)*((AU269*$J$24+AV269)-(AU266*$J$24+AV266)))+(AU266*$J$24+AV266)","v":20.162551440329217},10,200,50,{"$f":"INDEX(LINEST(AZ268:AZ269,AY268:AY269,TRUE,FALSE),1)","v":5.9999999999999991E-2},{"$f":"INDEX(LINEST(AZ268:AZ269,AY268:AY269,TRUE,FALSE),2)","v":38},{"$f":"((($I$24-4)/6)*((BA269*$J$24+BB269)-(BA266*$J$24+BB266)))+(BA266*$J$24+BB266)","v":40.086419753086417}]
[null,10,500,75,{"$f":"INDEX(LINEST(D269:D270,C269:C270,TRUE,FALSE),1)","v":2.0000000000000007E-2},{"$f":"INDEX(LINEST(D269:D270,C269:C270,TRUE,FALSE),2)","v":65},{"$f":"((($I$24-4)/6)*((E270*$J$24+F270)-(E267*$J$24+F267)))+(E267*$J$24+F267)","v":54.364883401920437},10,500,69,{"$f":"INDEX(LINEST(J269:J270,I269:I270,TRUE,FALSE),1)","v":2.6666666666666672E-2},{"$f":"INDEX(LINEST(J269:J270,I269:I270,TRUE,FALSE),2)","v":55.666666666666664},{"$f":"((($I$24-4)/6)*((K270*$J$24+L270)-(K267*$J$24+L267)))+(K267*$J$24+L267)","v":48.912208504801093},10,500,60,{"$f":"INDEX(LINEST(P269:P270,O269:O270,TRUE,FALSE),1)","v":2.6666666666666672E-2},{"$f":"INDEX(LINEST(P269:P270,O269:O270,TRUE,FALSE),2)","v":46.666666666666664},{"$f":"((($I$24-4)/6)*((Q270*$J$24+R270)-(Q267*$J$24+R267)))+(Q267*$J$24+R267)","v":44.521262002743477},10,500,51,{"$f":"INDEX(LINEST(V269:V270,U269:U270,TRUE,FALSE),1)","v":2.3333333333333331E-2},{"$f":"INDEX(LINEST(V269:V270,U269:U270,TRUE,FALSE),2)","v":39.333333333333336},{"$f":"((($I$24-4)/6)*((W270*$J$24+X270)-(W267*$J$24+X267)))+(W267*$J$24+X267)","v":41.104938271604929},10,500,49,{"$f":"INDEX(LINEST(AB269:AB270,AA269:AA270,TRUE,FALSE),1)","v":3.3333333333333333E-2},{"$f":"INDEX(LINEST(AB269:AB270,AA269:AA270,TRUE,FALSE),2)","v":32.333333333333336},{"$f":"((($I$24-4)/6)*((AC270*$J$24+AD270)-(AC267*$J$24+AD267)))+(AC267*$J$24+AD267)","v":36.565157750342934},10,500,44,{"$f":"INDEX(LINEST(AH269:AH270,AG269:AG270,TRUE,FALSE),1)","v":2.6666666666666672E-2},{"$f":"INDEX(LINEST(AH269:AH270,AG269:AG270,TRUE,FALSE),2)","v":30.666666666666664},{"$f":"((($I$24-4)/6)*((AI270*$J$24+AJ270)-(AI267*$J$24+AJ267)))+(AI267*$J$24+AJ267)","v":31.978052126200279},10,500,41,{"$f":"INDEX(LINEST(AN269:AN270,AM269:AM270,TRUE,FALSE),1)","v":3.3333333333333333E-2},{"$f":"INDEX(LINEST(AN269:AN270,AM269:AM270,TRUE,FALSE),2)","v":24.333333333333336},{"$f":"((($I$24-4)/6)*((AO270*$J$24+AP270)-(AO267*$J$24+AP267)))+(AO267*$J$24+AP267)","v":25.492455418381336},10,500,40,{"$f":"INDEX(LINEST(AT269:AT270,AS269:AS270,TRUE,FALSE),1)","v":3.3333333333333333E-2},{"$f":"INDEX(LINEST(AT269:AT270,AS269:AS270,TRUE,FALSE),2)","v":23.333333333333336},{"$f":"((($I$24-4)/6)*((AU270*$J$24+AV270)-(AU267*$J$24+AV267)))+(AU267*$J$24+AV267)","v":20.267489711934157},10,500,58,{"$f":"INDEX(LINEST(AZ269:AZ270,AY269:AY270,TRUE,FALSE),1)","v":2.6666666666666672E-2},{"$f":"INDEX(LINEST(AZ269:AZ270,AY269:AY270,TRUE,FALSE),2)","v":44.666666666666664},{"$f":"((($I$24-4)/6)*((BA270*$J$24+BB270)-(BA267*$J$24+BB267)))+(BA267*$J$24+BB267)","v":41.945130315500691}]
[]
["400x300",1,100,{"$f":"D282-1","v":44},null,null,null,1,100,{"$f":"J282-1","v":40},null,null,null,1,100,{"$f":"P282-1","v":37},null,null,null,1,100,{"$f":"V282-1","v":30},null,null,null,1,100,{"$f":"AB282-1","v":33},null,null,null,1,100,{"$f":"AH282-1","v":27},null,null,null,1,100,{"$f":"AN282-1","v":13},null,null,null,1,100,{"$f":"AT282-1","v":12},null,null,null,1,100,{"$f":"AZ282-1","v":36}]
[null,1,200,45,{"$f":"INDEX(LINEST(D272:D273,C272:C273,TRUE,FALSE),1)","v":1.0000000000000002E-2},{"$f":"INDEX(LINEST(D272:D273,C272:C273,TRUE,FALSE),2)","v":43},null,1,200,43,{"$f":"INDEX(LINEST(J272:J273,I272:I273,TRUE,FALSE),1)","v":2.9999999999999995E-2},{"$f":"INDEX(LINEST(J272:J273,I272:I273,TRUE,FALSE),2)","v":37},null,1,200,44,{"$f":"INDEX(LINEST(P272:P273,O272:O273,TRUE,FALSE),1)","v":7.0000000000000021E-2},{"$f":"INDEX(LINEST(P272:P273,O272:O273,TRUE,FALSE),2)","v":29.999999999999996},null,1,200,35,{"$f":"INDEX(LINEST(V272:V273,U272:U273,TRUE,FALSE),1)","v":0.05},{"$f":"INDEX(LINEST(V272:V273,U272:U273,TRUE,FALSE),2)","v":25},null,1,200,35,{"$f":"INDEX(LINEST(AB272:AB273,AA272:AA273,TRUE,FALSE),1)","v":2.0000000000000004E-2},{"$f":"INDEX(LINEST(AB272:AB273,AA272:AA273,TRUE,FALSE),2)","v":31},null,1,200,39,{"$f":"INDEX(LINEST(AH272:AH273,AG272:AG273,TRUE,FALSE),1)","v":0.11999999999999998},{"$f":"INDEX(LINEST(AH272:AH273,AG272:AG273,TRUE,FALSE),2)","v":15.000000000000004},null,1,200,23,{"$f":"INDEX(LINEST(AN272:AN273,AM272:AM273,TRUE,FALSE),1)","v":0.1},{"$f":"INDEX(LINEST(AN272:AN273,AM272:AM273,TRUE,FALSE),2)","v":3},null,1,200,17,{"$f":"INDEX(LINEST(AT272:AT273,AS272:AS273,TRUE,FALSE),1)","v":0.05},{"$f":"INDEX(LINEST(AT272:AT273,AS272:AS273,TRUE,FALSE),2)","v":7},null,1,200,43,{"$f":"INDEX(LINEST(AZ272:AZ273,AY272:AY273,TRUE,FALSE),1)","v":7.0000000000000021E-2},{"$f":"INDEX(LINEST(AZ272:AZ273,AY272:AY273,TRUE,FALSE),2)","v":28.999999999999996}]
[null,1,500,51,{"$f":"INDEX(LINEST(D273:D274,C273:C274,TRUE,FALSE),1)","v":2.0000000000000007E-2},{"$f":"INDEX(LINEST(D273:D274,C273:C274,TRUE,FALSE),2)","v":41},null,1,500,47,{"$f":"INDEX(LINEST(J273:J274,I273:I274,TRUE,FALSE),1)","v":1.3333333333333336E-2},{"$f":"INDEX(LINEST(J273:J274,I273:I274,TRUE,FALSE),2)","v":40.333333333333329},null,1,500,49,{"$f":"INDEX(LINEST(P273:P274,O273:O274,TRUE,FALSE),1)","v":1.6666666666666666E-2},{"$f":"INDEX(LINEST(P273:P274,O273:O274,TRUE,FALSE),2)","v":40.666666666666664},null,1,500,44,{"$f":"INDEX(LINEST(V273:V274,U273:U274,TRUE,FALSE),1)","v":0.03},{"$f":"INDEX(LINEST(V273:V274,U273:U274,TRUE,FALSE),2)","v":29},null,1,500,40,{"$f":"INDEX(LINEST(AB273:AB274,AA273:AA274,TRUE,FALSE),1)","v":1.6666666666666666E-2},{"$f":"INDEX(LINEST(AB273:AB274,AA273:AA274,TRUE,FALSE),2)","v":31.666666666666668},null,1,500,44,{"$f":"INDEX(LINEST(AH273:AH274,AG273:AG274,TRUE,FALSE),1)","v":1.6666666666666666E-2},{"$f":"INDEX(LINEST(AH273:AH274,AG273:AG274,TRUE,FALSE),2)","v":35.666666666666664},null,1,500,33,{"$f":"INDEX(LINEST(AN273:AN274,AM273:AM274,TRUE,FALSE),1)","v":3.3333333333333333E-2},{"$f":"INDEX(LINEST(AN273:AN274,AM273:AM274,TRUE,FALSE),2)","v":16.333333333333336},null,1,500,30,{"$f":"INDEX(LINEST(AT273:AT274,AS273:AS274,TRUE,FALSE),1)","v":4.3333333333333349E-2},{"$f":"INDEX(LINEST(AT273:AT274,AS273:AS274,TRUE,FALSE),2)","v":8.3333333333333286},null,1,500,48,{"$f":"INDEX(LINEST(AZ273:AZ274,AY273:AY274,TRUE,FALSE),1)","v":1.6666666666666666E-2},{"$f":"INDEX(LINEST(AZ273:AZ274,AY273:AY274,TRUE,FALSE),2)","v":39.666666666666664}]
[null,4,100,51,null,null,null,4,100,45,null,null,null,4,100,42,null,null,null,4,100,35,null,null,null,4,100,32,null,null,null,4,100,29,null,null,null,4,100,20,null,null,null,4,100,20,null,null,null,4,100,39]
[null,4,200,58,{"$f":"INDEX(LINEST(D275:D276,C275:C276,TRUE,FALSE),1)","v":7.0000000000000021E-2},{"$f":"INDEX(LINEST(D275:D276,C275:C276,TRUE,FALSE),2)","v":44},{"$f":"((($I$25-1)/3)*((E276*$J$25+F276)-(E273*$J$25+F273)))+(E273*$J$25+F273)","v":48.882716049382715},4,200,52,{"$f":"INDEX(LINEST(J275:J276,I275:I276,TRUE,FALSE),1)","v":7.0000000000000021E-2},{"$f":"INDEX(LINEST(J275:J276,I275:I276,TRUE,FALSE),2)","v":38},{"$f":"((($I$25-1)/3)*((K276*$J$25+L276)-(K273*$J$25+L273)))+(K273*$J$25+L273)","v":44.567901234567898},4,200,47,{"$f":"INDEX(LINEST(P275:P276,O275:O276,TRUE,FALSE),1)","v":0.05},{"$f":"INDEX(LINEST(P275:P276,O275:O276,TRUE,FALSE),2)","v":37},{"$f":"((($I$25-1)/3)*((Q276*$J$25+R276)-(Q273*$J$25+R273)))+(Q273*$J$25+R273)","v":42.253086419753089},4,200,43,{"$f":"INDEX(LINEST(V275:V276,U275:U276,TRUE,FALSE),1)","v":8.0000000000000016E-2},{"$f":"INDEX(LINEST(V275:V276,U275:U276,TRUE,FALSE),2)","v":27},{"$f":"((($I$25-1)/3)*((W276*$J$25+X276)-(W273*$J$25+X273)))+(W273*$J$25+X273)","v":35.348765432098766},4,200,39,{"$f":"INDEX(LINEST(AB275:AB276,AA275:AA276,TRUE,FALSE),1)","v":7.0000000000000021E-2},{"$f":"INDEX(LINEST(AB275:AB276,AA275:AA276,TRUE,FALSE),2)","v":24.999999999999996},{"$f":"((($I$25-1)/3)*((AC276*$J$25+AD276)-(AC273*$J$25+AD273)))+(AC273*$J$25+AD273)","v":34.657407407407405},4,200,35,{"$f":"INDEX(LINEST(AH275:AH276,AG275:AG276,TRUE,FALSE),1)","v":5.9999999999999991E-2},{"$f":"INDEX(LINEST(AH275:AH276,AG275:AG276,TRUE,FALSE),2)","v":23},{"$f":"((($I$25-1)/3)*((AI276*$J$25+AJ276)-(AI273*$J$25+AJ273)))+(AI273*$J$25+AJ273)","v":32.561728395061728},4,200,29,{"$f":"INDEX(LINEST(AN275:AN276,AM275:AM276,TRUE,FALSE),1)","v":0.09},{"$f":"INDEX(LINEST(AN275:AN276,AM275:AM276,TRUE,FALSE),2)","v":11},{"$f":"((($I$25-1)/3)*((AO276*$J$25+AP276)-(AO273*$J$25+AP273)))+(AO273*$J$25+AP273)","v":20.848765432098766},4,200,24,{"$f":"INDEX(LINEST(AT275:AT276,AS275:AS276,TRUE,FALSE),1)","v":4.0000000000000008E-2},{"$f":"INDEX(LINEST(AT275:AT276,AS275:AS276,TRUE,FALSE),2)","v":16},{"$f":"((($I$25-1)/3)*((AU276*$J$25+AV276)-(AU273*$J$25+AV273)))+(AU273*$J$25+AV273)","v":17.787037037037038},4,200,45,{"$f":"INDEX(LINEST(AZ275:AZ276,AY275:AY276,TRUE,FALSE),1)","v":5.9999999999999991E-2},{"$f":"INDEX(LINEST(AZ275:AZ276,AY275:AY276,TRUE,FALSE),2)","v":33},{"$f":"((($I$25-1)/3)*((BA276*$J$25+BB276)-(BA273*$J$25+BB273)))+(BA273*$J$25+BB273)","v":40.595679012345677}]
[null,4,500,63,{"$f":"INDEX(LINEST(D276:D277,C276:C277,TRUE,FALSE),1)","v":1.6666666666666666E-2},{"$f":"INDEX(LINEST(D276:D277,C276:C277,TRUE,FALSE),2)","v":54.666666666666664},{"$f":"((($I$25-1)/3)*((E277*$J$25+F277)-(E274*$J$25+F274)))+(E274*$J$25+F274)","v":49.770576131687243},4,500,56,{"$f":"INDEX(LINEST(J276:J277,I276:I277,TRUE,FALSE),1)","v":1.3333333333333336E-2},{"$f":"INDEX(LINEST(J276:J277,I276:I277,TRUE,FALSE),2)","v":49.333333333333329},{"$f":"((($I$25-1)/3)*((K277*$J$25+L277)-(K274*$J$25+L274)))+(K274*$J$25+L274)","v":46.277777777777771},4,500,51,{"$f":"INDEX(LINEST(P276:P277,O276:O277,TRUE,FALSE),1)","v":1.3333333333333336E-2},{"$f":"INDEX(LINEST(P276:P277,O276:O277,TRUE,FALSE),2)","v":44.333333333333329},{"$f":"((($I$25-1)/3)*((Q277*$J$25+R277)-(Q274*$J$25+R274)))+(Q274*$J$25+R274)","v":44.554526748971192},4,500,47,{"$f":"INDEX(LINEST(V276:V277,U276:U277,TRUE,FALSE),1)","v":1.3333333333333336E-2},{"$f":"INDEX(LINEST(V276:V277,U276:U277,TRUE,FALSE),2)","v":40.333333333333329},{"$f":"((($I$25-1)/3)*((W277*$J$25+X277)-(W274*$J$25+X274)))+(W274*$J$25+X274)","v":37.371399176954732},4,500,47,{"$f":"INDEX(LINEST(AB276:AB277,AA276:AA277,TRUE,FALSE),1)","v":2.6666666666666672E-2},{"$f":"INDEX(LINEST(AB276:AB277,AA276:AA277,TRUE,FALSE),2)","v":33.666666666666664},{"$f":"((($I$25-1)/3)*((AC277*$J$25+AD277)-(AC274*$J$25+AD274)))+(AC274*$J$25+AD274)","v":35.700617283950621},4,500,45,{"$f":"INDEX(LINEST(AH276:AH277,AG276:AG277,TRUE,FALSE),1)","v":3.3333333333333333E-2},{"$f":"INDEX(LINEST(AH276:AH277,AG276:AG277,TRUE,FALSE),2)","v":28.333333333333336},{"$f":"((($I$25-1)/3)*((AI277*$J$25+AJ277)-(AI274*$J$25+AJ274)))+(AI274*$J$25+AJ274)","v":36.048353909465021},4,500,41,{"$f":"INDEX(LINEST(AN276:AN277,AM276:AM277,TRUE,FALSE),1)","v":4.0000000000000015E-2},{"$f":"INDEX(LINEST(AN276:AN277,AM276:AM277,TRUE,FALSE),2)","v":20.999999999999993},{"$f":"((($I$25-1)/3)*((AO277*$J$25+AP277)-(AO274*$J$25+AP274)))+(AO274*$J$25+AP274)","v":23.816872427983537},4,500,34,{"$f":"INDEX(LINEST(AT276:AT277,AS276:AS277,TRUE,FALSE),1)","v":3.3333333333333333E-2},{"$f":"INDEX(LINEST(AT276:AT277,AS276:AS277,TRUE,FALSE),2)","v":17.333333333333336},{"$f":"((($I$25-1)/3)*((AU277*$J$25+AV277)-(AU274*$J$25+AV274)))+(AU274*$J$25+AV274)","v":18.12037037037037},4,500,52,{"$f":"INDEX(LINEST(AZ276:AZ277,AY276:AY277,TRUE,FALSE),1)","v":2.3333333333333331E-2},{"$f":"INDEX(LINEST(AZ276:AZ277,AY276:AY277,TRUE,FALSE),2)","v":40.333333333333336},{"$f":"((($I$25-1)/3)*((BA277*$J$25+BB277)-(BA274*$J$25+BB274)))+(BA274*$J$25+BB274)","v":42.897119341563787}]
[null,10,100,60,null,null,null,10,100,57,null,null,null,10,100,47,null,null,null,10,100,38,null,null,null,10,100,33,null,null,null,10,100,28,null,null,null,10,100,26,null,null,null,10,100,24,null,null,null,10,100,45]
[null,10,200,70,{"$f":"INDEX(LINEST(D278:D279,C278:C279,TRUE,FALSE),1)","v":0.1},{"$f":"INDEX(LINEST(D278:D279,C278:C279,TRUE,FALSE),2)","v":50},{"$f":"((($I$25-4)/6)*((E279*$J$25+F279)-(E276*$J$25+F276)))+(E276*$J$25+F276)","v":51.550925925925924},10,200,62,{"$f":"INDEX(LINEST(J278:J279,I278:I279,TRUE,FALSE),1)","v":0.05},{"$f":"INDEX(LINEST(J278:J279,I278:I279,TRUE,FALSE),2)","v":52},{"$f":"((($I$25-4)/6)*((K279*$J$25+L279)-(K276*$J$25+L276)))+(K276*$J$25+L276)","v":45.410493827160494},10,200,53,{"$f":"INDEX(LINEST(P278:P279,O278:O279,TRUE,FALSE),1)","v":5.9999999999999991E-2},{"$f":"INDEX(LINEST(P278:P279,O278:O279,TRUE,FALSE),2)","v":41},{"$f":"((($I$25-4)/6)*((Q279*$J$25+R279)-(Q276*$J$25+R276)))+(Q276*$J$25+R276)","v":42.955246913580247},10,200,45,{"$f":"INDEX(LINEST(V278:V279,U278:U279,TRUE,FALSE),1)","v":7.0000000000000021E-2},{"$f":"INDEX(LINEST(V278:V279,U278:U279,TRUE,FALSE),2)","v":30.999999999999996},{"$f":"((($I$25-4)/6)*((W279*$J$25+X279)-(W276*$J$25+X276)))+(W276*$J$25+X276)","v":38.297839506172842},10,200,40,{"$f":"INDEX(LINEST(AB278:AB279,AA278:AA279,TRUE,FALSE),1)","v":7.0000000000000021E-2},{"$f":"INDEX(LINEST(AB278:AB279,AA278:AA279,TRUE,FALSE),2)","v":25.999999999999996},{"$f":"((($I$25-4)/6)*((AC279*$J$25+AD279)-(AC276*$J$25+AD276)))+(AC276*$J$25+AD276)","v":35.219135802469133},10,200,37,{"$f":"INDEX(LINEST(AH278:AH279,AG278:AG279,TRUE,FALSE),1)","v":0.09},{"$f":"INDEX(LINEST(AH278:AH279,AG278:AG279,TRUE,FALSE),2)","v":19},{"$f":"((($I$25-4)/6)*((AI279*$J$25+AJ279)-(AI276*$J$25+AJ276)))+(AI276*$J$25+AJ276)","v":31.859567901234566},10,200,32,{"$f":"INDEX(LINEST(AN278:AN279,AM278:AM279,TRUE,FALSE),1)","v":5.9999999999999991E-2},{"$f":"INDEX(LINEST(AN278:AN279,AM278:AM279,TRUE,FALSE),2)","v":20},{"$f":"((($I$25-4)/6)*((AO279*$J$25+AP279)-(AO276*$J$25+AP276)))+(AO276*$J$25+AP276)","v":23.236111111111111},10,200,31,{"$f":"INDEX(LINEST(AT278:AT279,AS278:AS279,TRUE,FALSE),1)","v":7.0000000000000021E-2},{"$f":"INDEX(LINEST(AT278:AT279,AS278:AS279,TRUE,FALSE),2)","v":16.999999999999996},{"$f":"((($I$25-4)/6)*((AU279*$J$25+AV279)-(AU276*$J$25+AV276)))+(AU276*$J$25+AV276)","v":20.455246913580247},10,200,51,{"$f":"INDEX(LINEST(AZ278:AZ279,AY278:AY279,TRUE,FALSE),1)","v":5.9999999999999991E-2},{"$f":"INDEX(LINEST(AZ278:AZ279,AY278:AY279,TRUE,FALSE),2)","v":39},{"$f":"((($I$25-4)/6)*((BA279*$J$25+BB279)-(BA276*$J$25+BB276)))+(BA276*$J$25+BB276)","v":40.314814814814817}]
[null,10,500,76,{"$f":"INDEX(LINEST(D279:D280,C279:C280,TRUE,FALSE),1)","v":2.0000000000000007E-2},{"$f":"INDEX(LINEST(D279:D280,C279:C280,TRUE,FALSE),2)","v":66},{"$f":"((($I$25-4)/6)*((E280*$J$25+F280)-(E277*$J$25+F277)))+(E277*$J$25+F277)","v":53.843106995884767},10,500,70,{"$f":"INDEX(LINEST(J279:J280,I279:I280,TRUE,FALSE),1)","v":2.6666666666666672E-2},{"$f":"INDEX(LINEST(J279:J280,I279:I280,TRUE,FALSE),2)","v":56.666666666666664},{"$f":"((($I$25-4)/6)*((K280*$J$25+L280)-(K277*$J$25+L277)))+(K277*$J$25+L277)","v":48.711934156378597},10,500,61,{"$f":"INDEX(LINEST(P279:P280,O279:O280,TRUE,FALSE),1)","v":2.6666666666666672E-2},{"$f":"INDEX(LINEST(P279:P280,O279:O280,TRUE,FALSE),2)","v":47.666666666666664},{"$f":"((($I$25-4)/6)*((Q280*$J$25+R280)-(Q277*$J$25+R277)))+(Q277*$J$25+R277)","v":44.835390946502052},10,500,52,{"$f":"INDEX(LINEST(V279:V280,U279:U280,TRUE,FALSE),1)","v":2.3333333333333331E-2},{"$f":"INDEX(LINEST(V279:V280,U279:U280,TRUE,FALSE),2)","v":40.333333333333336},{"$f":"((($I$25-4)/6)*((W280*$J$25+X280)-(W277*$J$25+X277)))+(W277*$J$25+X277)","v":41.912037037037031},10,500,50,{"$f":"INDEX(LINEST(AB279:AB280,AA279:AA280,TRUE,FALSE),1)","v":3.3333333333333333E-2},{"$f":"INDEX(LINEST(AB279:AB280,AA279:AA280,TRUE,FALSE),2)","v":33.333333333333336},{"$f":"((($I$25-4)/6)*((AC280*$J$25+AD280)-(AC277*$J$25+AD277)))+(AC277*$J$25+AD277)","v":37.47942386831275},10,500,45,{"$f":"INDEX(LINEST(AH279:AH280,AG279:AG280,TRUE,FALSE),1)","v":2.6666666666666672E-2},{"$f":"INDEX(LINEST(AH279:AH280,AG279:AG280,TRUE,FALSE),2)","v":31.666666666666664},{"$f":"((($I$25-4)/6)*((AI280*$J$25+AJ280)-(AI277*$J$25+AJ277)))+(AI277*$J$25+AJ277)","v":32.677983539094654},10,500,42,{"$f":"INDEX(LINEST(AN279:AN280,AM279:AM280,TRUE,FALSE),1)","v":3.3333333333333333E-2},{"$f":"INDEX(LINEST(AN279:AN280,AM279:AM280,TRUE,FALSE),2)","v":25.333333333333336},{"$f":"((($I$25-4)/6)*((AO280*$J$25+AP280)-(AO277*$J$25+AP277)))+(AO277*$J$25+AP277)","v":26.063786008230444},10,500,41,{"$f":"INDEX(LINEST(AT279:AT280,AS279:AS280,TRUE,FALSE),1)","v":3.3333333333333333E-2},{"$f":"INDEX(LINEST(AT279:AT280,AS279:AS280,TRUE,FALSE),2)","v":24.333333333333336},{"$f":"((($I$25-4)/6)*((AU280*$J$25+AV280)-(AU277*$J$25+AV277)))+(AU277*$J$25+AV277)","v":20.367283950617285},10,500,59,{"$f":"INDEX(LINEST(AZ279:AZ280,AY279:AY280,TRUE,FALSE),1)","v":2.6666666666666672E-2},{"$f":"INDEX(LINEST(AZ279:AZ280,AY279:AY280,TRUE,FALSE),2)","v":45.666666666666664},{"$f":"((($I$25-4)/6)*((BA280*$J$25+BB280)-(BA277*$J$25+BB277)))+(BA277*$J$25+BB277)","v":42.194958847736629}]
[]
["500x300",1,100,{"$f":"D292-1","v":45},null,null,null,1,100,{"$f":"J292-1","v":41},null,null,null,1,100,{"$f":"P292-1","v":38},null,null,null,1,100,{"$f":"V292-1","v":31},null,null,null,1,100,{"$f":"AB292-1","v":34},null,null,null,1,100,{"$f":"AH292-1","v":28},null,null,null,1,100,{"$f":"AN292-1","v":14},null,null,null,1,100,{"$f":"AT292-1","v":13},null,null,null,1,100,{"$f":"AZ292-1","v":37}]
[null,1,200,46,{"$f":"INDEX(LINEST(D282:D283,C282:C283,TRUE,FALSE),1)","v":1.0000000000000002E-2},{"$f":"INDEX(LINEST(D282:D283,C282:C283,TRUE,FALSE),2)","v":44},null,1,200,44,{"$f":"INDEX(LINEST(J282:J283,I282:I283,TRUE,FALSE),1)","v":2.9999999999999995E-2},{"$f":"INDEX(LINEST(J282:J283,I282:I283,TRUE,FALSE),2)","v":38},null,1,200,45,{"$f":"INDEX(LINEST(P282:P283,O282:O283,TRUE,FALSE),1)","v":7.0000000000000021E-2},{"$f":"INDEX(LINEST(P282:P283,O282:O283,TRUE,FALSE),2)","v":30.999999999999996},null,1,200,36,{"$f":"INDEX(LINEST(V282:V283,U282:U283,TRUE,FALSE),1)","v":0.05},{"$f":"INDEX(LINEST(V282:V283,U282:U283,TRUE,FALSE),2)","v":26},null,1,200,36,{"$f":"INDEX(LINEST(AB282:AB283,AA282:AA283,TRUE,FALSE),1)","v":2.0000000000000004E-2},{"$f":"INDEX(LINEST(AB282:AB283,AA282:AA283,TRUE,FALSE),2)","v":32},null,1,200,40,{"$f":"INDEX(LINEST(AH282:AH283,AG282:AG283,TRUE,FALSE),1)","v":0.11999999999999998},{"$f":"INDEX(LINEST(AH282:AH283,AG282:AG283,TRUE,FALSE),2)","v":16.000000000000004},null,1,200,24,{"$f":"INDEX(LINEST(AN282:AN283,AM282:AM283,TRUE,FALSE),1)","v":0.1},{"$f":"INDEX(LINEST(AN282:AN283,AM282:AM283,TRUE,FALSE),2)","v":4},null,1,200,18,{"$f":"INDEX(LINEST(AT282:AT283,AS282:AS283,TRUE,FALSE),1)","v":0.05},{"$f":"INDEX(LINEST(AT282:AT283,AS282:AS283,TRUE,FALSE),2)","v":8},null,1,200,44,{"$f":"INDEX(LINEST(AZ282:AZ283,AY282:AY283,TRUE,FALSE),1)","v":7.0000000000000021E-2},{"$f":"INDEX(LINEST(AZ282:AZ283,AY282:AY283,TRUE,FALSE),2)","v":29.999999999999996}]
[null,1,500,52,{"$f":"INDEX(LINEST(D283:D284,C283:C284,TRUE,FALSE),1)","v":2.0000000000000007E-2},{"$f":"INDEX(LINEST(D283:D284,C283:C284,TRUE,FALSE),2)","v":42},null,1,500,48,{"$f":"INDEX(LINEST(J283:J284,I283:I284,TRUE,FALSE),1)","v":1.3333333333333336E-2},{"$f":"INDEX(LINEST(J283:J284,I283:I284,TRUE,FALSE),2)","v":41.333333333333329},null,1,500,50,{"$f":"INDEX(LINEST(P283:P284,O283:O284,TRUE,FALSE),1)","v":1.6666666666666666E-2},{"$f":"INDEX(LINEST(P283:P284,O283:O284,TRUE,FALSE),2)","v":41.666666666666664},null,1,500,45,{"$f":"INDEX(LINEST(V283:V284,U283:U284,TRUE,FALSE),1)","v":0.03},{"$f":"INDEX(LINEST(V283:V284,U283:U284,TRUE,FALSE),2)","v":30},null,1,500,41,{"$f":"INDEX(LINEST(AB283:AB284,AA283:AA284,TRUE,FALSE),1)","v":1.6666666666666666E-2},{"$f":"INDEX(LINEST(AB283:AB284,AA283:AA284,TRUE,FALSE),2)","v":32.666666666666664},null,1,500,45,{"$f":"INDEX(LINEST(AH283:AH284,AG283:AG284,TRUE,FALSE),1)","v":1.6666666666666666E-2},{"$f":"INDEX(LINEST(AH283:AH284,AG283:AG284,TRUE,FALSE),2)","v":36.666666666666664},null,1,500,34,{"$f":"INDEX(LINEST(AN283:AN284,AM283:AM284,TRUE,FALSE),1)","v":3.3333333333333333E-2},{"$f":"INDEX(LINEST(AN283:AN284,AM283:AM284,TRUE,FALSE),2)","v":17.333333333333336},null,1,500,31,{"$f":"INDEX(LINEST(AT283:AT284,AS283:AS284,TRUE,FALSE),1)","v":4.3333333333333349E-2},{"$f":"INDEX(LINEST(AT283:AT284,AS283:AS284,TRUE,FALSE),2)","v":9.3333333333333286},null,1,500,49,{"$f":"INDEX(LINEST(AZ283:AZ284,AY283:AY284,TRUE,FALSE),1)","v":1.6666666666666666E-2},{"$f":"INDEX(LINEST(AZ283:AZ284,AY283:AY284,TRUE,FALSE),2)","v":40.666666666666664}]
[null,4,100,52,null,null,null,4,100,46,null,null,null,4,100,43,null,null,null,4,100,36,null,null,null,4,100,33,null,null,null,4,100,30,null,null,null,4,100,21,null,null,null,4,100,21,null,null,null,4,100,40]
[null,4,200,59,{"$f":"INDEX(LINEST(D285:D286,C285:C286,TRUE,FALSE),1)","v":7.0000000000000021E-2},{"$f":"INDEX(LINEST(D285:D286,C285:C286,TRUE,FALSE),2)","v":45},{"$f":"((($I$26-1)/3)*((E286*$J$26+F286)-(E283*$J$26+F283)))+(E283*$J$26+F283)","v":48.339506172839506},4,200,53,{"$f":"INDEX(LINEST(J285:J286,I285:I286,TRUE,FALSE),1)","v":7.0000000000000021E-2},{"$f":"INDEX(LINEST(J285:J286,I285:I286,TRUE,FALSE),2)","v":39},{"$f":"((($I$26-1)/3)*((K286*$J$26+L286)-(K283*$J$26+L283)))+(K283*$J$26+L283)","v":44.487654320987652},4,200,48,{"$f":"INDEX(LINEST(P285:P286,O285:O286,TRUE,FALSE),1)","v":0.05},{"$f":"INDEX(LINEST(P285:P286,O285:O286,TRUE,FALSE),2)","v":38},{"$f":"((($I$26-1)/3)*((Q286*$J$26+R286)-(Q283*$J$26+R283)))+(Q283*$J$26+R283)","v":42.635802469135804},4,200,44,{"$f":"INDEX(LINEST(V285:V286,U285:U286,TRUE,FALSE),1)","v":8.0000000000000016E-2},{"$f":"INDEX(LINEST(V285:V286,U285:U286,TRUE,FALSE),2)","v":28},{"$f":"((($I$26-1)/3)*((W286*$J$26+X286)-(W283*$J$26+X283)))+(W283*$J$26+X283)","v":35.345679012345677},4,200,40,{"$f":"INDEX(LINEST(AB285:AB286,AA285:AA286,TRUE,FALSE),1)","v":7.0000000000000021E-2},{"$f":"INDEX(LINEST(AB285:AB286,AA285:AA286,TRUE,FALSE),2)","v":25.999999999999996},{"$f":"((($I$26-1)/3)*((AC286*$J$26+AD286)-(AC283*$J$26+AD283)))+(AC283*$J$26+AD283)","v":35.425925925925924},4,200,36,{"$f":"INDEX(LINEST(AH285:AH286,AG285:AG286,TRUE,FALSE),1)","v":5.9999999999999991E-2},{"$f":"INDEX(LINEST(AH285:AH286,AG285:AG286,TRUE,FALSE),2)","v":24},{"$f":"((($I$26-1)/3)*((AI286*$J$26+AJ286)-(AI283*$J$26+AJ283)))+(AI283*$J$26+AJ283)","v":33.716049382716051},4,200,30,{"$f":"INDEX(LINEST(AN285:AN286,AM285:AM286,TRUE,FALSE),1)","v":0.09},{"$f":"INDEX(LINEST(AN285:AN286,AM285:AM286,TRUE,FALSE),2)","v":12},{"$f":"((($I$26-1)/3)*((AO286*$J$26+AP286)-(AO283*$J$26+AP283)))+(AO283*$J$26+AP283)","v":20.845679012345681},4,200,25,{"$f":"INDEX(LINEST(AT285:AT286,AS285:AS286,TRUE,FALSE),1)","v":4.0000000000000008E-2},{"$f":"INDEX(LINEST(AT285:AT286,AS285:AS286,TRUE,FALSE),2)","v":17},{"$f":"((($I$26-1)/3)*((AU286*$J$26+AV286)-(AU283*$J$26+AV283)))+(AU283*$J$26+AV283)","v":17.62962962962963},4,200,46,{"$f":"INDEX(LINEST(AZ285:AZ286,AY285:AY286,TRUE,FALSE),1)","v":5.9999999999999991E-2},{"$f":"INDEX(LINEST(AZ285:AZ286,AY285:AY286,TRUE,FALSE),2)","v":34},{"$f":"((($I$26-1)/3)*((BA286*$J$26+BB286)-(BA283*$J$26+BB283)))+(BA283*$J$26+BB283)","v":41.209876543209873}]
[null,4,500,64,{"$f":"INDEX(LINEST(D286:D287,C286:C287,TRUE,FALSE),1)","v":1.6666666666666666E-2},{"$f":"INDEX(LINEST(D286:D287,C286:C287,TRUE,FALSE),2)","v":55.666666666666664},{"$f":"((($I$26-1)/3)*((E287*$J$26+F287)-(E284*$J$26+F284)))+(E284*$J$26+F284)","v":48.738683127572017},4,500,57,{"$f":"INDEX(LINEST(J286:J287,I286:I287,TRUE,FALSE),1)","v":1.3333333333333336E-2},{"$f":"INDEX(LINEST(J286:J287,I286:I287,TRUE,FALSE),2)","v":50.333333333333329},{"$f":"((($I$26-1)/3)*((K287*$J$26+L287)-(K284*$J$26+L284)))+(K284*$J$26+L284)","v":45.888888888888886},4,500,52,{"$f":"INDEX(LINEST(P286:P287,O286:O287,TRUE,FALSE),1)","v":1.3333333333333336E-2},{"$f":"INDEX(LINEST(P286:P287,O286:O287,TRUE,FALSE),2)","v":45.333333333333329},{"$f":"((($I$26-1)/3)*((Q287*$J$26+R287)-(Q284*$J$26+R284)))+(Q284*$J$26+R284)","v":45.065843621399175},4,500,48,{"$f":"INDEX(LINEST(V286:V287,U286:U287,TRUE,FALSE),1)","v":1.3333333333333336E-2},{"$f":"INDEX(LINEST(V286:V287,U286:U287,TRUE,FALSE),2)","v":41.333333333333329},{"$f":"((($I$26-1)/3)*((W287*$J$26+X287)-(W284*$J$26+X284)))+(W284*$J$26+X284)","v":37.008230452674894},4,500,48,{"$f":"INDEX(LINEST(AB286:AB287,AA286:AA287,TRUE,FALSE),1)","v":2.6666666666666672E-2},{"$f":"INDEX(LINEST(AB286:AB287,AA286:AA287,TRUE,FALSE),2)","v":34.666666666666664},{"$f":"((($I$26-1)/3)*((AC287*$J$26+AD287)-(AC284*$J$26+AD284)))+(AC284*$J$26+AD284)","v":36.160493827160494},4,500,46,{"$f":"INDEX(LINEST(AH286:AH287,AG286:AG287,TRUE,FALSE),1)","v":3.3333333333333333E-2},{"$f":"INDEX(LINEST(AH286:AH287,AG286:AG287,TRUE,FALSE),2)","v":29.333333333333336},{"$f":"((($I$26-1)/3)*((AI287*$J$26+AJ287)-(AI284*$J$26+AJ284)))+(AI284*$J$26+AJ284)","v":37.794238683127574},4,500,42,{"$f":"INDEX(LINEST(AN286:AN287,AM286:AM287,TRUE,FALSE),1)","v":4.0000000000000015E-2},{"$f":"INDEX(LINEST(AN286:AN287,AM286:AM287,TRUE,FALSE),2)","v":21.999999999999993},{"$f":"((($I$26-1)/3)*((AO287*$J$26+AP287)-(AO284*$J$26+AP284)))+(AO284*$J$26+AP284)","v":23.942386831275719},4,500,35,{"$f":"INDEX(LINEST(AT286:AT287,AS286:AS287,TRUE,FALSE),1)","v":3.3333333333333333E-2},{"$f":"INDEX(LINEST(AT286:AT287,AS286:AS287,TRUE,FALSE),2)","v":18.333333333333336},{"$f":"((($I$26-1)/3)*((AU287*$J$26+AV287)-(AU284*$J$26+AV284)))+(AU284*$J$26+AV284)","v":17.962962962962962},4,500,53,{"$f":"INDEX(LINEST(AZ286:AZ287,AY286:AY287,TRUE,FALSE),1)","v":2.3333333333333331E-2},{"$f":"INDEX(LINEST(AZ286:AZ287,AY286:AY287,TRUE,FALSE),2)","v":41.333333333333336},{"$f":"((($I$26-1)/3)*((BA287*$J$26+BB287)-(BA284*$J$26+BB284)))+(BA284*$J$26+BB284)","v":43.639917695473251}]
[null,10,100,61,null,null,null,10,100,58,null,null,null,10,100,48,null,null,null,10,100,39,null,null,null,10,100,34,null,null,null,10,100,29,null,null,null,10,100,27,null,null,null,10,100,25,null,null,null,10,100,46]
[null,10,200,71,{"$f":"INDEX(LINEST(D288:D289,C288:C289,TRUE,FALSE),1)","v":0.1},{"$f":"INDEX(LINEST(D288:D289,C288:C289,TRUE,FALSE),2)","v":51},{"$f":"((($I$26-4)/6)*((E289*$J$26+F289)-(E286*$J$26+F286)))+(E286*$J$26+F286)","v":51.74074074074074},10,200,63,{"$f":"INDEX(LINEST(J288:J289,I288:I289,TRUE,FALSE),1)","v":0.05},{"$f":"INDEX(LINEST(J288:J289,I288:I289,TRUE,FALSE),2)","v":53},{"$f":"((($I$26-4)/6)*((K289*$J$26+L289)-(K286*$J$26+L286)))+(K286*$J$26+L286)","v":45.561728395061728},10,200,54,{"$f":"INDEX(LINEST(P288:P289,O288:O289,TRUE,FALSE),1)","v":5.9999999999999991E-2},{"$f":"INDEX(LINEST(P288:P289,O288:O289,TRUE,FALSE),2)","v":42},{"$f":"((($I$26-4)/6)*((Q289*$J$26+R289)-(Q286*$J$26+R286)))+(Q286*$J$26+R286)","v":43.530864197530867},10,200,46,{"$f":"INDEX(LINEST(V288:V289,U288:U289,TRUE,FALSE),1)","v":7.0000000000000021E-2},{"$f":"INDEX(LINEST(V288:V289,U288:U289,TRUE,FALSE),2)","v":31.999999999999996},{"$f":"((($I$26-4)/6)*((W289*$J$26+X289)-(W286*$J$26+X286)))+(W286*$J$26+X286)","v":39.104938271604937},10,200,41,{"$f":"INDEX(LINEST(AB288:AB289,AA288:AA289,TRUE,FALSE),1)","v":7.0000000000000021E-2},{"$f":"INDEX(LINEST(AB288:AB289,AA288:AA289,TRUE,FALSE),2)","v":26.999999999999996},{"$f":"((($I$26-4)/6)*((AC289*$J$26+AD289)-(AC286*$J$26+AD286)))+(AC286*$J$26+AD286)","v":36.141975308641975},10,200,38,{"$f":"INDEX(LINEST(AH288:AH289,AG288:AG289,TRUE,FALSE),1)","v":0.09},{"$f":"INDEX(LINEST(AH288:AH289,AG288:AG289,TRUE,FALSE),2)","v":20},{"$f":"((($I$26-4)/6)*((AI289*$J$26+AJ289)-(AI286*$J$26+AJ286)))+(AI286*$J$26+AJ286)","v":32.820987654320987},10,200,33,{"$f":"INDEX(LINEST(AN288:AN289,AM288:AM289,TRUE,FALSE),1)","v":5.9999999999999991E-2},{"$f":"INDEX(LINEST(AN288:AN289,AM288:AM289,TRUE,FALSE),2)","v":21},{"$f":"((($I$26-4)/6)*((AO289*$J$26+AP289)-(AO286*$J$26+AP286)))+(AO286*$J$26+AP286)","v":23.888888888888889},10,200,32,{"$f":"INDEX(LINEST(AT288:AT289,AS288:AS289,TRUE,FALSE),1)","v":7.0000000000000021E-2},{"$f":"INDEX(LINEST(AT288:AT289,AS288:AS289,TRUE,FALSE),2)","v":17.999999999999996},{"$f":"((($I$26-4)/6)*((AU289*$J$26+AV289)-(AU286*$J$26+AV286)))+(AU286*$J$26+AV286)","v":21.030864197530864},10,200,52,{"$f":"INDEX(LINEST(AZ288:AZ289,AY288:AY289,TRUE,FALSE),1)","v":5.9999999999999991E-2},{"$f":"INDEX(LINEST(AZ288:AZ289,AY288:AY289,TRUE,FALSE),2)","v":40},{"$f":"((($I$26-4)/6)*((BA289*$J$26+BB289)-(BA286*$J$26+BB286)))+(BA286*$J$26+BB286)","v":40.851851851851855}]
[null,10,500,77,{"$f":"INDEX(LINEST(D289:D290,C289:C290,TRUE,FALSE),1)","v":2.0000000000000007E-2},{"$f":"INDEX(LINEST(D289:D290,C289:C290,TRUE,FALSE),2)","v":67},{"$f":"((($I$26-4)/6)*((E290*$J$26+F290)-(E287*$J$26+F287)))+(E287*$J$26+F287)","v":53.930041152263371},10,500,71,{"$f":"INDEX(LINEST(J289:J290,I289:I290,TRUE,FALSE),1)","v":2.6666666666666672E-2},{"$f":"INDEX(LINEST(J289:J290,I289:I290,TRUE,FALSE),2)","v":57.666666666666664},{"$f":"((($I$26-4)/6)*((K290*$J$26+L290)-(K287*$J$26+L287)))+(K287*$J$26+L287)","v":48.991769547325099},10,500,62,{"$f":"INDEX(LINEST(P289:P290,O289:O290,TRUE,FALSE),1)","v":2.6666666666666672E-2},{"$f":"INDEX(LINEST(P289:P290,O289:O290,TRUE,FALSE),2)","v":48.666666666666664},{"$f":"((($I$26-4)/6)*((Q290*$J$26+R290)-(Q287*$J$26+R287)))+(Q287*$J$26+R287)","v":45.423868312757193},10,500,53,{"$f":"INDEX(LINEST(V289:V290,U289:U290,TRUE,FALSE),1)","v":2.3333333333333331E-2},{"$f":"INDEX(LINEST(V289:V290,U289:U290,TRUE,FALSE),2)","v":41.333333333333336},{"$f":"((($I$26-4)/6)*((W290*$J$26+X290)-(W287*$J$26+X287)))+(W287*$J$26+X287)","v":42.796296296296291},10,500,51,{"$f":"INDEX(LINEST(AB289:AB290,AA289:AA290,TRUE,FALSE),1)","v":3.3333333333333333E-2},{"$f":"INDEX(LINEST(AB289:AB290,AA289:AA290,TRUE,FALSE),2)","v":34.333333333333336},{"$f":"((($I$26-4)/6)*((AC290*$J$26+AD290)-(AC287*$J$26+AD287)))+(AC287*$J$26+AD287)","v":38.427983539094647},10,500,46,{"$f":"INDEX(LINEST(AH289:AH290,AG289:AG290,TRUE,FALSE),1)","v":2.6666666666666672E-2},{"$f":"INDEX(LINEST(AH289:AH290,AG289:AG290,TRUE,FALSE),2)","v":32.666666666666664},{"$f":"((($I$26-4)/6)*((AI290*$J$26+AJ290)-(AI287*$J$26+AJ287)))+(AI287*$J$26+AJ287)","v":33.497942386831276},10,500,43,{"$f":"INDEX(LINEST(AN289:AN290,AM289:AM290,TRUE,FALSE),1)","v":3.3333333333333333E-2},{"$f":"INDEX(LINEST(AN289:AN290,AM289:AM290,TRUE,FALSE),2)","v":26.333333333333336},{"$f":"((($I$26-4)/6)*((AO290*$J$26+AP290)-(AO287*$J$26+AP287)))+(AO287*$J$26+AP287)","v":26.806584362139908},10,500,42,{"$f":"INDEX(LINEST(AT289:AT290,AS289:AS290,TRUE,FALSE),1)","v":3.3333333333333333E-2},{"$f":"INDEX(LINEST(AT289:AT290,AS289:AS290,TRUE,FALSE),2)","v":25.333333333333336},{"$f":"((($I$26-4)/6)*((AU290*$J$26+AV290)-(AU287*$J$26+AV287)))+(AU287*$J$26+AV287)","v":20.827160493827162},10,500,60,{"$f":"INDEX(LINEST(AZ289:AZ290,AY289:AY290,TRUE,FALSE),1)","v":2.6666666666666672E-2},{"$f":"INDEX(LINEST(AZ289:AZ290,AY289:AY290,TRUE,FALSE),2)","v":46.666666666666664},{"$f":"((($I$26-4)/6)*((BA290*$J$26+BB290)-(BA287*$J$26+BB287)))+(BA287*$J$26+BB287)","v":42.744855967078195}]
[]
["600x300",1,100,46,null,null,null,1,100,42,null,null,null,1,100,39,null,null,null,1,100,32,null,null,null,1,100,35,null,null,null,1,100,29,null,null,null,1,100,15,null,null,null,1,100,14,null,null,null,1,100,38]
[null,1,200,47,{"$f":"INDEX(LINEST(D292:D293,C292:C293,TRUE,FALSE),1)","v":1.0000000000000002E-2},{"$f":"INDEX(LINEST(D292:D293,C292:C293,TRUE,FALSE),2)","v":45},null,1,200,45,{"$f":"INDEX(LINEST(J292:J293,I292:I293,TRUE,FALSE),1)","v":2.9999999999999995E-2},{"$f":"INDEX(LINEST(J292:J293,I292:I293,TRUE,FALSE),2)","v":39},null,1,200,46,{"$f":"INDEX(LINEST(P292:P293,O292:O293,TRUE,FALSE),1)","v":7.0000000000000021E-2},{"$f":"INDEX(LINEST(P292:P293,O292:O293,TRUE,FALSE),2)","v":31.999999999999996},null,1,200,37,{"$f":"INDEX(LINEST(V292:V293,U292:U293,TRUE,FALSE),1)","v":0.05},{"$f":"INDEX(LINEST(V292:V293,U292:U293,TRUE,FALSE),2)","v":27},null,1,200,37,{"$f":"INDEX(LINEST(AB292:AB293,AA292:AA293,TRUE,FALSE),1)","v":2.0000000000000004E-2},{"$f":"INDEX(LINEST(AB292:AB293,AA292:AA293,TRUE,FALSE),2)","v":33},null,1,200,41,{"$f":"INDEX(LINEST(AH292:AH293,AG292:AG293,TRUE,FALSE),1)","v":0.11999999999999998},{"$f":"INDEX(LINEST(AH292:AH293,AG292:AG293,TRUE,FALSE),2)","v":17.000000000000004},null,1,200,25,{"$f":"INDEX(LINEST(AN292:AN293,AM292:AM293,TRUE,FALSE),1)","v":0.1},{"$f":"INDEX(LINEST(AN292:AN293,AM292:AM293,TRUE,FALSE),2)","v":5},null,1,200,19,{"$f":"INDEX(LINEST(AT292:AT293,AS292:AS293,TRUE,FALSE),1)","v":0.05},{"$f":"INDEX(LINEST(AT292:AT293,AS292:AS293,TRUE,FALSE),2)","v":9},null,1,200,45,{"$f":"INDEX(LINEST(AZ292:AZ293,AY292:AY293,TRUE,FALSE),1)","v":7.0000000000000021E-2},{"$f":"INDEX(LINEST(AZ292:AZ293,AY292:AY293,TRUE,FALSE),2)","v":30.999999999999996}]
[null,1,500,53,{"$f":"INDEX(LINEST(D293:D294,C293:C294,TRUE,FALSE),1)","v":2.0000000000000007E-2},{"$f":"INDEX(LINEST(D293:D294,C293:C294,TRUE,FALSE),2)","v":43},null,1,500,49,{"$f":"INDEX(LINEST(J293:J294,I293:I294,TRUE,FALSE),1)","v":1.3333333333333336E-2},{"$f":"INDEX(LINEST(J293:J294,I293:I294,TRUE,FALSE),2)","v":42.333333333333329},null,1,500,51,{"$f":"INDEX(LINEST(P293:P294,O293:O294,TRUE,FALSE),1)","v":1.6666666666666666E-2},{"$f":"INDEX(LINEST(P293:P294,O293:O294,TRUE,FALSE),2)","v":42.666666666666664},null,1,500,46,{"$f":"INDEX(LINEST(V293:V294,U293:U294,TRUE,FALSE),1)","v":0.03},{"$f":"INDEX(LINEST(V293:V294,U293:U294,TRUE,FALSE),2)","v":31},null,1,500,42,{"$f":"INDEX(LINEST(AB293:AB294,AA293:AA294,TRUE,FALSE),1)","v":1.6666666666666666E-2},{"$f":"INDEX(LINEST(AB293:AB294,AA293:AA294,TRUE,FALSE),2)","v":33.666666666666664},null,1,500,46,{"$f":"INDEX(LINEST(AH293:AH294,AG293:AG294,TRUE,FALSE),1)","v":1.6666666666666666E-2},{"$f":"INDEX(LINEST(AH293:AH294,AG293:AG294,TRUE,FALSE),2)","v":37.666666666666664},null,1,500,35,{"$f":"INDEX(LINEST(AN293:AN294,AM293:AM294,TRUE,FALSE),1)","v":3.3333333333333333E-2},{"$f":"INDEX(LINEST(AN293:AN294,AM293:AM294,TRUE,FALSE),2)","v":18.333333333333336},null,1,500,32,{"$f":"INDEX(LINEST(AT293:AT294,AS293:AS294,TRUE,FALSE),1)","v":4.3333333333333349E-2},{"$f":"INDEX(LINEST(AT293:AT294,AS293:AS294,TRUE,FALSE),2)","v":10.333333333333329},null,1,500,50,{"$f":"INDEX(LINEST(AZ293:AZ294,AY293:AY294,TRUE,FALSE),1)","v":1.6666666666666666E-2},{"$f":"INDEX(LINEST(AZ293:AZ294,AY293:AY294,TRUE,FALSE),2)","v":41.666666666666664}]
[null,4,100,53,null,null,null,4,100,47,null,null,null,4,100,44,null,null,null,4,100,37,null,null,null,4,100,34,null,null,null,4,100,31,null,null,null,4,100,22,null,null,null,4,100,22,null,null,null,4,100,41]
[null,4,200,60,{"$f":"INDEX(LINEST(D295:D296,C295:C296,TRUE,FALSE),1)","v":7.0000000000000021E-2},{"$f":"INDEX(LINEST(D295:D296,C295:C296,TRUE,FALSE),2)","v":46},{"$f":"((($I$27-1)/3)*((E296*$J$27+F296)-(E293*$J$27+F293)))+(E293*$J$27+F293)","v":48.310699588477362},4,200,54,{"$f":"INDEX(LINEST(J295:J296,I295:I296,TRUE,FALSE),1)","v":7.0000000000000021E-2},{"$f":"INDEX(LINEST(J295:J296,I295:I296,TRUE,FALSE),2)","v":40},{"$f":"((($I$27-1)/3)*((K296*$J$27+L296)-(K293*$J$27+L293)))+(K293*$J$27+L293)","v":44.767489711934154},4,200,49,{"$f":"INDEX(LINEST(P295:P296,O295:O296,TRUE,FALSE),1)","v":0.05},{"$f":"INDEX(LINEST(P295:P296,O295:O296,TRUE,FALSE),2)","v":39},{"$f":"((($I$27-1)/3)*((Q296*$J$27+R296)-(Q293*$J$27+R293)))+(Q293*$J$27+R293)","v":43.224279835390945},4,200,45,{"$f":"INDEX(LINEST(V295:V296,U295:U296,TRUE,FALSE),1)","v":8.0000000000000016E-2},{"$f":"INDEX(LINEST(V295:V296,U295:U296,TRUE,FALSE),2)","v":29},{"$f":"((($I$27-1)/3)*((W296*$J$27+X296)-(W293*$J$27+X293)))+(W293*$J$27+X293)","v":35.676954732510289},4,200,41,{"$f":"INDEX(LINEST(AB295:AB296,AA295:AA296,TRUE,FALSE),1)","v":7.0000000000000021E-2},{"$f":"INDEX(LINEST(AB295:AB296,AA295:AA296,TRUE,FALSE),2)","v":26.999999999999996},{"$f":"((($I$27-1)/3)*((AC296*$J$27+AD296)-(AC293*$J$27+AD293)))+(AC293*$J$27+AD293)","v":36.271604938271608},4,200,37,{"$f":"INDEX(LINEST(AH295:AH296,AG295:AG296,TRUE,FALSE),1)","v":5.9999999999999991E-2},{"$f":"INDEX(LINEST(AH295:AH296,AG295:AG296,TRUE,FALSE),2)","v":25},{"$f":"((($I$27-1)/3)*((AI296*$J$27+AJ296)-(AI293*$J$27+AJ293)))+(AI293*$J$27+AJ293)","v":34.818930041152264},4,200,31,{"$f":"INDEX(LINEST(AN295:AN296,AM295:AM296,TRUE,FALSE),1)","v":0.09},{"$f":"INDEX(LINEST(AN295:AN296,AM295:AM296,TRUE,FALSE),2)","v":13},{"$f":"((($I$27-1)/3)*((AO296*$J$27+AP296)-(AO293*$J$27+AP293)))+(AO293*$J$27+AP293)","v":21.176954732510289},4,200,26,{"$f":"INDEX(LINEST(AT295:AT296,AS295:AS296,TRUE,FALSE),1)","v":4.0000000000000008E-2},{"$f":"INDEX(LINEST(AT295:AT296,AS295:AS296,TRUE,FALSE),2)","v":18},{"$f":"((($I$27-1)/3)*((AU296*$J$27+AV296)-(AU293*$J$27+AV293)))+(AU293*$J$27+AV293)","v":17.858024691358025},4,200,47,{"$f":"INDEX(LINEST(AZ295:AZ296,AY295:AY296,TRUE,FALSE),1)","v":5.9999999999999991E-2},{"$f":"INDEX(LINEST(AZ295:AZ296,AY295:AY296,TRUE,FALSE),2)","v":35},{"$f":"((($I$27-1)/3)*((BA296*$J$27+BB296)-(BA293*$J$27+BB293)))+(BA293*$J$27+BB293)","v":41.952674897119344}]
[null,4,500,65,{"$f":"INDEX(LINEST(D296:D297,C296:C297,TRUE,FALSE),1)","v":1.6666666666666666E-2},{"$f":"INDEX(LINEST(D296:D297,C296:C297,TRUE,FALSE),2)","v":56.666666666666664},{"$f":"((($I$27-1)/3)*((E297*$J$27+F297)-(E294*$J$27+F294)))+(E294*$J$27+F294)","v":48.384087791495197},4,500,58,{"$f":"INDEX(LINEST(J296:J297,I296:I297,TRUE,FALSE),1)","v":1.3333333333333336E-2},{"$f":"INDEX(LINEST(J296:J297,I296:I297,TRUE,FALSE),2)","v":51.333333333333329},{"$f":"((($I$27-1)/3)*((K297*$J$27+L297)-(K294*$J$27+L294)))+(K294*$J$27+L294)","v":45.962962962962955},4,500,53,{"$f":"INDEX(LINEST(P296:P297,O296:O297,TRUE,FALSE),1)","v":1.3333333333333336E-2},{"$f":"INDEX(LINEST(P296:P297,O296:O297,TRUE,FALSE),2)","v":46.333333333333329},{"$f":"((($I$27-1)/3)*((Q297*$J$27+R297)-(Q294*$J$27+R294)))+(Q294*$J$27+R294)","v":45.740054869684499},4,500,49,{"$f":"INDEX(LINEST(V296:V297,U296:U297,TRUE,FALSE),1)","v":1.3333333333333336E-2},{"$f":"INDEX(LINEST(V296:V297,U296:U297,TRUE,FALSE),2)","v":42.333333333333329},{"$f":"((($I$27-1)/3)*((W297*$J$27+X297)-(W294*$J$27+X294)))+(W294*$J$27+X294)","v":37.099451303155007},4,500,49,{"$f":"INDEX(LINEST(AB296:AB297,AA296:AA297,TRUE,FALSE),1)","v":2.6666666666666672E-2},{"$f":"INDEX(LINEST(AB296:AB297,AA296:AA297,TRUE,FALSE),2)","v":35.666666666666664},{"$f":"((($I$27-1)/3)*((AC297*$J$27+AD297)-(AC294*$J$27+AD294)))+(AC294*$J$27+AD294)","v":36.800411522633745},4,500,47,{"$f":"INDEX(LINEST(AH296:AH297,AG296:AG297,TRUE,FALSE),1)","v":3.3333333333333333E-2},{"$f":"INDEX(LINEST(AH296:AH297,AG296:AG297,TRUE,FALSE),2)","v":30.333333333333336},{"$f":"((($I$27-1)/3)*((AI297*$J$27+AJ297)-(AI294*$J$27+AJ294)))+(AI294*$J$27+AJ294)","v":39.291495198902602},4,500,43,{"$f":"INDEX(LINEST(AN296:AN297,AM296:AM297,TRUE,FALSE),1)","v":4.0000000000000015E-2},{"$f":"INDEX(LINEST(AN296:AN297,AM296:AM297,TRUE,FALSE),2)","v":22.999999999999993},{"$f":"((($I$27-1)/3)*((AO297*$J$27+AP297)-(AO294*$J$27+AP294)))+(AO294*$J$27+AP294)","v":24.359396433470508},4,500,36,{"$f":"INDEX(LINEST(AT296:AT297,AS296:AS297,TRUE,FALSE),1)","v":3.3333333333333333E-2},{"$f":"INDEX(LINEST(AT296:AT297,AS296:AS297,TRUE,FALSE),2)","v":19.333333333333336},{"$f":"((($I$27-1)/3)*((AU297*$J$27+AV297)-(AU294*$J$27+AV294)))+(AU294*$J$27+AV294)","v":18.191358024691358},4,500,54,{"$f":"INDEX(LINEST(AZ296:AZ297,AY296:AY297,TRUE,FALSE),1)","v":2.3333333333333331E-2},{"$f":"INDEX(LINEST(AZ296:AZ297,AY296:AY297,TRUE,FALSE),2)","v":42.333333333333336},{"$f":"((($I$27-1)/3)*((BA297*$J$27+BB297)-(BA294*$J$27+BB294)))+(BA294*$J$27+BB294)","v":44.468449931412891}]
[null,10,100,62,null,null,null,10,100,59,null,null,null,10,100,49,null,null,null,10,100,40,null,null,null,10,100,35,null,null,null,10,100,30,null,null,null,10,100,28,null,null,null,10,100,26,null,null,null,10,100,47]
[null,10,200,72,{"$f":"INDEX(LINEST(D298:D299,C298:C299,TRUE,FALSE),1)","v":0.1},{"$f":"INDEX(LINEST(D298:D299,C298:C299,TRUE,FALSE),2)","v":52},{"$f":"((($I$27-4)/6)*((E299*$J$27+F299)-(E296*$J$27+F296)))+(E296*$J$27+F296)","v":52.200617283950621},10,200,64,{"$f":"INDEX(LINEST(J298:J299,I298:I299,TRUE,FALSE),1)","v":0.05},{"$f":"INDEX(LINEST(J298:J299,I298:I299,TRUE,FALSE),2)","v":54},{"$f":"((($I$27-4)/6)*((K299*$J$27+L299)-(K296*$J$27+L296)))+(K296*$J$27+L296)","v":45.995884773662553},10,200,55,{"$f":"INDEX(LINEST(P298:P299,O298:O299,TRUE,FALSE),1)","v":5.9999999999999991E-2},{"$f":"INDEX(LINEST(P298:P299,O298:O299,TRUE,FALSE),2)","v":43},{"$f":"((($I$27-4)/6)*((Q299*$J$27+R299)-(Q296*$J$27+R296)))+(Q296*$J$27+R296)","v":44.247942386831276},10,200,47,{"$f":"INDEX(LINEST(V298:V299,U298:U299,TRUE,FALSE),1)","v":7.0000000000000021E-2},{"$f":"INDEX(LINEST(V298:V299,U298:U299,TRUE,FALSE),2)","v":33},{"$f":"((($I$27-4)/6)*((W299*$J$27+X299)-(W296*$J$27+X296)))+(W296*$J$27+X296)","v":39.976337448559669},10,200,42,{"$f":"INDEX(LINEST(AB298:AB299,AA298:AA299,TRUE,FALSE),1)","v":7.0000000000000021E-2},{"$f":"INDEX(LINEST(AB298:AB299,AA298:AA299,TRUE,FALSE),2)","v":27.999999999999996},{"$f":"((($I$27-4)/6)*((AC299*$J$27+AD299)-(AC296*$J$27+AD296)))+(AC296*$J$27+AD296)","v":37.090534979423872},10,200,39,{"$f":"INDEX(LINEST(AH298:AH299,AG298:AG299,TRUE,FALSE),1)","v":0.09},{"$f":"INDEX(LINEST(AH298:AH299,AG298:AG299,TRUE,FALSE),2)","v":21},{"$f":"((($I$27-4)/6)*((AI299*$J$27+AJ299)-(AI296*$J$27+AJ296)))+(AI296*$J$27+AJ296)","v":33.795267489711932},10,200,34,{"$f":"INDEX(LINEST(AN298:AN299,AM298:AM299,TRUE,FALSE),1)","v":5.9999999999999991E-2},{"$f":"INDEX(LINEST(AN298:AN299,AM298:AM299,TRUE,FALSE),2)","v":22},{"$f":"((($I$27-4)/6)*((AO299*$J$27+AP299)-(AO296*$J$27+AP296)))+(AO296*$J$27+AP296)","v":24.657407407407408},10,200,33,{"$f":"INDEX(LINEST(AT298:AT299,AS298:AS299,TRUE,FALSE),1)","v":7.0000000000000021E-2},{"$f":"INDEX(LINEST(AT298:AT299,AS298:AS299,TRUE,FALSE),2)","v":18.999999999999996},{"$f":"((($I$27-4)/6)*((AU299*$J$27+AV299)-(AU296*$J$27+AV296)))+(AU296*$J$27+AV296)","v":21.747942386831276},10,200,53,{"$f":"INDEX(LINEST(AZ298:AZ299,AY298:AY299,TRUE,FALSE),1)","v":5.9999999999999991E-2},{"$f":"INDEX(LINEST(AZ298:AZ299,AY298:AY299,TRUE,FALSE),2)","v":41},{"$f":"((($I$27-4)/6)*((BA299*$J$27+BB299)-(BA296*$J$27+BB296)))+(BA296*$J$27+BB296)","v":41.543209876543209}]
[null,10,500,78,{"$f":"INDEX(LINEST(D299:D300,C299:C300,TRUE,FALSE),1)","v":2.0000000000000007E-2},{"$f":"INDEX(LINEST(D299:D300,C299:C300,TRUE,FALSE),2)","v":68},{"$f":"((($I$27-4)/6)*((E300*$J$27+F300)-(E297*$J$27+F297)))+(E297*$J$27+F297)","v":54.321330589849104},10,500,72,{"$f":"INDEX(LINEST(J299:J300,I299:I300,TRUE,FALSE),1)","v":2.6666666666666672E-2},{"$f":"INDEX(LINEST(J299:J300,I299:I300,TRUE,FALSE),2)","v":58.666666666666664},{"$f":"((($I$27-4)/6)*((K300*$J$27+L300)-(K297*$J$27+L297)))+(K297*$J$27+L297)","v":49.5116598079561},10,500,63,{"$f":"INDEX(LINEST(P299:P300,O299:O300,TRUE,FALSE),1)","v":2.6666666666666672E-2},{"$f":"INDEX(LINEST(P299:P300,O299:O300,TRUE,FALSE),2)","v":49.666666666666664},{"$f":"((($I$27-4)/6)*((Q300*$J$27+R300)-(Q297*$J$27+R297)))+(Q297*$J$27+R297)","v":46.149519890260628},10,500,54,{"$f":"INDEX(LINEST(V299:V300,U299:U300,TRUE,FALSE),1)","v":2.3333333333333331E-2},{"$f":"INDEX(LINEST(V299:V300,U299:U300,TRUE,FALSE),2)","v":42.333333333333336},{"$f":"((($I$27-4)/6)*((W300*$J$27+X300)-(W297*$J$27+X297)))+(W297*$J$27+X297)","v":43.719135802469125},10,500,52,{"$f":"INDEX(LINEST(AB299:AB300,AA299:AA300,TRUE,FALSE),1)","v":3.3333333333333333E-2},{"$f":"INDEX(LINEST(AB299:AB300,AA299:AA300,TRUE,FALSE),2)","v":35.333333333333336},{"$f":"((($I$27-4)/6)*((AC300*$J$27+AD300)-(AC297*$J$27+AD297)))+(AC297*$J$27+AD297)","v":39.393689986282574},10,500,47,{"$f":"INDEX(LINEST(AH299:AH300,AG299:AG300,TRUE,FALSE),1)","v":2.6666666666666672E-2},{"$f":"INDEX(LINEST(AH299:AH300,AG299:AG300,TRUE,FALSE),2)","v":33.666666666666664},{"$f":"((($I$27-4)/6)*((AI300*$J$27+AJ300)-(AI297*$J$27+AJ297)))+(AI297*$J$27+AJ297)","v":34.377914951989027},10,500,44,{"$f":"INDEX(LINEST(AN299:AN300,AM299:AM300,TRUE,FALSE),1)","v":3.3333333333333333E-2},{"$f":"INDEX(LINEST(AN299:AN300,AM299:AM300,TRUE,FALSE),2)","v":27.333333333333336},{"$f":"((($I$27-4)/6)*((AO300*$J$27+AP300)-(AO297*$J$27+AP297)))+(AO297*$J$27+AP297)","v":27.635116598079549},10,500,43,{"$f":"INDEX(LINEST(AT299:AT300,AS299:AS300,TRUE,FALSE),1)","v":3.3333333333333333E-2},{"$f":"INDEX(LINEST(AT299:AT300,AS299:AS300,TRUE,FALSE),2)","v":26.333333333333336},{"$f":"((($I$27-4)/6)*((AU300*$J$27+AV300)-(AU297*$J$27+AV297)))+(AU297*$J$27+AV297)","v":21.467078189300413},10,500,61,{"$f":"INDEX(LINEST(AZ299:AZ300,AY299:AY300,TRUE,FALSE),1)","v":2.6666666666666672E-2},{"$f":"INDEX(LINEST(AZ299:AZ300,AY299:AY300,TRUE,FALSE),2)","v":47.666666666666664},{"$f":"((($I$27-4)/6)*((BA300*$J$27+BB300)-(BA297*$J$27+BB297)))+(BA297*$J$27+BB297)","v":43.444787379972567}]
[]
["800x300",1,100,{"$f":"D292+1","v":47},null,null,null,1,100,{"$f":"J292+1","v":43},null,null,null,1,100,{"$f":"P292+1","v":40},null,null,null,1,100,{"$f":"V292+1","v":33},null,null,null,1,100,{"$f":"AB292+1","v":36},null,null,null,1,100,{"$f":"AH292+1","v":30},null,null,null,1,100,{"$f":"AN292+1","v":16},null,null,null,1,100,{"$f":"AT292+1","v":15},null,null,null,1,100,{"$f":"AZ292+1","v":39}]
[null,1,200,48,{"$f":"INDEX(LINEST(D302:D303,C302:C303,TRUE,FALSE),1)","v":1.0000000000000002E-2},{"$f":"INDEX(LINEST(D302:D303,C302:C303,TRUE,FALSE),2)","v":46},null,1,200,46,{"$f":"INDEX(LINEST(J302:J303,I302:I303,TRUE,FALSE),1)","v":2.9999999999999995E-2},{"$f":"INDEX(LINEST(J302:J303,I302:I303,TRUE,FALSE),2)","v":40},null,1,200,47,{"$f":"INDEX(LINEST(P302:P303,O302:O303,TRUE,FALSE),1)","v":7.0000000000000021E-2},{"$f":"INDEX(LINEST(P302:P303,O302:O303,TRUE,FALSE),2)","v":33},null,1,200,38,{"$f":"INDEX(LINEST(V302:V303,U302:U303,TRUE,FALSE),1)","v":0.05},{"$f":"INDEX(LINEST(V302:V303,U302:U303,TRUE,FALSE),2)","v":28},null,1,200,38,{"$f":"INDEX(LINEST(AB302:AB303,AA302:AA303,TRUE,FALSE),1)","v":2.0000000000000004E-2},{"$f":"INDEX(LINEST(AB302:AB303,AA302:AA303,TRUE,FALSE),2)","v":34},null,1,200,42,{"$f":"INDEX(LINEST(AH302:AH303,AG302:AG303,TRUE,FALSE),1)","v":0.11999999999999998},{"$f":"INDEX(LINEST(AH302:AH303,AG302:AG303,TRUE,FALSE),2)","v":18.000000000000004},null,1,200,26,{"$f":"INDEX(LINEST(AN302:AN303,AM302:AM303,TRUE,FALSE),1)","v":0.1},{"$f":"INDEX(LINEST(AN302:AN303,AM302:AM303,TRUE,FALSE),2)","v":6},null,1,200,20,{"$f":"INDEX(LINEST(AT302:AT303,AS302:AS303,TRUE,FALSE),1)","v":0.05},{"$f":"INDEX(LINEST(AT302:AT303,AS302:AS303,TRUE,FALSE),2)","v":10},null,1,200,46,{"$f":"INDEX(LINEST(AZ302:AZ303,AY302:AY303,TRUE,FALSE),1)","v":7.0000000000000021E-2},{"$f":"INDEX(LINEST(AZ302:AZ303,AY302:AY303,TRUE,FALSE),2)","v":31.999999999999996}]
[null,1,500,54,{"$f":"INDEX(LINEST(D303:D304,C303:C304,TRUE,FALSE),1)","v":2.0000000000000007E-2},{"$f":"INDEX(LINEST(D303:D304,C303:C304,TRUE,FALSE),2)","v":44},null,1,500,50,{"$f":"INDEX(LINEST(J303:J304,I303:I304,TRUE,FALSE),1)","v":1.3333333333333336E-2},{"$f":"INDEX(LINEST(J303:J304,I303:I304,TRUE,FALSE),2)","v":43.333333333333329},null,1,500,52,{"$f":"INDEX(LINEST(P303:P304,O303:O304,TRUE,FALSE),1)","v":1.6666666666666666E-2},{"$f":"INDEX(LINEST(P303:P304,O303:O304,TRUE,FALSE),2)","v":43.666666666666664},null,1,500,47,{"$f":"INDEX(LINEST(V303:V304,U303:U304,TRUE,FALSE),1)","v":0.03},{"$f":"INDEX(LINEST(V303:V304,U303:U304,TRUE,FALSE),2)","v":32},null,1,500,43,{"$f":"INDEX(LINEST(AB303:AB304,AA303:AA304,TRUE,FALSE),1)","v":1.6666666666666666E-2},{"$f":"INDEX(LINEST(AB303:AB304,AA303:AA304,TRUE,FALSE),2)","v":34.666666666666664},null,1,500,47,{"$f":"INDEX(LINEST(AH303:AH304,AG303:AG304,TRUE,FALSE),1)","v":1.6666666666666666E-2},{"$f":"INDEX(LINEST(AH303:AH304,AG303:AG304,TRUE,FALSE),2)","v":38.666666666666664},null,1,500,36,{"$f":"INDEX(LINEST(AN303:AN304,AM303:AM304,TRUE,FALSE),1)","v":3.3333333333333333E-2},{"$f":"INDEX(LINEST(AN303:AN304,AM303:AM304,TRUE,FALSE),2)","v":19.333333333333336},null,1,500,33,{"$f":"INDEX(LINEST(AT303:AT304,AS303:AS304,TRUE,FALSE),1)","v":4.3333333333333349E-2},{"$f":"INDEX(LINEST(AT303:AT304,AS303:AS304,TRUE,FALSE),2)","v":11.333333333333329},null,1,500,51,{"$f":"INDEX(LINEST(AZ303:AZ304,AY303:AY304,TRUE,FALSE),1)","v":1.6666666666666666E-2},{"$f":"INDEX(LINEST(AZ303:AZ304,AY303:AY304,TRUE,FALSE),2)","v":42.666666666666664}]
[null,4,100,54,null,null,null,4,100,48,null,null,null,4,100,45,null,null,null,4,100,38,null,null,null,4,100,35,null,null,null,4,100,32,null,null,null,4,100,23,null,null,null,4,100,23,null,null,null,4,100,42]
[null,4,200,61,{"$f":"INDEX(LINEST(D305:D306,C305:C306,TRUE,FALSE),1)","v":7.0000000000000021E-2},{"$f":"INDEX(LINEST(D305:D306,C305:C306,TRUE,FALSE),2)","v":47},{"$f":"((($I$28-1)/3)*((E306*$J$28+F306)-(E303*$J$28+F303)))+(E303*$J$28+F303)","v":48.02469135802469},4,200,55,{"$f":"INDEX(LINEST(J305:J306,I305:I306,TRUE,FALSE),1)","v":7.0000000000000021E-2},{"$f":"INDEX(LINEST(J305:J306,I305:I306,TRUE,FALSE),2)","v":41},{"$f":"((($I$28-1)/3)*((K306*$J$28+L306)-(K303*$J$28+L303)))+(K303*$J$28+L303)","v":44.867283950617285},4,200,50,{"$f":"INDEX(LINEST(P305:P306,O305:O306,TRUE,FALSE),1)","v":0.05},{"$f":"INDEX(LINEST(P305:P306,O305:O306,TRUE,FALSE),2)","v":40},{"$f":"((($I$28-1)/3)*((Q306*$J$28+R306)-(Q303*$J$28+R303)))+(Q303*$J$28+R303)","v":43.709876543209873},4,200,46,{"$f":"INDEX(LINEST(V305:V306,U305:U306,TRUE,FALSE),1)","v":8.0000000000000016E-2},{"$f":"INDEX(LINEST(V305:V306,U305:U306,TRUE,FALSE),2)","v":30},{"$f":"((($I$28-1)/3)*((W306*$J$28+X306)-(W303*$J$28+X303)))+(W303*$J$28+X303)","v":35.841049382716051},4,200,42,{"$f":"INDEX(LINEST(AB305:AB306,AA305:AA306,TRUE,FALSE),1)","v":7.0000000000000021E-2},{"$f":"INDEX(LINEST(AB305:AB306,AA305:AA306,TRUE,FALSE),2)","v":27.999999999999996},{"$f":"((($I$28-1)/3)*((AC306*$J$28+AD306)-(AC303*$J$28+AD303)))+(AC303*$J$28+AD303)","v":37.078703703703702},4,200,38,{"$f":"INDEX(LINEST(AH305:AH306,AG305:AG306,TRUE,FALSE),1)","v":5.9999999999999991E-2},{"$f":"INDEX(LINEST(AH305:AH306,AG305:AG306,TRUE,FALSE),2)","v":26},{"$f":"((($I$28-1)/3)*((AI306*$J$28+AJ306)-(AI303*$J$28+AJ303)))+(AI303*$J$28+AJ303)","v":35.947530864197532},4,200,32,{"$f":"INDEX(LINEST(AN305:AN306,AM305:AM306,TRUE,FALSE),1)","v":0.09},{"$f":"INDEX(LINEST(AN305:AN306,AM305:AM306,TRUE,FALSE),2)","v":14},{"$f":"((($I$28-1)/3)*((AO306*$J$28+AP306)-(AO303*$J$28+AP303)))+(AO303*$J$28+AP303)","v":21.341049382716051},4,200,27,{"$f":"INDEX(LINEST(AT305:AT306,AS305:AS306,TRUE,FALSE),1)","v":4.0000000000000008E-2},{"$f":"INDEX(LINEST(AT305:AT306,AS305:AS306,TRUE,FALSE),2)","v":19},{"$f":"((($I$28-1)/3)*((AU306*$J$28+AV306)-(AU303*$J$28+AV303)))+(AU303*$J$28+AV303)","v":17.893518518518519},4,200,48,{"$f":"INDEX(LINEST(AZ305:AZ306,AY305:AY306,TRUE,FALSE),1)","v":5.9999999999999991E-2},{"$f":"INDEX(LINEST(AZ305:AZ306,AY305:AY306,TRUE,FALSE),2)","v":36},{"$f":"((($I$28-1)/3)*((BA306*$J$28+BB306)-(BA303*$J$28+BB303)))+(BA303*$J$28+BB303)","v":42.631172839506171}]
[null,4,500,66,{"$f":"INDEX(LINEST(D306:D307,C306:C307,TRUE,FALSE),1)","v":1.6666666666666666E-2},{"$f":"INDEX(LINEST(D306:D307,C306:C307,TRUE,FALSE),2)","v":57.666666666666664},{"$f":"((($I$28-1)/3)*((E307*$J$28+F307)-(E304*$J$28+F304)))+(E304*$J$28+F304)","v":47.690843621399175},4,500,59,{"$f":"INDEX(LINEST(J306:J307,I306:I307,TRUE,FALSE),1)","v":1.3333333333333336E-2},{"$f":"INDEX(LINEST(J306:J307,I306:I307,TRUE,FALSE),2)","v":52.333333333333329},{"$f":"((($I$28-1)/3)*((K307*$J$28+L307)-(K304*$J$28+L304)))+(K304*$J$28+L304)","v":45.80555555555555},4,500,54,{"$f":"INDEX(LINEST(P306:P307,O306:O307,TRUE,FALSE),1)","v":1.3333333333333336E-2},{"$f":"INDEX(LINEST(P306:P307,O306:O307,TRUE,FALSE),2)","v":47.333333333333329},{"$f":"((($I$28-1)/3)*((Q307*$J$28+R307)-(Q304*$J$28+R304)))+(Q304*$J$28+R304)","v":46.332818930041149},4,500,50,{"$f":"INDEX(LINEST(V306:V307,U306:U307,TRUE,FALSE),1)","v":1.3333333333333336E-2},{"$f":"INDEX(LINEST(V306:V307,U306:U307,TRUE,FALSE),2)","v":43.333333333333329},{"$f":"((($I$28-1)/3)*((W307*$J$28+X307)-(W304*$J$28+X304)))+(W304*$J$28+X304)","v":36.963477366255141},4,500,50,{"$f":"INDEX(LINEST(AB306:AB307,AA306:AA307,TRUE,FALSE),1)","v":2.6666666666666672E-2},{"$f":"INDEX(LINEST(AB306:AB307,AA306:AA307,TRUE,FALSE),2)","v":36.666666666666664},{"$f":"((($I$28-1)/3)*((AC307*$J$28+AD307)-(AC304*$J$28+AD304)))+(AC304*$J$28+AD304)","v":37.350308641975303},4,500,48,{"$f":"INDEX(LINEST(AH306:AH307,AG306:AG307,TRUE,FALSE),1)","v":3.3333333333333333E-2},{"$f":"INDEX(LINEST(AH306:AH307,AG306:AG307,TRUE,FALSE),2)","v":31.333333333333336},{"$f":"((($I$28-1)/3)*((AI307*$J$28+AJ307)-(AI304*$J$28+AJ304)))+(AI304*$J$28+AJ304)","v":40.913065843621396},4,500,44,{"$f":"INDEX(LINEST(AN306:AN307,AM306:AM307,TRUE,FALSE),1)","v":4.0000000000000015E-2},{"$f":"INDEX(LINEST(AN306:AN307,AM306:AM307,TRUE,FALSE),2)","v":23.999999999999993},{"$f":"((($I$28-1)/3)*((AO307*$J$28+AP307)-(AO304*$J$28+AP304)))+(AO304*$J$28+AP304)","v":24.630658436213995},4,500,37,{"$f":"INDEX(LINEST(AT306:AT307,AS306:AS307,TRUE,FALSE),1)","v":3.3333333333333333E-2},{"$f":"INDEX(LINEST(AT306:AT307,AS306:AS307,TRUE,FALSE),2)","v":20.333333333333336},{"$f":"((($I$28-1)/3)*((AU307*$J$28+AV307)-(AU304*$J$28+AV304)))+(AU304*$J$28+AV304)","v":18.226851851851851},4,500,55,{"$f":"INDEX(LINEST(AZ306:AZ307,AY306:AY307,TRUE,FALSE),1)","v":2.3333333333333331E-2},{"$f":"INDEX(LINEST(AZ306:AZ307,AY306:AY307,TRUE,FALSE),2)","v":43.333333333333336},{"$f":"((($I$28-1)/3)*((BA307*$J$28+BB307)-(BA304*$J$28+BB304)))+(BA304*$J$28+BB304)","v":45.254115226337447}]
[null,10,100,63,null,null,null,10,100,60,null,null,null,10,100,50,null,null,null,10,100,41,null,null,null,10,100,36,null,null,null,10,100,31,null,null,null,10,100,29,null,null,null,10,100,27,null,null,null,10,100,48]
[null,10,200,73,{"$f":"INDEX(LINEST(D308:D309,C308:C309,TRUE,FALSE),1)","v":0.1},{"$f":"INDEX(LINEST(D308:D309,C308:C309,TRUE,FALSE),2)","v":53},{"$f":"((($I$28-4)/6)*((E309*$J$28+F309)-(E306*$J$28+F306)))+(E306*$J$28+F306)","v":52.525462962962962},10,200,65,{"$f":"INDEX(LINEST(J308:J309,I308:I309,TRUE,FALSE),1)","v":0.05},{"$f":"INDEX(LINEST(J308:J309,I308:I309,TRUE,FALSE),2)","v":55},{"$f":"((($I$28-4)/6)*((K309*$J$28+L309)-(K306*$J$28+L306)))+(K306*$J$28+L306)","v":46.288580246913583},10,200,56,{"$f":"INDEX(LINEST(P308:P309,O308:O309,TRUE,FALSE),1)","v":5.9999999999999991E-2},{"$f":"INDEX(LINEST(P308:P309,O308:O309,TRUE,FALSE),2)","v":44},{"$f":"((($I$28-4)/6)*((Q309*$J$28+R309)-(Q306*$J$28+R306)))+(Q306*$J$28+R306)","v":44.894290123456791},10,200,48,{"$f":"INDEX(LINEST(V308:V309,U308:U309,TRUE,FALSE),1)","v":7.0000000000000021E-2},{"$f":"INDEX(LINEST(V308:V309,U308:U309,TRUE,FALSE),2)","v":34},{"$f":"((($I$28-4)/6)*((W309*$J$28+X309)-(W306*$J$28+X306)))+(W306*$J$28+X306)","v":40.815586419753089},10,200,43,{"$f":"INDEX(LINEST(AB308:AB309,AA308:AA309,TRUE,FALSE),1)","v":7.0000000000000021E-2},{"$f":"INDEX(LINEST(AB308:AB309,AA308:AA309,TRUE,FALSE),2)","v":28.999999999999996},{"$f":"((($I$28-4)/6)*((AC309*$J$28+AD309)-(AC306*$J$28+AD306)))+(AC306*$J$28+AD306)","v":38.026234567901234},10,200,40,{"$f":"INDEX(LINEST(AH308:AH309,AG308:AG309,TRUE,FALSE),1)","v":0.09},{"$f":"INDEX(LINEST(AH308:AH309,AG308:AG309,TRUE,FALSE),2)","v":22},{"$f":"((($I$28-4)/6)*((AI309*$J$28+AJ309)-(AI306*$J$28+AJ306)))+(AI306*$J$28+AJ306)","v":34.763117283950621},10,200,35,{"$f":"INDEX(LINEST(AN308:AN309,AM308:AM309,TRUE,FALSE),1)","v":5.9999999999999991E-2},{"$f":"INDEX(LINEST(AN308:AN309,AM308:AM309,TRUE,FALSE),2)","v":23},{"$f":"((($I$28-4)/6)*((AO309*$J$28+AP309)-(AO306*$J$28+AP306)))+(AO306*$J$28+AP306)","v":25.368055555555557},10,200,34,{"$f":"INDEX(LINEST(AT308:AT309,AS308:AS309,TRUE,FALSE),1)","v":7.0000000000000021E-2},{"$f":"INDEX(LINEST(AT308:AT309,AS308:AS309,TRUE,FALSE),2)","v":19.999999999999996},{"$f":"((($I$28-4)/6)*((AU309*$J$28+AV309)-(AU306*$J$28+AV306)))+(AU306*$J$28+AV306)","v":22.394290123456791},10,200,54,{"$f":"INDEX(LINEST(AZ308:AZ309,AY308:AY309,TRUE,FALSE),1)","v":5.9999999999999991E-2},{"$f":"INDEX(LINEST(AZ308:AZ309,AY308:AY309,TRUE,FALSE),2)","v":42},{"$f":"((($I$28-4)/6)*((BA309*$J$28+BB309)-(BA306*$J$28+BB306)))+(BA306*$J$28+BB306)","v":42.157407407407405}]
[null,10,500,79,{"$f":"INDEX(LINEST(D309:D310,C309:C310,TRUE,FALSE),1)","v":2.0000000000000007E-2},{"$f":"INDEX(LINEST(D309:D310,C309:C310,TRUE,FALSE),2)","v":69},{"$f":"((($I$28-4)/6)*((E310*$J$28+F310)-(E307*$J$28+F307)))+(E307*$J$28+F307)","v":54.560442386831269},10,500,73,{"$f":"INDEX(LINEST(J309:J310,I309:I310,TRUE,FALSE),1)","v":2.6666666666666672E-2},{"$f":"INDEX(LINEST(J309:J310,I309:I310,TRUE,FALSE),2)","v":59.666666666666664},{"$f":"((($I$28-4)/6)*((K310*$J$28+L310)-(K307*$J$28+L307)))+(K307*$J$28+L307)","v":49.911522633744852},10,500,64,{"$f":"INDEX(LINEST(P309:P310,O309:O310,TRUE,FALSE),1)","v":2.6666666666666672E-2},{"$f":"INDEX(LINEST(P309:P310,O309:O310,TRUE,FALSE),2)","v":50.666666666666664},{"$f":"((($I$28-4)/6)*((Q310*$J$28+R310)-(Q307*$J$28+R307)))+(Q307*$J$28+R307)","v":46.806584362139915},10,500,55,{"$f":"INDEX(LINEST(V309:V310,U309:U310,TRUE,FALSE),1)","v":2.3333333333333331E-2},{"$f":"INDEX(LINEST(V309:V310,U309:U310,TRUE,FALSE),2)","v":43.333333333333336},{"$f":"((($I$28-4)/6)*((W310*$J$28+X310)-(W307*$J$28+X307)))+(W307*$J$28+X307)","v":44.622685185185176},10,500,53,{"$f":"INDEX(LINEST(AB309:AB310,AA309:AA310,TRUE,FALSE),1)","v":3.3333333333333333E-2},{"$f":"INDEX(LINEST(AB309:AB310,AA309:AA310,TRUE,FALSE),2)","v":36.333333333333336},{"$f":"((($I$28-4)/6)*((AC310*$J$28+AD310)-(AC307*$J$28+AD307)))+(AC307*$J$28+AD307)","v":40.350823045267482},10,500,48,{"$f":"INDEX(LINEST(AH309:AH310,AG309:AG310,TRUE,FALSE),1)","v":2.6666666666666672E-2},{"$f":"INDEX(LINEST(AH309:AH310,AG309:AG310,TRUE,FALSE),2)","v":34.666666666666664},{"$f":"((($I$28-4)/6)*((AI310*$J$28+AJ310)-(AI307*$J$28+AJ307)))+(AI307*$J$28+AJ307)","v":35.22788065843622},10,500,45,{"$f":"INDEX(LINEST(AN309:AN310,AM309:AM310,TRUE,FALSE),1)","v":3.3333333333333333E-2},{"$f":"INDEX(LINEST(AN309:AN310,AM309:AM310,TRUE,FALSE),2)","v":28.333333333333336},{"$f":"((($I$28-4)/6)*((AO310*$J$28+AP310)-(AO307*$J$28+AP307)))+(AO307*$J$28+AP307)","v":28.420781893004104},10,500,44,{"$f":"INDEX(LINEST(AT309:AT310,AS309:AS310,TRUE,FALSE),1)","v":3.3333333333333333E-2},{"$f":"INDEX(LINEST(AT309:AT310,AS309:AS310,TRUE,FALSE),2)","v":27.333333333333336},{"$f":"((($I$28-4)/6)*((AU310*$J$28+AV310)-(AU307*$J$28+AV307)))+(AU307*$J$28+AV307)","v":22.016975308641978},10,500,62,{"$f":"INDEX(LINEST(AZ309:AZ310,AY309:AY310,TRUE,FALSE),1)","v":2.6666666666666672E-2},{"$f":"INDEX(LINEST(AZ309:AZ310,AY309:AY310,TRUE,FALSE),2)","v":48.666666666666664},{"$f":"((($I$28-4)/6)*((BA310*$J$28+BB310)-(BA307*$J$28+BB307)))+(BA307*$J$28+BB307)","v":44.069701646090536}]
[]
["1000x300",1,100,{"$f":"D292+2","v":48},null,null,null,1,100,{"$f":"J292+2","v":44},null,null,null,1,100,{"$f":"P292+2","v":41},null,null,null,1,100,{"$f":"V292+2","v":34},null,null,null,1,100,{"$f":"AB292+2","v":37},null,null,null,1,100,{"$f":"AH292+2","v":31},null,null,null,1,100,{"$f":"AN292+2","v":17},null,null,null,1,100,{"$f":"AT292+2","v":16},null,null,null,1,100,{"$f":"AZ292+2","v":40}]
[null,1,200,49,{"$f":"INDEX(LINEST(D312:D313,C312:C313,TRUE,FALSE),1)","v":1.0000000000000002E-2},{"$f":"INDEX(LINEST(D312:D313,C312:C313,TRUE,FALSE),2)","v":47},null,1,200,47,{"$f":"INDEX(LINEST(J312:J313,I312:I313,TRUE,FALSE),1)","v":2.9999999999999995E-2},{"$f":"INDEX(LINEST(J312:J313,I312:I313,TRUE,FALSE),2)","v":41},null,1,200,48,{"$f":"INDEX(LINEST(P312:P313,O312:O313,TRUE,FALSE),1)","v":7.0000000000000021E-2},{"$f":"INDEX(LINEST(P312:P313,O312:O313,TRUE,FALSE),2)","v":34},null,1,200,39,{"$f":"INDEX(LINEST(V312:V313,U312:U313,TRUE,FALSE),1)","v":0.05},{"$f":"INDEX(LINEST(V312:V313,U312:U313,TRUE,FALSE),2)","v":29},null,1,200,39,{"$f":"INDEX(LINEST(AB312:AB313,AA312:AA313,TRUE,FALSE),1)","v":2.0000000000000004E-2},{"$f":"INDEX(LINEST(AB312:AB313,AA312:AA313,TRUE,FALSE),2)","v":35},null,1,200,43,{"$f":"INDEX(LINEST(AH312:AH313,AG312:AG313,TRUE,FALSE),1)","v":0.11999999999999998},{"$f":"INDEX(LINEST(AH312:AH313,AG312:AG313,TRUE,FALSE),2)","v":19.000000000000004},null,1,200,27,{"$f":"INDEX(LINEST(AN312:AN313,AM312:AM313,TRUE,FALSE),1)","v":0.1},{"$f":"INDEX(LINEST(AN312:AN313,AM312:AM313,TRUE,FALSE),2)","v":7},null,1,200,21,{"$f":"INDEX(LINEST(AT312:AT313,AS312:AS313,TRUE,FALSE),1)","v":0.05},{"$f":"INDEX(LINEST(AT312:AT313,AS312:AS313,TRUE,FALSE),2)","v":11},null,1,200,47,{"$f":"INDEX(LINEST(AZ312:AZ313,AY312:AY313,TRUE,FALSE),1)","v":7.0000000000000021E-2},{"$f":"INDEX(LINEST(AZ312:AZ313,AY312:AY313,TRUE,FALSE),2)","v":33}]
[null,1,500,55,{"$f":"INDEX(LINEST(D313:D314,C313:C314,TRUE,FALSE),1)","v":2.0000000000000007E-2},{"$f":"INDEX(LINEST(D313:D314,C313:C314,TRUE,FALSE),2)","v":45},null,1,500,51,{"$f":"INDEX(LINEST(J313:J314,I313:I314,TRUE,FALSE),1)","v":1.3333333333333336E-2},{"$f":"INDEX(LINEST(J313:J314,I313:I314,TRUE,FALSE),2)","v":44.333333333333329},null,1,500,53,{"$f":"INDEX(LINEST(P313:P314,O313:O314,TRUE,FALSE),1)","v":1.6666666666666666E-2},{"$f":"INDEX(LINEST(P313:P314,O313:O314,TRUE,FALSE),2)","v":44.666666666666664},null,1,500,48,{"$f":"INDEX(LINEST(V313:V314,U313:U314,TRUE,FALSE),1)","v":0.03},{"$f":"INDEX(LINEST(V313:V314,U313:U314,TRUE,FALSE),2)","v":33},null,1,500,44,{"$f":"INDEX(LINEST(AB313:AB314,AA313:AA314,TRUE,FALSE),1)","v":1.6666666666666666E-2},{"$f":"INDEX(LINEST(AB313:AB314,AA313:AA314,TRUE,FALSE),2)","v":35.666666666666664},null,1,500,48,{"$f":"INDEX(LINEST(AH313:AH314,AG313:AG314,TRUE,FALSE),1)","v":1.6666666666666666E-2},{"$f":"INDEX(LINEST(AH313:AH314,AG313:AG314,TRUE,FALSE),2)","v":39.666666666666664},null,1,500,37,{"$f":"INDEX(LINEST(AN313:AN314,AM313:AM314,TRUE,FALSE),1)","v":3.3333333333333333E-2},{"$f":"INDEX(LINEST(AN313:AN314,AM313:AM314,TRUE,FALSE),2)","v":20.333333333333336},null,1,500,34,{"$f":"INDEX(LINEST(AT313:AT314,AS313:AS314,TRUE,FALSE),1)","v":4.3333333333333349E-2},{"$f":"INDEX(LINEST(AT313:AT314,AS313:AS314,TRUE,FALSE),2)","v":12.333333333333329},null,1,500,52,{"$f":"INDEX(LINEST(AZ313:AZ314,AY313:AY314,TRUE,FALSE),1)","v":1.6666666666666666E-2},{"$f":"INDEX(LINEST(AZ313:AZ314,AY313:AY314,TRUE,FALSE),2)","v":43.666666666666664}]
[null,4,100,55,null,null,null,4,100,49,null,null,null,4,100,46,null,null,null,4,100,39,null,null,null,4,100,36,null,null,null,4,100,33,null,null,null,4,100,24,null,null,null,4,100,24,null,null,null,4,100,43]
[null,4,200,62,{"$f":"INDEX(LINEST(D315:D316,C315:C316,TRUE,FALSE),1)","v":7.0000000000000021E-2},{"$f":"INDEX(LINEST(D315:D316,C315:C316,TRUE,FALSE),2)","v":48},{"$f":"((($I$29-1)/3)*((E316*$J$29+F316)-(E313*$J$29+F313)))+(E313*$J$29+F313)","v":48.253086419753089},4,200,56,{"$f":"INDEX(LINEST(J315:J316,I315:I316,TRUE,FALSE),1)","v":7.0000000000000021E-2},{"$f":"INDEX(LINEST(J315:J316,I315:I316,TRUE,FALSE),2)","v":42},{"$f":"((($I$29-1)/3)*((K316*$J$29+L316)-(K313*$J$29+L313)))+(K313*$J$29+L313)","v":45.327160493827158},4,200,51,{"$f":"INDEX(LINEST(P315:P316,O315:O316,TRUE,FALSE),1)","v":0.05},{"$f":"INDEX(LINEST(P315:P316,O315:O316,TRUE,FALSE),2)","v":41},{"$f":"((($I$29-1)/3)*((Q316*$J$29+R316)-(Q313*$J$29+R313)))+(Q313*$J$29+R313)","v":44.401234567901234},4,200,47,{"$f":"INDEX(LINEST(V315:V316,U315:U316,TRUE,FALSE),1)","v":8.0000000000000016E-2},{"$f":"INDEX(LINEST(V315:V316,U315:U316,TRUE,FALSE),2)","v":31},{"$f":"((($I$29-1)/3)*((W316*$J$29+X316)-(W313*$J$29+X313)))+(W313*$J$29+X313)","v":36.339506172839506},4,200,43,{"$f":"INDEX(LINEST(AB315:AB316,AA315:AA316,TRUE,FALSE),1)","v":7.0000000000000021E-2},{"$f":"INDEX(LINEST(AB315:AB316,AA315:AA316,TRUE,FALSE),2)","v":28.999999999999996},{"$f":"((($I$29-1)/3)*((AC316*$J$29+AD316)-(AC313*$J$29+AD313)))+(AC313*$J$29+AD313)","v":37.962962962962962},4,200,39,{"$f":"INDEX(LINEST(AH315:AH316,AG315:AG316,TRUE,FALSE),1)","v":5.9999999999999991E-2},{"$f":"INDEX(LINEST(AH315:AH316,AG315:AG316,TRUE,FALSE),2)","v":27},{"$f":"((($I$29-1)/3)*((AI316*$J$29+AJ316)-(AI313*$J$29+AJ313)))+(AI313*$J$29+AJ313)","v":37.02469135802469},4,200,33,{"$f":"INDEX(LINEST(AN315:AN316,AM315:AM316,TRUE,FALSE),1)","v":0.09},{"$f":"INDEX(LINEST(AN315:AN316,AM315:AM316,TRUE,FALSE),2)","v":15},{"$f":"((($I$29-1)/3)*((AO316*$J$29+AP316)-(AO313*$J$29+AP313)))+(AO313*$J$29+AP313)","v":21.839506172839506},4,200,28,{"$f":"INDEX(LINEST(AT315:AT316,AS315:AS316,TRUE,FALSE),1)","v":4.0000000000000008E-2},{"$f":"INDEX(LINEST(AT315:AT316,AS315:AS316,TRUE,FALSE),2)","v":20},{"$f":"((($I$29-1)/3)*((AU316*$J$29+AV316)-(AU313*$J$29+AV313)))+(AU313*$J$29+AV313)","v":18.314814814814813},4,200,49,{"$f":"INDEX(LINEST(AZ315:AZ316,AY315:AY316,TRUE,FALSE),1)","v":5.9999999999999991E-2},{"$f":"INDEX(LINEST(AZ315:AZ316,AY315:AY316,TRUE,FALSE),2)","v":37},{"$f":"((($I$29-1)/3)*((BA316*$J$29+BB316)-(BA313*$J$29+BB313)))+(BA313*$J$29+BB313)","v":43.438271604938272}]
[null,4,500,67,{"$f":"INDEX(LINEST(D316:D317,C316:C317,TRUE,FALSE),1)","v":1.6666666666666666E-2},{"$f":"INDEX(LINEST(D316:D317,C316:C317,TRUE,FALSE),2)","v":58.666666666666664},{"$f":"((($I$29-1)/3)*((E317*$J$29+F317)-(E314*$J$29+F314)))+(E314*$J$29+F314)","v":47.674897119341566},4,500,60,{"$f":"INDEX(LINEST(J316:J317,I316:I317,TRUE,FALSE),1)","v":1.3333333333333336E-2},{"$f":"INDEX(LINEST(J316:J317,I316:I317,TRUE,FALSE),2)","v":53.333333333333329},{"$f":"((($I$29-1)/3)*((K317*$J$29+L317)-(K314*$J$29+L314)))+(K314*$J$29+L314)","v":46.111111111111107},4,500,55,{"$f":"INDEX(LINEST(P316:P317,O316:O317,TRUE,FALSE),1)","v":1.3333333333333336E-2},{"$f":"INDEX(LINEST(P316:P317,O316:O317,TRUE,FALSE),2)","v":48.333333333333329},{"$f":"((($I$29-1)/3)*((Q317*$J$29+R317)-(Q314*$J$29+R314)))+(Q314*$J$29+R314)","v":47.088477366255141},4,500,51,{"$f":"INDEX(LINEST(V316:V317,U316:U317,TRUE,FALSE),1)","v":1.3333333333333336E-2},{"$f":"INDEX(LINEST(V316:V317,U316:U317,TRUE,FALSE),2)","v":44.333333333333329},{"$f":"((($I$29-1)/3)*((W317*$J$29+X317)-(W314*$J$29+X314)))+(W314*$J$29+X314)","v":37.281893004115226},4,500,51,{"$f":"INDEX(LINEST(AB316:AB317,AA316:AA317,TRUE,FALSE),1)","v":2.6666666666666672E-2},{"$f":"INDEX(LINEST(AB316:AB317,AA316:AA317,TRUE,FALSE),2)","v":37.666666666666664},{"$f":"((($I$29-1)/3)*((AC317*$J$29+AD317)-(AC314*$J$29+AD314)))+(AC314*$J$29+AD314)","v":38.080246913580247},4,500,49,{"$f":"INDEX(LINEST(AH316:AH317,AG316:AG317,TRUE,FALSE),1)","v":3.3333333333333333E-2},{"$f":"INDEX(LINEST(AH316:AH317,AG316:AG317,TRUE,FALSE),2)","v":32.333333333333336},{"$f":"((($I$29-1)/3)*((AI317*$J$29+AJ317)-(AI314*$J$29+AJ314)))+(AI314*$J$29+AJ314)","v":42.286008230452673},4,500,45,{"$f":"INDEX(LINEST(AN316:AN317,AM316:AM317,TRUE,FALSE),1)","v":4.0000000000000015E-2},{"$f":"INDEX(LINEST(AN316:AN317,AM316:AM317,TRUE,FALSE),2)","v":24.999999999999993},{"$f":"((($I$29-1)/3)*((AO317*$J$29+AP317)-(AO314*$J$29+AP314)))+(AO314*$J$29+AP314)","v":25.193415637860085},4,500,38,{"$f":"INDEX(LINEST(AT316:AT317,AS316:AS317,TRUE,FALSE),1)","v":3.3333333333333333E-2},{"$f":"INDEX(LINEST(AT316:AT317,AS316:AS317,TRUE,FALSE),2)","v":21.333333333333336},{"$f":"((($I$29-1)/3)*((AU317*$J$29+AV317)-(AU314*$J$29+AV314)))+(AU314*$J$29+AV314)","v":18.648148148148145},4,500,56,{"$f":"INDEX(LINEST(AZ316:AZ317,AY316:AY317,TRUE,FALSE),1)","v":2.3333333333333331E-2},{"$f":"INDEX(LINEST(AZ316:AZ317,AY316:AY317,TRUE,FALSE),2)","v":44.333333333333336},{"$f":"((($I$29-1)/3)*((BA317*$J$29+BB317)-(BA314*$J$29+BB314)))+(BA314*$J$29+BB314)","v":46.125514403292179}]
[null,10,100,64,null,null,null,10,100,61,null,null,null,10,100,51,null,null,null,10,100,42,null,null,null,10,100,37,null,null,null,10,100,32,null,null,null,10,100,30,null,null,null,10,100,28,null,null,null,10,100,49]
[null,10,200,74,{"$f":"INDEX(LINEST(D318:D319,C318:C319,TRUE,FALSE),1)","v":0.1},{"$f":"INDEX(LINEST(D318:D319,C318:C319,TRUE,FALSE),2)","v":54},{"$f":"((($I$29-4)/6)*((E319*$J$29+F319)-(E316*$J$29+F316)))+(E316*$J$29+F316)","v":53.120370370370374},10,200,66,{"$f":"INDEX(LINEST(J318:J319,I318:I319,TRUE,FALSE),1)","v":0.05},{"$f":"INDEX(LINEST(J318:J319,I318:I319,TRUE,FALSE),2)","v":56},{"$f":"((($I$29-4)/6)*((K319*$J$29+L319)-(K316*$J$29+L316)))+(K316*$J$29+L316)","v":46.864197530864196},10,200,57,{"$f":"INDEX(LINEST(P318:P319,O318:O319,TRUE,FALSE),1)","v":5.9999999999999991E-2},{"$f":"INDEX(LINEST(P318:P319,O318:O319,TRUE,FALSE),2)","v":45},{"$f":"((($I$29-4)/6)*((Q319*$J$29+R319)-(Q316*$J$29+R316)))+(Q316*$J$29+R316)","v":45.682098765432102},10,200,49,{"$f":"INDEX(LINEST(V318:V319,U318:U319,TRUE,FALSE),1)","v":7.0000000000000021E-2},{"$f":"INDEX(LINEST(V318:V319,U318:U319,TRUE,FALSE),2)","v":35},{"$f":"((($I$29-4)/6)*((W319*$J$29+X319)-(W316*$J$29+X316)))+(W316*$J$29+X316)","v":41.719135802469133},10,200,44,{"$f":"INDEX(LINEST(AB318:AB319,AA318:AA319,TRUE,FALSE),1)","v":7.0000000000000021E-2},{"$f":"INDEX(LINEST(AB318:AB319,AA318:AA319,TRUE,FALSE),2)","v":29.999999999999996},{"$f":"((($I$29-4)/6)*((AC319*$J$29+AD319)-(AC316*$J$29+AD316)))+(AC316*$J$29+AD316)","v":38.987654320987652},10,200,41,{"$f":"INDEX(LINEST(AH318:AH319,AG318:AG319,TRUE,FALSE),1)","v":0.09},{"$f":"INDEX(LINEST(AH318:AH319,AG318:AG319,TRUE,FALSE),2)","v":23},{"$f":"((($I$29-4)/6)*((AI319*$J$29+AJ319)-(AI316*$J$29+AJ316)))+(AI316*$J$29+AJ316)","v":35.743827160493829},10,200,36,{"$f":"INDEX(LINEST(AN318:AN319,AM318:AM319,TRUE,FALSE),1)","v":5.9999999999999991E-2},{"$f":"INDEX(LINEST(AN318:AN319,AM318:AM319,TRUE,FALSE),2)","v":24},{"$f":"((($I$29-4)/6)*((AO319*$J$29+AP319)-(AO316*$J$29+AP316)))+(AO316*$J$29+AP316)","v":26.194444444444443},10,200,35,{"$f":"INDEX(LINEST(AT318:AT319,AS318:AS319,TRUE,FALSE),1)","v":7.0000000000000021E-2},{"$f":"INDEX(LINEST(AT318:AT319,AS318:AS319,TRUE,FALSE),2)","v":20.999999999999996},{"$f":"((($I$29-4)/6)*((AU319*$J$29+AV319)-(AU316*$J$29+AV316)))+(AU316*$J$29+AV316)","v":23.182098765432098},10,200,55,{"$f":"INDEX(LINEST(AZ318:AZ319,AY318:AY319,TRUE,FALSE),1)","v":5.9999999999999991E-2},{"$f":"INDEX(LINEST(AZ318:AZ319,AY318:AY319,TRUE,FALSE),2)","v":43},{"$f":"((($I$29-4)/6)*((BA319*$J$29+BB319)-(BA316*$J$29+BB316)))+(BA316*$J$29+BB316)","v":42.925925925925924}]
[null,10,500,80,{"$f":"INDEX(LINEST(D319:D320,C319:C320,TRUE,FALSE),1)","v":2.0000000000000007E-2},{"$f":"INDEX(LINEST(D319:D320,C319:C320,TRUE,FALSE),2)","v":70},{"$f":"((($I$29-4)/6)*((E320*$J$29+F320)-(E317*$J$29+F317)))+(E317*$J$29+F317)","v":55.103909465020571},10,500,74,{"$f":"INDEX(LINEST(J319:J320,I319:I320,TRUE,FALSE),1)","v":2.6666666666666672E-2},{"$f":"INDEX(LINEST(J319:J320,I319:I320,TRUE,FALSE),2)","v":60.666666666666664},{"$f":"((($I$29-4)/6)*((K320*$J$29+L320)-(K317*$J$29+L317)))+(K317*$J$29+L317)","v":50.551440329218096},10,500,65,{"$f":"INDEX(LINEST(P319:P320,O319:O320,TRUE,FALSE),1)","v":2.6666666666666672E-2},{"$f":"INDEX(LINEST(P319:P320,O319:O320,TRUE,FALSE),2)","v":51.666666666666664},{"$f":"((($I$29-4)/6)*((Q320*$J$29+R320)-(Q317*$J$29+R317)))+(Q317*$J$29+R317)","v":47.600823045267482},10,500,56,{"$f":"INDEX(LINEST(V319:V320,U319:U320,TRUE,FALSE),1)","v":2.3333333333333331E-2},{"$f":"INDEX(LINEST(V319:V320,U319:U320,TRUE,FALSE),2)","v":44.333333333333336},{"$f":"((($I$29-4)/6)*((W320*$J$29+X320)-(W317*$J$29+X317)))+(W317*$J$29+X317)","v":45.56481481481481},10,500,54,{"$f":"INDEX(LINEST(AB319:AB320,AA319:AA320,TRUE,FALSE),1)","v":3.3333333333333333E-2},{"$f":"INDEX(LINEST(AB319:AB320,AA319:AA320,TRUE,FALSE),2)","v":37.333333333333336},{"$f":"((($I$29-4)/6)*((AC320*$J$29+AD320)-(AC317*$J$29+AD317)))+(AC317*$J$29+AD317)","v":41.325102880658434},10,500,49,{"$f":"INDEX(LINEST(AH319:AH320,AG319:AG320,TRUE,FALSE),1)","v":2.6666666666666672E-2},{"$f":"INDEX(LINEST(AH319:AH320,AG319:AG320,TRUE,FALSE),2)","v":35.666666666666664},{"$f":"((($I$29-4)/6)*((AI320*$J$29+AJ320)-(AI317*$J$29+AJ317)))+(AI317*$J$29+AJ317)","v":36.137860082304535},10,500,46,{"$f":"INDEX(LINEST(AN319:AN320,AM319:AM320,TRUE,FALSE),1)","v":3.3333333333333333E-2},{"$f":"INDEX(LINEST(AN319:AN320,AM319:AM320,TRUE,FALSE),2)","v":29.333333333333336},{"$f":"((($I$29-4)/6)*((AO320*$J$29+AP320)-(AO317*$J$29+AP317)))+(AO317*$J$29+AP317)","v":29.292181069958836},10,500,45,{"$f":"INDEX(LINEST(AT319:AT320,AS319:AS320,TRUE,FALSE),1)","v":3.3333333333333333E-2},{"$f":"INDEX(LINEST(AT319:AT320,AS319:AS320,TRUE,FALSE),2)","v":28.333333333333336},{"$f":"((($I$29-4)/6)*((AU320*$J$29+AV320)-(AU317*$J$29+AV317)))+(AU317*$J$29+AV317)","v":22.746913580246918},10,500,63,{"$f":"INDEX(LINEST(AZ319:AZ320,AY319:AY320,TRUE,FALSE),1)","v":2.6666666666666672E-2},{"$f":"INDEX(LINEST(AZ319:AZ320,AY319:AY320,TRUE,FALSE),2)","v":49.666666666666664},{"$f":"((($I$29-4)/6)*((BA320*$J$29+BB320)-(BA317*$J$29+BB317)))+(BA317*$J$29+BB317)","v":44.844650205761319}]
[]
["1200x300",1,100,{"$f":"D292+3","v":49},null,null,null,1,100,{"$f":"J292+3","v":45},null,null,null,1,100,{"$f":"P292+3","v":42},null,null,null,1,100,{"$f":"V292+3","v":35},null,null,null,1,100,{"$f":"AB292+3","v":38},null,null,null,1,100,{"$f":"AH292+3","v":32},null,null,null,1,100,{"$f":"AN292+3","v":18},null,null,null,1,100,{"$f":"AT292+3","v":17},null,null,null,1,100,{"$f":"AZ292+3","v":41}]
[null,1,200,50,{"$f":"INDEX(LINEST(D322:D323,C322:C323,TRUE,FALSE),1)","v":1.0000000000000002E-2},{"$f":"INDEX(LINEST(D322:D323,C322:C323,TRUE,FALSE),2)","v":48},null,1,200,48,{"$f":"INDEX(LINEST(J322:J323,I322:I323,TRUE,FALSE),1)","v":2.9999999999999995E-2},{"$f":"INDEX(LINEST(J322:J323,I322:I323,TRUE,FALSE),2)","v":42},null,1,200,49,{"$f":"INDEX(LINEST(P322:P323,O322:O323,TRUE,FALSE),1)","v":7.0000000000000021E-2},{"$f":"INDEX(LINEST(P322:P323,O322:O323,TRUE,FALSE),2)","v":35},null,1,200,40,{"$f":"INDEX(LINEST(V322:V323,U322:U323,TRUE,FALSE),1)","v":0.05},{"$f":"INDEX(LINEST(V322:V323,U322:U323,TRUE,FALSE),2)","v":30},null,1,200,40,{"$f":"INDEX(LINEST(AB322:AB323,AA322:AA323,TRUE,FALSE),1)","v":2.0000000000000004E-2},{"$f":"INDEX(LINEST(AB322:AB323,AA322:AA323,TRUE,FALSE),2)","v":36},null,1,200,44,{"$f":"INDEX(LINEST(AH322:AH323,AG322:AG323,TRUE,FALSE),1)","v":0.11999999999999998},{"$f":"INDEX(LINEST(AH322:AH323,AG322:AG323,TRUE,FALSE),2)","v":20.000000000000004},null,1,200,28,{"$f":"INDEX(LINEST(AN322:AN323,AM322:AM323,TRUE,FALSE),1)","v":0.1},{"$f":"INDEX(LINEST(AN322:AN323,AM322:AM323,TRUE,FALSE),2)","v":8},null,1,200,22,{"$f":"INDEX(LINEST(AT322:AT323,AS322:AS323,TRUE,FALSE),1)","v":0.05},{"$f":"INDEX(LINEST(AT322:AT323,AS322:AS323,TRUE,FALSE),2)","v":12},null,1,200,48,{"$f":"INDEX(LINEST(AZ322:AZ323,AY322:AY323,TRUE,FALSE),1)","v":7.0000000000000021E-2},{"$f":"INDEX(LINEST(AZ322:AZ323,AY322:AY323,TRUE,FALSE),2)","v":34}]
[null,1,500,56,{"$f":"INDEX(LINEST(D323:D324,C323:C324,TRUE,FALSE),1)","v":2.0000000000000007E-2},{"$f":"INDEX(LINEST(D323:D324,C323:C324,TRUE,FALSE),2)","v":46},null,1,500,52,{"$f":"INDEX(LINEST(J323:J324,I323:I324,TRUE,FALSE),1)","v":1.3333333333333336E-2},{"$f":"INDEX(LINEST(J323:J324,I323:I324,TRUE,FALSE),2)","v":45.333333333333329},null,1,500,54,{"$f":"INDEX(LINEST(P323:P324,O323:O324,TRUE,FALSE),1)","v":1.6666666666666666E-2},{"$f":"INDEX(LINEST(P323:P324,O323:O324,TRUE,FALSE),2)","v":45.666666666666664},null,1,500,49,{"$f":"INDEX(LINEST(V323:V324,U323:U324,TRUE,FALSE),1)","v":0.03},{"$f":"INDEX(LINEST(V323:V324,U323:U324,TRUE,FALSE),2)","v":34},null,1,500,45,{"$f":"INDEX(LINEST(AB323:AB324,AA323:AA324,TRUE,FALSE),1)","v":1.6666666666666666E-2},{"$f":"INDEX(LINEST(AB323:AB324,AA323:AA324,TRUE,FALSE),2)","v":36.666666666666664},null,1,500,49,{"$f":"INDEX(LINEST(AH323:AH324,AG323:AG324,TRUE,FALSE),1)","v":1.6666666666666666E-2},{"$f":"INDEX(LINEST(AH323:AH324,AG323:AG324,TRUE,FALSE),2)","v":40.666666666666664},null,1,500,38,{"$f":"INDEX(LINEST(AN323:AN324,AM323:AM324,TRUE,FALSE),1)","v":3.3333333333333333E-2},{"$f":"INDEX(LINEST(AN323:AN324,AM323:AM324,TRUE,FALSE),2)","v":21.333333333333336},null,1,500,35,{"$f":"INDEX(LINEST(AT323:AT324,AS323:AS324,TRUE,FALSE),1)","v":4.3333333333333349E-2},{"$f":"INDEX(LINEST(AT323:AT324,AS323:AS324,TRUE,FALSE),2)","v":13.333333333333329},null,1,500,53,{"$f":"INDEX(LINEST(AZ323:AZ324,AY323:AY324,TRUE,FALSE),1)","v":1.6666666666666666E-2},{"$f":"INDEX(LINEST(AZ323:AZ324,AY323:AY324,TRUE,FALSE),2)","v":44.666666666666664}]
[null,4,100,56,null,null,null,4,100,50,null,null,null,4,100,47,null,null,null,4,100,40,null,null,null,4,100,37,null,null,null,4,100,34,null,null,null,4,100,25,null,null,null,4,100,25,null,null,null,4,100,44]
[null,4,200,63,{"$f":"INDEX(LINEST(D325:D326,C325:C326,TRUE,FALSE),1)","v":7.0000000000000021E-2},{"$f":"INDEX(LINEST(D325:D326,C325:C326,TRUE,FALSE),2)","v":49},{"$f":"((($I$30-1)/3)*((E326*$J$30+F326)-(E323*$J$30+F323)))+(E323*$J$30+F323)","v":48.738683127572017},4,200,57,{"$f":"INDEX(LINEST(J325:J326,I325:I326,TRUE,FALSE),1)","v":7.0000000000000021E-2},{"$f":"INDEX(LINEST(J325:J326,I325:I326,TRUE,FALSE),2)","v":43},{"$f":"((($I$30-1)/3)*((K326*$J$30+L326)-(K323*$J$30+L323)))+(K323*$J$30+L323)","v":45.967078189300409},4,200,52,{"$f":"INDEX(LINEST(P325:P326,O325:O326,TRUE,FALSE),1)","v":0.05},{"$f":"INDEX(LINEST(P325:P326,O325:O326,TRUE,FALSE),2)","v":42},{"$f":"((($I$30-1)/3)*((Q326*$J$30+R326)-(Q323*$J$30+R323)))+(Q323*$J$30+R323)","v":45.195473251028808},4,200,48,{"$f":"INDEX(LINEST(V325:V326,U325:U326,TRUE,FALSE),1)","v":8.0000000000000016E-2},{"$f":"INDEX(LINEST(V325:V326,U325:U326,TRUE,FALSE),2)","v":32},{"$f":"((($I$30-1)/3)*((W326*$J$30+X326)-(W323*$J$30+X323)))+(W323*$J$30+X323)","v":37.005144032921812},4,200,44,{"$f":"INDEX(LINEST(AB325:AB326,AA325:AA326,TRUE,FALSE),1)","v":7.0000000000000021E-2},{"$f":"INDEX(LINEST(AB325:AB326,AA325:AA326,TRUE,FALSE),2)","v":29.999999999999996},{"$f":"((($I$30-1)/3)*((AC326*$J$30+AD326)-(AC323*$J$30+AD323)))+(AC323*$J$30+AD323)","v":38.885802469135804},4,200,40,{"$f":"INDEX(LINEST(AH325:AH326,AG325:AG326,TRUE,FALSE),1)","v":5.9999999999999991E-2},{"$f":"INDEX(LINEST(AH325:AH326,AG325:AG326,TRUE,FALSE),2)","v":28},{"$f":"((($I$30-1)/3)*((AI326*$J$30+AJ326)-(AI323*$J$30+AJ323)))+(AI323*$J$30+AJ323)","v":38.0761316872428},4,200,34,{"$f":"INDEX(LINEST(AN325:AN326,AM325:AM326,TRUE,FALSE),1)","v":0.09},{"$f":"INDEX(LINEST(AN325:AN326,AM325:AM326,TRUE,FALSE),2)","v":16},{"$f":"((($I$30-1)/3)*((AO326*$J$30+AP326)-(AO323*$J$30+AP323)))+(AO323*$J$30+AP323)","v":22.505144032921812},4,200,29,{"$f":"INDEX(LINEST(AT325:AT326,AS325:AS326,TRUE,FALSE),1)","v":4.0000000000000008E-2},{"$f":"INDEX(LINEST(AT325:AT326,AS325:AS326,TRUE,FALSE),2)","v":21},{"$f":"((($I$30-1)/3)*((AU326*$J$30+AV326)-(AU323*$J$30+AV323)))+(AU323*$J$30+AV323)","v":18.929012345679013},4,200,50,{"$f":"INDEX(LINEST(AZ325:AZ326,AY325:AY326,TRUE,FALSE),1)","v":5.9999999999999991E-2},{"$f":"INDEX(LINEST(AZ325:AZ326,AY325:AY326,TRUE,FALSE),2)","v":38},{"$f":"((($I$30-1)/3)*((BA326*$J$30+BB326)-(BA323*$J$30+BB323)))+(BA323*$J$30+BB323)","v":44.309670781893004}]
[null,4,500,68,{"$f":"INDEX(LINEST(D326:D327,C326:C327,TRUE,FALSE),1)","v":1.6666666666666666E-2},{"$f":"INDEX(LINEST(D326:D327,C326:C327,TRUE,FALSE),2)","v":59.666666666666664},{"$f":"((($I$30-1)/3)*((E327*$J$30+F327)-(E324*$J$30+F324)))+(E324*$J$30+F324)","v":47.997599451303152},4,500,61,{"$f":"INDEX(LINEST(J326:J327,I326:I327,TRUE,FALSE),1)","v":1.3333333333333336E-2},{"$f":"INDEX(LINEST(J326:J327,I326:I327,TRUE,FALSE),2)","v":54.333333333333329},{"$f":"((($I$30-1)/3)*((K327*$J$30+L327)-(K324*$J$30+L324)))+(K324*$J$30+L324)","v":46.648148148148145},4,500,56,{"$f":"INDEX(LINEST(P326:P327,O326:O327,TRUE,FALSE),1)","v":1.3333333333333336E-2},{"$f":"INDEX(LINEST(P326:P327,O326:O327,TRUE,FALSE),2)","v":49.333333333333329},{"$f":"((($I$30-1)/3)*((Q327*$J$30+R327)-(Q324*$J$30+R324)))+(Q324*$J$30+R324)","v":47.9255829903978},4,500,52,{"$f":"INDEX(LINEST(V326:V327,U326:U327,TRUE,FALSE),1)","v":1.3333333333333336E-2},{"$f":"INDEX(LINEST(V326:V327,U326:U327,TRUE,FALSE),2)","v":45.333333333333329},{"$f":"((($I$30-1)/3)*((W327*$J$30+X327)-(W324*$J$30+X324)))+(W324*$J$30+X324)","v":37.827503429355282},4,500,52,{"$f":"INDEX(LINEST(AB326:AB327,AA326:AA327,TRUE,FALSE),1)","v":2.6666666666666672E-2},{"$f":"INDEX(LINEST(AB326:AB327,AA326:AA327,TRUE,FALSE),2)","v":38.666666666666664},{"$f":"((($I$30-1)/3)*((AC327*$J$30+AD327)-(AC324*$J$30+AD324)))+(AC324*$J$30+AD324)","v":38.900205761316869},4,500,50,{"$f":"INDEX(LINEST(AH326:AH327,AG326:AG327,TRUE,FALSE),1)","v":3.3333333333333333E-2},{"$f":"INDEX(LINEST(AH326:AH327,AG326:AG327,TRUE,FALSE),2)","v":33.333333333333336},{"$f":"((($I$30-1)/3)*((AI327*$J$30+AJ327)-(AI324*$J$30+AJ324)))+(AI324*$J$30+AJ324)","v":43.53463648834019},4,500,46,{"$f":"INDEX(LINEST(AN326:AN327,AM326:AM327,TRUE,FALSE),1)","v":4.0000000000000015E-2},{"$f":"INDEX(LINEST(AN326:AN327,AM326:AM327,TRUE,FALSE),2)","v":25.999999999999993},{"$f":"((($I$30-1)/3)*((AO327*$J$30+AP327)-(AO324*$J$30+AP324)))+(AO324*$J$30+AP324)","v":25.901920438957479},4,500,39,{"$f":"INDEX(LINEST(AT326:AT327,AS326:AS327,TRUE,FALSE),1)","v":3.3333333333333333E-2},{"$f":"INDEX(LINEST(AT326:AT327,AS326:AS327,TRUE,FALSE),2)","v":22.333333333333336},{"$f":"((($I$30-1)/3)*((AU327*$J$30+AV327)-(AU324*$J$30+AV324)))+(AU324*$J$30+AV324)","v":19.262345679012345},4,500,57,{"$f":"INDEX(LINEST(AZ326:AZ327,AY326:AY327,TRUE,FALSE),1)","v":2.3333333333333331E-2},{"$f":"INDEX(LINEST(AZ326:AZ327,AY326:AY327,TRUE,FALSE),2)","v":45.333333333333336},{"$f":"((($I$30-1)/3)*((BA327*$J$30+BB327)-(BA324*$J$30+BB324)))+(BA324*$J$30+BB324)","v":47.039780521262003}]
[null,10,100,65,null,null,null,10,100,62,null,null,null,10,100,52,null,null,null,10,100,43,null,null,null,10,100,38,null,null,null,10,100,33,null,null,null,10,100,31,null,null,null,10,100,29,null,null,null,10,100,50]
[null,10,200,75,{"$f":"INDEX(LINEST(D328:D329,C328:C329,TRUE,FALSE),1)","v":0.1},{"$f":"INDEX(LINEST(D328:D329,C328:C329,TRUE,FALSE),2)","v":55},{"$f":"((($I$30-4)/6)*((E329*$J$30+F329)-(E326*$J$30+F326)))+(E326*$J$30+F326)","v":53.85030864197531},10,200,67,{"$f":"INDEX(LINEST(J328:J329,I328:I329,TRUE,FALSE),1)","v":0.05},{"$f":"INDEX(LINEST(J328:J329,I328:I329,TRUE,FALSE),2)","v":57},{"$f":"((($I$30-4)/6)*((K329*$J$30+L329)-(K326*$J$30+L326)))+(K326*$J$30+L326)","v":47.581275720164612},10,200,58,{"$f":"INDEX(LINEST(P328:P329,O328:O329,TRUE,FALSE),1)","v":5.9999999999999991E-2},{"$f":"INDEX(LINEST(P328:P329,O328:O329,TRUE,FALSE),2)","v":46},{"$f":"((($I$30-4)/6)*((Q329*$J$30+R329)-(Q326*$J$30+R326)))+(Q326*$J$30+R326)","v":46.540637860082306},10,200,50,{"$f":"INDEX(LINEST(V328:V329,U328:U329,TRUE,FALSE),1)","v":7.0000000000000021E-2},{"$f":"INDEX(LINEST(V328:V329,U328:U329,TRUE,FALSE),2)","v":36},{"$f":"((($I$30-4)/6)*((W329*$J$30+X329)-(W326*$J$30+X326)))+(W326*$J$30+X326)","v":42.654835390946502},10,200,45,{"$f":"INDEX(LINEST(AB328:AB329,AA328:AA329,TRUE,FALSE),1)","v":7.0000000000000021E-2},{"$f":"INDEX(LINEST(AB328:AB329,AA328:AA329,TRUE,FALSE),2)","v":30.999999999999996},{"$f":"((($I$30-4)/6)*((AC329*$J$30+AD329)-(AC326*$J$30+AD326)))+(AC326*$J$30+AD326)","v":39.961934156378604},10,200,42,{"$f":"INDEX(LINEST(AH328:AH329,AG328:AG329,TRUE,FALSE),1)","v":0.09},{"$f":"INDEX(LINEST(AH328:AH329,AG328:AG329,TRUE,FALSE),2)","v":24},{"$f":"((($I$30-4)/6)*((AI329*$J$30+AJ329)-(AI326*$J$30+AJ326)))+(AI326*$J$30+AJ326)","v":36.730967078189302},10,200,37,{"$f":"INDEX(LINEST(AN328:AN329,AM328:AM329,TRUE,FALSE),1)","v":5.9999999999999991E-2},{"$f":"INDEX(LINEST(AN328:AN329,AM328:AM329,TRUE,FALSE),2)","v":25},{"$f":"((($I$30-4)/6)*((AO329*$J$30+AP329)-(AO326*$J$30+AP326)))+(AO326*$J$30+AP326)","v":27.078703703703702},10,200,36,{"$f":"INDEX(LINEST(AT328:AT329,AS328:AS329,TRUE,FALSE),1)","v":7.0000000000000021E-2},{"$f":"INDEX(LINEST(AT328:AT329,AS328:AS329,TRUE,FALSE),2)","v":21.999999999999996},{"$f":"((($I$30-4)/6)*((AU329*$J$30+AV329)-(AU326*$J$30+AV326)))+(AU326*$J$30+AV326)","v":24.040637860082306},10,200,56,{"$f":"INDEX(LINEST(AZ328:AZ329,AY328:AY329,TRUE,FALSE),1)","v":5.9999999999999991E-2},{"$f":"INDEX(LINEST(AZ328:AZ329,AY328:AY329,TRUE,FALSE),2)","v":44},{"$f":"((($I$30-4)/6)*((BA329*$J$30+BB329)-(BA326*$J$30+BB326)))+(BA326*$J$30+BB326)","v":43.771604938271608}]
[null,10,500,81,{"$f":"INDEX(LINEST(D329:D330,C329:C330,TRUE,FALSE),1)","v":2.0000000000000007E-2},{"$f":"INDEX(LINEST(D329:D330,C329:C330,TRUE,FALSE),2)","v":71},{"$f":"((($I$30-4)/6)*((E330*$J$30+F330)-(E327*$J$30+F327)))+(E327*$J$30+F327)","v":55.799554183813441},10,500,75,{"$f":"INDEX(LINEST(J329:J330,I329:I330,TRUE,FALSE),1)","v":2.6666666666666672E-2},{"$f":"INDEX(LINEST(J329:J330,I329:I330,TRUE,FALSE),2)","v":61.666666666666664},{"$f":"((($I$30-4)/6)*((K330*$J$30+L330)-(K327*$J$30+L327)))+(K327*$J$30+L327)","v":51.311385459533597},10,500,66,{"$f":"INDEX(LINEST(P329:P330,O329:O330,TRUE,FALSE),1)","v":2.6666666666666672E-2},{"$f":"INDEX(LINEST(P329:P330,O329:O330,TRUE,FALSE),2)","v":52.666666666666664},{"$f":"((($I$30-4)/6)*((Q330*$J$30+R330)-(Q327*$J$30+R327)))+(Q327*$J$30+R327)","v":48.463648834019196},10,500,57,{"$f":"INDEX(LINEST(V329:V330,U329:U330,TRUE,FALSE),1)","v":2.3333333333333331E-2},{"$f":"INDEX(LINEST(V329:V330,U329:U330,TRUE,FALSE),2)","v":45.333333333333336},{"$f":"((($I$30-4)/6)*((W330*$J$30+X330)-(W327*$J$30+X327)))+(W327*$J$30+X327)","v":46.526234567901227},10,500,55,{"$f":"INDEX(LINEST(AB329:AB330,AA329:AA330,TRUE,FALSE),1)","v":3.3333333333333333E-2},{"$f":"INDEX(LINEST(AB329:AB330,AA329:AA330,TRUE,FALSE),2)","v":38.333333333333336},{"$f":"((($I$30-4)/6)*((AC330*$J$30+AD330)-(AC327*$J$30+AD327)))+(AC327*$J$30+AD327)","v":42.307956104252398},10,500,50,{"$f":"INDEX(LINEST(AH329:AH330,AG329:AG330,TRUE,FALSE),1)","v":2.6666666666666672E-2},{"$f":"INDEX(LINEST(AH329:AH330,AG329:AG330,TRUE,FALSE),2)","v":36.666666666666664},{"$f":"((($I$30-4)/6)*((AI330*$J$30+AJ330)-(AI327*$J$30+AJ327)))+(AI327*$J$30+AJ327)","v":37.077846364883406},10,500,47,{"$f":"INDEX(LINEST(AN329:AN330,AM329:AM330,TRUE,FALSE),1)","v":3.3333333333333333E-2},{"$f":"INDEX(LINEST(AN329:AN330,AM329:AM330,TRUE,FALSE),2)","v":30.333333333333336},{"$f":"((($I$30-4)/6)*((AO330*$J$30+AP330)-(AO327*$J$30+AP327)))+(AO327*$J$30+AP327)","v":30.206447187928656},10,500,46,{"$f":"INDEX(LINEST(AT329:AT330,AS329:AS330,TRUE,FALSE),1)","v":3.3333333333333333E-2},{"$f":"INDEX(LINEST(AT329:AT330,AS329:AS330,TRUE,FALSE),2)","v":29.333333333333336},{"$f":"((($I$30-4)/6)*((AU330*$J$30+AV330)-(AU327*$J$30+AV327)))+(AU327*$J$30+AV327)","v":23.56687242798354},10,500,64,{"$f":"INDEX(LINEST(AZ329:AZ330,AY329:AY330,TRUE,FALSE),1)","v":2.6666666666666672E-2},{"$f":"INDEX(LINEST(AZ329:AZ330,AY329:AY330,TRUE,FALSE),2)","v":50.666666666666664},{"$f":"((($I$30-4)/6)*((BA330*$J$30+BB330)-(BA327*$J$30+BB327)))+(BA327*$J$30+BB327)","v":45.694615912208512}]
[]
["400x400",1,100,{"$f":"D342-1","v":45},null,null,null,1,100,{"$f":"J342-1","v":40},null,null,null,1,100,{"$f":"P342-1","v":37},null,null,null,1,100,{"$f":"V342-1","v":33},null,null,null,1,100,{"$f":"AB342-1","v":36},null,null,null,1,100,{"$f":"AH342-1","v":26},null,null,null,1,100,{"$f":"AN342-1","v":13},null,null,null,1,100,{"$f":"AT342-1","v":11},null,null,null,1,100,{"$f":"AZ342-1","v":38}]
[null,1,200,44,{"$f":"INDEX(LINEST(D332:D333,C332:C333,TRUE,FALSE),1)","v":-1.0000000000000002E-2},{"$f":"INDEX(LINEST(D332:D333,C332:C333,TRUE,FALSE),2)","v":46},null,1,200,44,{"$f":"INDEX(LINEST(J332:J333,I332:I333,TRUE,FALSE),1)","v":4.0000000000000008E-2},{"$f":"INDEX(LINEST(J332:J333,I332:I333,TRUE,FALSE),2)","v":36},null,1,200,44,{"$f":"INDEX(LINEST(P332:P333,O332:O333,TRUE,FALSE),1)","v":7.0000000000000021E-2},{"$f":"INDEX(LINEST(P332:P333,O332:O333,TRUE,FALSE),2)","v":29.999999999999996},null,1,200,36,{"$f":"INDEX(LINEST(V332:V333,U332:U333,TRUE,FALSE),1)","v":2.9999999999999995E-2},{"$f":"INDEX(LINEST(V332:V333,U332:U333,TRUE,FALSE),2)","v":30},null,1,200,40,{"$f":"INDEX(LINEST(AB332:AB333,AA332:AA333,TRUE,FALSE),1)","v":4.0000000000000008E-2},{"$f":"INDEX(LINEST(AB332:AB333,AA332:AA333,TRUE,FALSE),2)","v":32},null,1,200,38,{"$f":"INDEX(LINEST(AH332:AH333,AG332:AG333,TRUE,FALSE),1)","v":0.11999999999999998},{"$f":"INDEX(LINEST(AH332:AH333,AG332:AG333,TRUE,FALSE),2)","v":14.000000000000004},null,1,200,24,{"$f":"INDEX(LINEST(AN332:AN333,AM332:AM333,TRUE,FALSE),1)","v":0.11000000000000001},{"$f":"INDEX(LINEST(AN332:AN333,AM332:AM333,TRUE,FALSE),2)","v":1.9999999999999964},null,1,200,18,{"$f":"INDEX(LINEST(AT332:AT333,AS332:AS333,TRUE,FALSE),1)","v":7.0000000000000021E-2},{"$f":"INDEX(LINEST(AT332:AT333,AS332:AS333,TRUE,FALSE),2)","v":3.9999999999999964},null,1,200,44,{"$f":"INDEX(LINEST(AZ332:AZ333,AY332:AY333,TRUE,FALSE),1)","v":5.9999999999999991E-2},{"$f":"INDEX(LINEST(AZ332:AZ333,AY332:AY333,TRUE,FALSE),2)","v":32}]
[null,1,500,50,{"$f":"INDEX(LINEST(D333:D334,C333:C334,TRUE,FALSE),1)","v":2.0000000000000007E-2},{"$f":"INDEX(LINEST(D333:D334,C333:C334,TRUE,FALSE),2)","v":40},null,1,500,48,{"$f":"INDEX(LINEST(J333:J334,I333:I334,TRUE,FALSE),1)","v":1.3333333333333336E-2},{"$f":"INDEX(LINEST(J333:J334,I333:I334,TRUE,FALSE),2)","v":41.333333333333329},null,1,500,50,{"$f":"INDEX(LINEST(P333:P334,O333:O334,TRUE,FALSE),1)","v":2.0000000000000007E-2},{"$f":"INDEX(LINEST(P333:P334,O333:O334,TRUE,FALSE),2)","v":40},null,1,500,47,{"$f":"INDEX(LINEST(V333:V334,U333:U334,TRUE,FALSE),1)","v":3.6666666666666674E-2},{"$f":"INDEX(LINEST(V333:V334,U333:U334,TRUE,FALSE),2)","v":28.666666666666664},null,1,500,43,{"$f":"INDEX(LINEST(AB333:AB334,AA333:AA334,TRUE,FALSE),1)","v":1.0000000000000004E-2},{"$f":"INDEX(LINEST(AB333:AB334,AA333:AA334,TRUE,FALSE),2)","v":38},null,1,500,45,{"$f":"INDEX(LINEST(AH333:AH334,AG333:AG334,TRUE,FALSE),1)","v":2.3333333333333331E-2},{"$f":"INDEX(LINEST(AH333:AH334,AG333:AG334,TRUE,FALSE),2)","v":33.333333333333336},null,1,500,38,{"$f":"INDEX(LINEST(AN333:AN334,AM333:AM334,TRUE,FALSE),1)","v":4.6666666666666662E-2},{"$f":"INDEX(LINEST(AN333:AN334,AM333:AM334,TRUE,FALSE),2)","v":14.666666666666668},null,1,500,32,{"$f":"INDEX(LINEST(AT333:AT334,AS333:AS334,TRUE,FALSE),1)","v":4.6666666666666662E-2},{"$f":"INDEX(LINEST(AT333:AT334,AS333:AS334,TRUE,FALSE),2)","v":8.6666666666666679},null,1,500,50,{"$f":"INDEX(LINEST(AZ333:AZ334,AY333:AY334,TRUE,FALSE),1)","v":2.0000000000000007E-2},{"$f":"INDEX(LINEST(AZ333:AZ334,AY333:AY334,TRUE,FALSE),2)","v":40}]
[null,4,100,47,null,null,null,4,100,47,null,null,null,4,100,46,null,null,null,4,100,38,null,null,null,4,100,34,null,null,null,4,100,29,null,null,null,4,100,20,null,null,null,4,100,27,null,null,null,4,100,41]
[null,4,200,56,{"$f":"INDEX(LINEST(D335:D336,C335:C336,TRUE,FALSE),1)","v":0.09},{"$f":"INDEX(LINEST(D335:D336,C335:C336,TRUE,FALSE),2)","v":38},{"$f":"((($I$31-1)/3)*((E336*$J$31+F336)-(E333*$J$31+F333)))+(E333*$J$31+F333)","v":46.217592592592595},4,200,53,{"$f":"INDEX(LINEST(J335:J336,I335:I336,TRUE,FALSE),1)","v":5.9999999999999991E-2},{"$f":"INDEX(LINEST(J335:J336,I335:I336,TRUE,FALSE),2)","v":41},{"$f":"((($I$31-1)/3)*((K336*$J$31+L336)-(K333*$J$31+L333)))+(K333*$J$31+L333)","v":43.962962962962962},4,200,49,{"$f":"INDEX(LINEST(P335:P336,O335:O336,TRUE,FALSE),1)","v":2.9999999999999995E-2},{"$f":"INDEX(LINEST(P335:P336,O335:O336,TRUE,FALSE),2)","v":43},{"$f":"((($I$31-1)/3)*((Q336*$J$31+R336)-(Q333*$J$31+R333)))+(Q333*$J$31+R333)","v":42.217592592592595},4,200,46,{"$f":"INDEX(LINEST(V335:V336,U335:U336,TRUE,FALSE),1)","v":8.0000000000000016E-2},{"$f":"INDEX(LINEST(V335:V336,U335:U336,TRUE,FALSE),2)","v":30},{"$f":"((($I$31-1)/3)*((W336*$J$31+X336)-(W333*$J$31+X333)))+(W333*$J$31+X333)","v":36.340277777777779},4,200,42,{"$f":"INDEX(LINEST(AB335:AB336,AA335:AA336,TRUE,FALSE),1)","v":8.0000000000000016E-2},{"$f":"INDEX(LINEST(AB335:AB336,AA335:AA336,TRUE,FALSE),2)","v":26},{"$f":"((($I$31-1)/3)*((AC336*$J$31+AD336)-(AC333*$J$31+AD333)))+(AC333*$J$31+AD333)","v":38},4,200,36,{"$f":"INDEX(LINEST(AH335:AH336,AG335:AG336,TRUE,FALSE),1)","v":7.0000000000000021E-2},{"$f":"INDEX(LINEST(AH335:AH336,AG335:AG336,TRUE,FALSE),2)","v":21.999999999999996},{"$f":"((($I$31-1)/3)*((AI336*$J$31+AJ336)-(AI333*$J$31+AJ333)))+(AI333*$J$31+AJ333)","v":32.122685185185183},4,200,27,{"$f":"INDEX(LINEST(AN335:AN336,AM335:AM336,TRUE,FALSE),1)","v":7.0000000000000021E-2},{"$f":"INDEX(LINEST(AN335:AN336,AM335:AM336,TRUE,FALSE),2)","v":12.999999999999996},{"$f":"((($I$31-1)/3)*((AO336*$J$31+AP336)-(AO333*$J$31+AP333)))+(AO333*$J$31+AP333)","v":19.726851851851851},4,200,23,{"$f":"INDEX(LINEST(AT335:AT336,AS335:AS336,TRUE,FALSE),1)","v":-4.0000000000000008E-2},{"$f":"INDEX(LINEST(AT335:AT336,AS335:AS336,TRUE,FALSE),2)","v":31},{"$f":"((($I$31-1)/3)*((AU336*$J$31+AV336)-(AU333*$J$31+AV333)))+(AU333*$J$31+AV333)","v":17.076388888888886},4,200,47,{"$f":"INDEX(LINEST(AZ335:AZ336,AY335:AY336,TRUE,FALSE),1)","v":5.9999999999999991E-2},{"$f":"INDEX(LINEST(AZ335:AZ336,AY335:AY336,TRUE,FALSE),2)","v":35},{"$f":"((($I$31-1)/3)*((BA336*$J$31+BB336)-(BA333*$J$31+BB333)))+(BA333*$J$31+BB333)","v":41.736111111111114}]
[null,4,500,62,{"$f":"INDEX(LINEST(D336:D337,C336:C337,TRUE,FALSE),1)","v":2.0000000000000007E-2},{"$f":"INDEX(LINEST(D336:D337,C336:C337,TRUE,FALSE),2)","v":52},{"$f":"((($I$31-1)/3)*((E337*$J$31+F337)-(E334*$J$31+F334)))+(E334*$J$31+F334)","v":45.944444444444443},4,500,57,{"$f":"INDEX(LINEST(J336:J337,I336:I337,TRUE,FALSE),1)","v":1.3333333333333336E-2},{"$f":"INDEX(LINEST(J336:J337,I336:I337,TRUE,FALSE),2)","v":50.333333333333329},{"$f":"((($I$31-1)/3)*((K337*$J$31+L337)-(K334*$J$31+L334)))+(K334*$J$31+L334)","v":45.541666666666657},4,500,52,{"$f":"INDEX(LINEST(P336:P337,O336:O337,TRUE,FALSE),1)","v":1.0000000000000004E-2},{"$f":"INDEX(LINEST(P336:P337,O336:O337,TRUE,FALSE),2)","v":47},{"$f":"((($I$31-1)/3)*((Q337*$J$31+R337)-(Q334*$J$31+R334)))+(Q334*$J$31+R334)","v":44.349537037037038},4,500,48,{"$f":"INDEX(LINEST(V336:V337,U336:U337,TRUE,FALSE),1)","v":6.666666666666668E-3},{"$f":"INDEX(LINEST(V336:V337,U336:U337,TRUE,FALSE),2)","v":44.666666666666664},{"$f":"((($I$31-1)/3)*((W337*$J$31+X337)-(W334*$J$31+X334)))+(W334*$J$31+X334)","v":36.988425925925924},4,500,51,{"$f":"INDEX(LINEST(AB336:AB337,AA336:AA337,TRUE,FALSE),1)","v":0.03},{"$f":"INDEX(LINEST(AB336:AB337,AA336:AA337,TRUE,FALSE),2)","v":36},{"$f":"((($I$31-1)/3)*((AC337*$J$31+AD337)-(AC334*$J$31+AD334)))+(AC334*$J$31+AD334)","v":39.745370370370367},4,500,49,{"$f":"INDEX(LINEST(AH336:AH337,AG336:AG337,TRUE,FALSE),1)","v":4.3333333333333349E-2},{"$f":"INDEX(LINEST(AH336:AH337,AG336:AG337,TRUE,FALSE),2)","v":27.333333333333329},{"$f":"((($I$31-1)/3)*((AI337*$J$31+AJ337)-(AI334*$J$31+AJ334)))+(AI334*$J$31+AJ334)","v":36.097222222222221},4,500,41,{"$f":"INDEX(LINEST(AN336:AN337,AM336:AM337,TRUE,FALSE),1)","v":4.6666666666666662E-2},{"$f":"INDEX(LINEST(AN336:AN337,AM336:AM337,TRUE,FALSE),2)","v":17.666666666666668},{"$f":"((($I$31-1)/3)*((AO337*$J$31+AP337)-(AO334*$J$31+AP334)))+(AO334*$J$31+AP334)","v":22.402777777777779},4,500,33,{"$f":"INDEX(LINEST(AT336:AT337,AS336:AS337,TRUE,FALSE),1)","v":3.3333333333333333E-2},{"$f":"INDEX(LINEST(AT336:AT337,AS336:AS337,TRUE,FALSE),2)","v":16.333333333333336},{"$f":"((($I$31-1)/3)*((AU337*$J$31+AV337)-(AU334*$J$31+AV334)))+(AU334*$J$31+AV334)","v":17.057098765432098},4,500,55,{"$f":"INDEX(LINEST(AZ336:AZ337,AY336:AY337,TRUE,FALSE),1)","v":2.6666666666666672E-2},{"$f":"INDEX(LINEST(AZ336:AZ337,AY336:AY337,TRUE,FALSE),2)","v":41.666666666666664},{"$f":"((($I$31-1)/3)*((BA337*$J$31+BB337)-(BA334*$J$31+BB334)))+(BA334*$J$31+BB334)","v":43.654320987654323}]
[null,10,100,63,null,null,null,10,100,62,null,null,null,10,100,51,null,null,null,10,100,40,null,null,null,10,100,36,null,null,null,10,100,31,null,null,null,10,100,29,null,null,null,10,100,31,null,null,null,10,100,49]
[null,10,200,68,{"$f":"INDEX(LINEST(D338:D339,C338:C339,TRUE,FALSE),1)","v":0.05},{"$f":"INDEX(LINEST(D338:D339,C338:C339,TRUE,FALSE),2)","v":58},{"$f":"((($I$31-4)/6)*((E339*$J$31+F339)-(E336*$J$31+F336)))+(E336*$J$31+F336)","v":46.217592592592595},10,200,64,{"$f":"INDEX(LINEST(J338:J339,I338:I339,TRUE,FALSE),1)","v":2.0000000000000004E-2},{"$f":"INDEX(LINEST(J338:J339,I338:I339,TRUE,FALSE),2)","v":60},{"$f":"((($I$31-4)/6)*((K339*$J$31+L339)-(K336*$J$31+L336)))+(K336*$J$31+L336)","v":45.094907407407405},10,200,55,{"$f":"INDEX(LINEST(P338:P339,O338:O339,TRUE,FALSE),1)","v":4.0000000000000008E-2},{"$f":"INDEX(LINEST(P338:P339,O338:O339,TRUE,FALSE),2)","v":47},{"$f":"((($I$31-4)/6)*((Q339*$J$31+R339)-(Q336*$J$31+R336)))+(Q336*$J$31+R336)","v":45.424768518518519},10,200,47,{"$f":"INDEX(LINEST(V338:V339,U338:U339,TRUE,FALSE),1)","v":7.0000000000000021E-2},{"$f":"INDEX(LINEST(V338:V339,U338:U339,TRUE,FALSE),2)","v":33},{"$f":"((($I$31-4)/6)*((W339*$J$31+X339)-(W336*$J$31+X336)))+(W336*$J$31+X336)","v":41.434027777777779},10,200,44,{"$f":"INDEX(LINEST(AB338:AB339,AA338:AA339,TRUE,FALSE),1)","v":8.0000000000000016E-2},{"$f":"INDEX(LINEST(AB338:AB339,AA338:AA339,TRUE,FALSE),2)","v":28},{"$f":"((($I$31-4)/6)*((AC339*$J$31+AD339)-(AC336*$J$31+AD336)))+(AC336*$J$31+AD336)","v":37.245370370370367},10,200,38,{"$f":"INDEX(LINEST(AH338:AH339,AG338:AG339,TRUE,FALSE),1)","v":7.0000000000000021E-2},{"$f":"INDEX(LINEST(AH338:AH339,AG338:AG339,TRUE,FALSE),2)","v":23.999999999999996},{"$f":"((($I$31-4)/6)*((AI339*$J$31+AJ339)-(AI336*$J$31+AJ336)))+(AI336*$J$31+AJ336)","v":31.74537037037037},10,200,33,{"$f":"INDEX(LINEST(AN338:AN339,AM338:AM339,TRUE,FALSE),1)","v":4.0000000000000008E-2},{"$f":"INDEX(LINEST(AN338:AN339,AM338:AM339,TRUE,FALSE),2)","v":25},{"$f":"((($I$31-4)/6)*((AO339*$J$31+AP339)-(AO336*$J$31+AP336)))+(AO336*$J$31+AP336)","v":20.670138888888889},10,200,33,{"$f":"INDEX(LINEST(AT338:AT339,AS338:AS339,TRUE,FALSE),1)","v":2.0000000000000004E-2},{"$f":"INDEX(LINEST(AT338:AT339,AS338:AS339,TRUE,FALSE),2)","v":29},{"$f":"((($I$31-4)/6)*((AU339*$J$31+AV339)-(AU336*$J$31+AV336)))+(AU336*$J$31+AV336)","v":22.358796296296298},10,200,52,{"$f":"INDEX(LINEST(AZ338:AZ339,AY338:AY339,TRUE,FALSE),1)","v":2.9999999999999995E-2},{"$f":"INDEX(LINEST(AZ338:AZ339,AY338:AY339,TRUE,FALSE),2)","v":46},{"$f":"((($I$31-4)/6)*((BA339*$J$31+BB339)-(BA336*$J$31+BB336)))+(BA336*$J$31+BB336)","v":41.547453703703702}]
[null,10,500,76,{"$f":"INDEX(LINEST(D339:D340,C339:C340,TRUE,FALSE),1)","v":2.6666666666666672E-2},{"$f":"INDEX(LINEST(D339:D340,C339:C340,TRUE,FALSE),2)","v":62.666666666666664},{"$f":"((($I$31-4)/6)*((E340*$J$31+F340)-(E337*$J$31+F337)))+(E337*$J$31+F337)","v":50.597993827160494},10,500,71,{"$f":"INDEX(LINEST(J339:J340,I339:I340,TRUE,FALSE),1)","v":2.3333333333333331E-2},{"$f":"INDEX(LINEST(J339:J340,I339:I340,TRUE,FALSE),2)","v":59.333333333333336},{"$f":"((($I$31-4)/6)*((K340*$J$31+L340)-(K337*$J$31+L337)))+(K337*$J$31+L337)","v":48.371527777777771},10,500,61,{"$f":"INDEX(LINEST(P339:P340,O339:O340,TRUE,FALSE),1)","v":2.0000000000000007E-2},{"$f":"INDEX(LINEST(P339:P340,O339:O340,TRUE,FALSE),2)","v":51},{"$f":"((($I$31-4)/6)*((Q340*$J$31+R340)-(Q337*$J$31+R337)))+(Q337*$J$31+R337)","v":46.424768518518519},10,500,52,{"$f":"INDEX(LINEST(V339:V340,U339:U340,TRUE,FALSE),1)","v":1.6666666666666666E-2},{"$f":"INDEX(LINEST(V339:V340,U339:U340,TRUE,FALSE),2)","v":43.666666666666664},{"$f":"((($I$31-4)/6)*((W340*$J$31+X340)-(W337*$J$31+X337)))+(W337*$J$31+X337)","v":45.47800925925926},10,500,52,{"$f":"INDEX(LINEST(AB339:AB340,AA339:AA340,TRUE,FALSE),1)","v":2.6666666666666672E-2},{"$f":"INDEX(LINEST(AB339:AB340,AA339:AA340,TRUE,FALSE),2)","v":38.666666666666664},{"$f":"((($I$31-4)/6)*((AC340*$J$31+AD340)-(AC337*$J$31+AD337)))+(AC337*$J$31+AD337)","v":39.682484567901234},10,500,47,{"$f":"INDEX(LINEST(AH339:AH340,AG339:AG340,TRUE,FALSE),1)","v":0.03},{"$f":"INDEX(LINEST(AH339:AH340,AG339:AG340,TRUE,FALSE),2)","v":32},{"$f":"((($I$31-4)/6)*((AI340*$J$31+AJ340)-(AI337*$J$31+AJ337)))+(AI337*$J$31+AJ337)","v":32.827160493827151},10,500,43,{"$f":"INDEX(LINEST(AN339:AN340,AM339:AM340,TRUE,FALSE),1)","v":3.3333333333333333E-2},{"$f":"INDEX(LINEST(AN339:AN340,AM339:AM340,TRUE,FALSE),2)","v":26.333333333333336},{"$f":"((($I$31-4)/6)*((AO340*$J$31+AP340)-(AO337*$J$31+AP337)))+(AO337*$J$31+AP337)","v":22.151234567901234},10,500,41,{"$f":"INDEX(LINEST(AT339:AT340,AS339:AS340,TRUE,FALSE),1)","v":2.6666666666666672E-2},{"$f":"INDEX(LINEST(AT339:AT340,AS339:AS340,TRUE,FALSE),2)","v":27.666666666666664},{"$f":"((($I$31-4)/6)*((AU340*$J$31+AV340)-(AU337*$J$31+AV337)))+(AU337*$J$31+AV337)","v":17.434413580246918},10,500,59,{"$f":"INDEX(LINEST(AZ339:AZ340,AY339:AY340,TRUE,FALSE),1)","v":2.3333333333333331E-2},{"$f":"INDEX(LINEST(AZ339:AZ340,AY339:AY340,TRUE,FALSE),2)","v":47.333333333333336},{"$f":"((($I$31-4)/6)*((BA340*$J$31+BB340)-(BA337*$J$31+BB337)))+(BA337*$J$31+BB337)","v":43.717206790123456}]
[]
["500x400",1,100,{"$f":"D352-1","v":46},null,null,null,1,100,{"$f":"J352-1","v":41},null,null,null,1,100,{"$f":"P352-1","v":38},null,null,null,1,100,{"$f":"V352-1","v":34},null,null,null,1,100,{"$f":"AB352-1","v":37},null,null,null,1,100,{"$f":"AH352-1","v":27},null,null,null,1,100,{"$f":"AN352-1","v":14},null,null,null,1,100,{"$f":"AT352-1","v":12},null,null,null,1,100,{"$f":"AZ352-1","v":39}]
[null,1,200,45,{"$f":"INDEX(LINEST(D342:D343,C342:C343,TRUE,FALSE),1)","v":-1.0000000000000002E-2},{"$f":"INDEX(LINEST(D342:D343,C342:C343,TRUE,FALSE),2)","v":47},null,1,200,45,{"$f":"INDEX(LINEST(J342:J343,I342:I343,TRUE,FALSE),1)","v":4.0000000000000008E-2},{"$f":"INDEX(LINEST(J342:J343,I342:I343,TRUE,FALSE),2)","v":37},null,1,200,45,{"$f":"INDEX(LINEST(P342:P343,O342:O343,TRUE,FALSE),1)","v":7.0000000000000021E-2},{"$f":"INDEX(LINEST(P342:P343,O342:O343,TRUE,FALSE),2)","v":30.999999999999996},null,1,200,37,{"$f":"INDEX(LINEST(V342:V343,U342:U343,TRUE,FALSE),1)","v":2.9999999999999995E-2},{"$f":"INDEX(LINEST(V342:V343,U342:U343,TRUE,FALSE),2)","v":31},null,1,200,41,{"$f":"INDEX(LINEST(AB342:AB343,AA342:AA343,TRUE,FALSE),1)","v":4.0000000000000008E-2},{"$f":"INDEX(LINEST(AB342:AB343,AA342:AA343,TRUE,FALSE),2)","v":33},null,1,200,39,{"$f":"INDEX(LINEST(AH342:AH343,AG342:AG343,TRUE,FALSE),1)","v":0.11999999999999998},{"$f":"INDEX(LINEST(AH342:AH343,AG342:AG343,TRUE,FALSE),2)","v":15.000000000000004},null,1,200,25,{"$f":"INDEX(LINEST(AN342:AN343,AM342:AM343,TRUE,FALSE),1)","v":0.11000000000000001},{"$f":"INDEX(LINEST(AN342:AN343,AM342:AM343,TRUE,FALSE),2)","v":2.9999999999999964},null,1,200,19,{"$f":"INDEX(LINEST(AT342:AT343,AS342:AS343,TRUE,FALSE),1)","v":7.0000000000000021E-2},{"$f":"INDEX(LINEST(AT342:AT343,AS342:AS343,TRUE,FALSE),2)","v":4.9999999999999964},null,1,200,45,{"$f":"INDEX(LINEST(AZ342:AZ343,AY342:AY343,TRUE,FALSE),1)","v":5.9999999999999991E-2},{"$f":"INDEX(LINEST(AZ342:AZ343,AY342:AY343,TRUE,FALSE),2)","v":33}]
[null,1,500,51,{"$f":"INDEX(LINEST(D343:D344,C343:C344,TRUE,FALSE),1)","v":2.0000000000000007E-2},{"$f":"INDEX(LINEST(D343:D344,C343:C344,TRUE,FALSE),2)","v":41},null,1,500,49,{"$f":"INDEX(LINEST(J343:J344,I343:I344,TRUE,FALSE),1)","v":1.3333333333333336E-2},{"$f":"INDEX(LINEST(J343:J344,I343:I344,TRUE,FALSE),2)","v":42.333333333333329},null,1,500,51,{"$f":"INDEX(LINEST(P343:P344,O343:O344,TRUE,FALSE),1)","v":2.0000000000000007E-2},{"$f":"INDEX(LINEST(P343:P344,O343:O344,TRUE,FALSE),2)","v":41},null,1,500,48,{"$f":"INDEX(LINEST(V343:V344,U343:U344,TRUE,FALSE),1)","v":3.6666666666666674E-2},{"$f":"INDEX(LINEST(V343:V344,U343:U344,TRUE,FALSE),2)","v":29.666666666666664},null,1,500,44,{"$f":"INDEX(LINEST(AB343:AB344,AA343:AA344,TRUE,FALSE),1)","v":1.0000000000000004E-2},{"$f":"INDEX(LINEST(AB343:AB344,AA343:AA344,TRUE,FALSE),2)","v":39},null,1,500,46,{"$f":"INDEX(LINEST(AH343:AH344,AG343:AG344,TRUE,FALSE),1)","v":2.3333333333333331E-2},{"$f":"INDEX(LINEST(AH343:AH344,AG343:AG344,TRUE,FALSE),2)","v":34.333333333333336},null,1,500,39,{"$f":"INDEX(LINEST(AN343:AN344,AM343:AM344,TRUE,FALSE),1)","v":4.6666666666666662E-2},{"$f":"INDEX(LINEST(AN343:AN344,AM343:AM344,TRUE,FALSE),2)","v":15.666666666666668},null,1,500,33,{"$f":"INDEX(LINEST(AT343:AT344,AS343:AS344,TRUE,FALSE),1)","v":4.6666666666666662E-2},{"$f":"INDEX(LINEST(AT343:AT344,AS343:AS344,TRUE,FALSE),2)","v":9.6666666666666679},null,1,500,51,{"$f":"INDEX(LINEST(AZ343:AZ344,AY343:AY344,TRUE,FALSE),1)","v":2.0000000000000007E-2},{"$f":"INDEX(LINEST(AZ343:AZ344,AY343:AY344,TRUE,FALSE),2)","v":41}]
[null,4,100,48,null,null,null,4,100,48,null,null,null,4,100,47,null,null,null,4,100,39,null,null,null,4,100,35,null,null,null,4,100,30,null,null,null,4,100,21,null,null,null,4,100,28,null,null,null,4,100,42]
[null,4,200,57,{"$f":"INDEX(LINEST(D345:D346,C345:C346,TRUE,FALSE),1)","v":0.09},{"$f":"INDEX(LINEST(D345:D346,C345:C346,TRUE,FALSE),2)","v":39},{"$f":"((($I$32-1)/3)*((E346*$J$32+F346)-(E343*$J$32+F343)))+(E343*$J$32+F343)","v":46.407407407407405},4,200,54,{"$f":"INDEX(LINEST(J345:J346,I345:I346,TRUE,FALSE),1)","v":5.9999999999999991E-2},{"$f":"INDEX(LINEST(J345:J346,I345:I346,TRUE,FALSE),2)","v":42},{"$f":"((($I$32-1)/3)*((K346*$J$32+L346)-(K343*$J$32+L343)))+(K343*$J$32+L343)","v":44.037037037037038},4,200,50,{"$f":"INDEX(LINEST(P345:P346,O345:O346,TRUE,FALSE),1)","v":2.9999999999999995E-2},{"$f":"INDEX(LINEST(P345:P346,O345:O346,TRUE,FALSE),2)","v":44},{"$f":"((($I$32-1)/3)*((Q346*$J$32+R346)-(Q343*$J$32+R343)))+(Q343*$J$32+R343)","v":42.407407407407405},4,200,47,{"$f":"INDEX(LINEST(V345:V346,U345:U346,TRUE,FALSE),1)","v":8.0000000000000016E-2},{"$f":"INDEX(LINEST(V345:V346,U345:U346,TRUE,FALSE),2)","v":31},{"$f":"((($I$32-1)/3)*((W346*$J$32+X346)-(W343*$J$32+X343)))+(W343*$J$32+X343)","v":36.472222222222221},4,200,43,{"$f":"INDEX(LINEST(AB345:AB346,AA345:AA346,TRUE,FALSE),1)","v":8.0000000000000016E-2},{"$f":"INDEX(LINEST(AB345:AB346,AA345:AA346,TRUE,FALSE),2)","v":27},{"$f":"((($I$32-1)/3)*((AC346*$J$32+AD346)-(AC343*$J$32+AD343)))+(AC343*$J$32+AD343)","v":39},4,200,37,{"$f":"INDEX(LINEST(AH345:AH346,AG345:AG346,TRUE,FALSE),1)","v":7.0000000000000021E-2},{"$f":"INDEX(LINEST(AH345:AH346,AG345:AG346,TRUE,FALSE),2)","v":22.999999999999996},{"$f":"((($I$32-1)/3)*((AI346*$J$32+AJ346)-(AI343*$J$32+AJ343)))+(AI343*$J$32+AJ343)","v":33.064814814814817},4,200,28,{"$f":"INDEX(LINEST(AN345:AN346,AM345:AM346,TRUE,FALSE),1)","v":7.0000000000000021E-2},{"$f":"INDEX(LINEST(AN345:AN346,AM345:AM346,TRUE,FALSE),2)","v":13.999999999999996},{"$f":"((($I$32-1)/3)*((AO346*$J$32+AP346)-(AO343*$J$32+AP343)))+(AO343*$J$32+AP343)","v":20.148148148148149},4,200,24,{"$f":"INDEX(LINEST(AT345:AT346,AS345:AS346,TRUE,FALSE),1)","v":-4.0000000000000008E-2},{"$f":"INDEX(LINEST(AT345:AT346,AS345:AS346,TRUE,FALSE),2)","v":32},{"$f":"((($I$32-1)/3)*((AU346*$J$32+AV346)-(AU343*$J$32+AV343)))+(AU343*$J$32+AV343)","v":16.861111111111111},4,200,48,{"$f":"INDEX(LINEST(AZ345:AZ346,AY345:AY346,TRUE,FALSE),1)","v":5.9999999999999991E-2},{"$f":"INDEX(LINEST(AZ345:AZ346,AY345:AY346,TRUE,FALSE),2)","v":36},{"$f":"((($I$32-1)/3)*((BA346*$J$32+BB346)-(BA343*$J$32+BB343)))+(BA343*$J$32+BB343)","v":42.388888888888886}]
[null,4,500,63,{"$f":"INDEX(LINEST(D346:D347,C346:C347,TRUE,FALSE),1)","v":2.0000000000000007E-2},{"$f":"INDEX(LINEST(D346:D347,C346:C347,TRUE,FALSE),2)","v":53},{"$f":"((($I$32-1)/3)*((E347*$J$32+F347)-(E344*$J$32+F344)))+(E344*$J$32+F344)","v":45.555555555555557},4,500,58,{"$f":"INDEX(LINEST(J346:J347,I346:I347,TRUE,FALSE),1)","v":1.3333333333333336E-2},{"$f":"INDEX(LINEST(J346:J347,I346:I347,TRUE,FALSE),2)","v":51.333333333333329},{"$f":"((($I$32-1)/3)*((K347*$J$32+L347)-(K344*$J$32+L344)))+(K344*$J$32+L344)","v":45.499999999999993},4,500,53,{"$f":"INDEX(LINEST(P346:P347,O346:O347,TRUE,FALSE),1)","v":1.0000000000000004E-2},{"$f":"INDEX(LINEST(P346:P347,O346:O347,TRUE,FALSE),2)","v":48},{"$f":"((($I$32-1)/3)*((Q347*$J$32+R347)-(Q344*$J$32+R344)))+(Q344*$J$32+R344)","v":44.712962962962962},4,500,49,{"$f":"INDEX(LINEST(V346:V347,U346:U347,TRUE,FALSE),1)","v":6.666666666666668E-3},{"$f":"INDEX(LINEST(V346:V347,U346:U347,TRUE,FALSE),2)","v":45.666666666666664},{"$f":"((($I$32-1)/3)*((W347*$J$32+X347)-(W344*$J$32+X344)))+(W344*$J$32+X344)","v":36.657407407407405},4,500,52,{"$f":"INDEX(LINEST(AB346:AB347,AA346:AA347,TRUE,FALSE),1)","v":0.03},{"$f":"INDEX(LINEST(AB346:AB347,AA346:AA347,TRUE,FALSE),2)","v":37},{"$f":"((($I$32-1)/3)*((AC347*$J$32+AD347)-(AC344*$J$32+AD344)))+(AC344*$J$32+AD344)","v":40.629629629629626},4,500,50,{"$f":"INDEX(LINEST(AH346:AH347,AG346:AG347,TRUE,FALSE),1)","v":4.3333333333333349E-2},{"$f":"INDEX(LINEST(AH346:AH347,AG346:AG347,TRUE,FALSE),2)","v":28.333333333333329},{"$f":"((($I$32-1)/3)*((AI347*$J$32+AJ347)-(AI344*$J$32+AJ344)))+(AI344*$J$32+AJ344)","v":37.444444444444443},4,500,42,{"$f":"INDEX(LINEST(AN346:AN347,AM346:AM347,TRUE,FALSE),1)","v":4.6666666666666662E-2},{"$f":"INDEX(LINEST(AN346:AN347,AM346:AM347,TRUE,FALSE),2)","v":18.666666666666668},{"$f":"((($I$32-1)/3)*((AO347*$J$32+AP347)-(AO344*$J$32+AP344)))+(AO344*$J$32+AP344)","v":23.055555555555557},4,500,34,{"$f":"INDEX(LINEST(AT346:AT347,AS346:AS347,TRUE,FALSE),1)","v":3.3333333333333333E-2},{"$f":"INDEX(LINEST(AT346:AT347,AS346:AS347,TRUE,FALSE),2)","v":17.333333333333336},{"$f":"((($I$32-1)/3)*((AU347*$J$32+AV347)-(AU344*$J$32+AV344)))+(AU344*$J$32+AV344)","v":17.401234567901234},4,500,56,{"$f":"INDEX(LINEST(AZ346:AZ347,AY346:AY347,TRUE,FALSE),1)","v":2.6666666666666672E-2},{"$f":"INDEX(LINEST(AZ346:AZ347,AY346:AY347,TRUE,FALSE),2)","v":42.666666666666664},{"$f":"((($I$32-1)/3)*((BA347*$J$32+BB347)-(BA344*$J$32+BB344)))+(BA344*$J$32+BB344)","v":44.345679012345677}]
[null,10,100,64,null,null,null,10,100,63,null,null,null,10,100,52,null,null,null,10,100,41,null,null,null,10,100,37,null,null,null,10,100,32,null,null,null,10,100,30,null,null,null,10,100,32,null,null,null,10,100,50]
[null,10,200,69,{"$f":"INDEX(LINEST(D348:D349,C348:C349,TRUE,FALSE),1)","v":0.05},{"$f":"INDEX(LINEST(D348:D349,C348:C349,TRUE,FALSE),2)","v":59},{"$f":"((($I$32-4)/6)*((E349*$J$32+F349)-(E346*$J$32+F346)))+(E346*$J$32+F346)","v":46.407407407407405},10,200,65,{"$f":"INDEX(LINEST(J348:J349,I348:I349,TRUE,FALSE),1)","v":2.0000000000000004E-2},{"$f":"INDEX(LINEST(J348:J349,I348:I349,TRUE,FALSE),2)","v":61},{"$f":"((($I$32-4)/6)*((K349*$J$32+L349)-(K346*$J$32+L346)))+(K346*$J$32+L346)","v":45.342592592592595},10,200,56,{"$f":"INDEX(LINEST(P348:P349,O348:O349,TRUE,FALSE),1)","v":4.0000000000000008E-2},{"$f":"INDEX(LINEST(P348:P349,O348:O349,TRUE,FALSE),2)","v":48},{"$f":"((($I$32-4)/6)*((Q349*$J$32+R349)-(Q346*$J$32+R346)))+(Q346*$J$32+R346)","v":46.106481481481481},10,200,48,{"$f":"INDEX(LINEST(V348:V349,U348:U349,TRUE,FALSE),1)","v":7.0000000000000021E-2},{"$f":"INDEX(LINEST(V348:V349,U348:U349,TRUE,FALSE),2)","v":34},{"$f":"((($I$32-4)/6)*((W349*$J$32+X349)-(W346*$J$32+X346)))+(W346*$J$32+X346)","v":42.347222222222221},10,200,45,{"$f":"INDEX(LINEST(AB348:AB349,AA348:AA349,TRUE,FALSE),1)","v":8.0000000000000016E-2},{"$f":"INDEX(LINEST(AB348:AB349,AA348:AA349,TRUE,FALSE),2)","v":29},{"$f":"((($I$32-4)/6)*((AC349*$J$32+AD349)-(AC346*$J$32+AD346)))+(AC346*$J$32+AD346)","v":38.129629629629626},10,200,39,{"$f":"INDEX(LINEST(AH348:AH349,AG348:AG349,TRUE,FALSE),1)","v":7.0000000000000021E-2},{"$f":"INDEX(LINEST(AH348:AH349,AG348:AG349,TRUE,FALSE),2)","v":24.999999999999996},{"$f":"((($I$32-4)/6)*((AI349*$J$32+AJ349)-(AI346*$J$32+AJ346)))+(AI346*$J$32+AJ346)","v":32.629629629629626},10,200,34,{"$f":"INDEX(LINEST(AN348:AN349,AM348:AM349,TRUE,FALSE),1)","v":4.0000000000000008E-2},{"$f":"INDEX(LINEST(AN348:AN349,AM348:AM349,TRUE,FALSE),2)","v":26},{"$f":"((($I$32-4)/6)*((AO349*$J$32+AP349)-(AO346*$J$32+AP346)))+(AO346*$J$32+AP346)","v":21.236111111111111},10,200,34,{"$f":"INDEX(LINEST(AT348:AT349,AS348:AS349,TRUE,FALSE),1)","v":2.0000000000000004E-2},{"$f":"INDEX(LINEST(AT348:AT349,AS348:AS349,TRUE,FALSE),2)","v":30},{"$f":"((($I$32-4)/6)*((AU349*$J$32+AV349)-(AU346*$J$32+AV346)))+(AU346*$J$32+AV346)","v":22.953703703703702},10,200,53,{"$f":"INDEX(LINEST(AZ348:AZ349,AY348:AY349,TRUE,FALSE),1)","v":2.9999999999999995E-2},{"$f":"INDEX(LINEST(AZ348:AZ349,AY348:AY349,TRUE,FALSE),2)","v":47},{"$f":"((($I$32-4)/6)*((BA349*$J$32+BB349)-(BA346*$J$32+BB346)))+(BA346*$J$32+BB346)","v":42.171296296296298}]
[null,10,500,77,{"$f":"INDEX(LINEST(D349:D350,C349:C350,TRUE,FALSE),1)","v":2.6666666666666672E-2},{"$f":"INDEX(LINEST(D349:D350,C349:C350,TRUE,FALSE),2)","v":63.666666666666664},{"$f":"((($I$32-4)/6)*((E350*$J$32+F350)-(E347*$J$32+F347)))+(E347*$J$32+F347)","v":50.922839506172835},10,500,72,{"$f":"INDEX(LINEST(J349:J350,I349:I350,TRUE,FALSE),1)","v":2.3333333333333331E-2},{"$f":"INDEX(LINEST(J349:J350,I349:I350,TRUE,FALSE),2)","v":60.333333333333336},{"$f":"((($I$32-4)/6)*((K350*$J$32+L350)-(K347*$J$32+L347)))+(K347*$J$32+L347)","v":48.763888888888879},10,500,62,{"$f":"INDEX(LINEST(P349:P350,O349:O350,TRUE,FALSE),1)","v":2.0000000000000007E-2},{"$f":"INDEX(LINEST(P349:P350,O349:O350,TRUE,FALSE),2)","v":52},{"$f":"((($I$32-4)/6)*((Q350*$J$32+R350)-(Q347*$J$32+R347)))+(Q347*$J$32+R347)","v":47.106481481481481},10,500,53,{"$f":"INDEX(LINEST(V349:V350,U349:U350,TRUE,FALSE),1)","v":1.6666666666666666E-2},{"$f":"INDEX(LINEST(V349:V350,U349:U350,TRUE,FALSE),2)","v":44.666666666666664},{"$f":"((($I$32-4)/6)*((W350*$J$32+X350)-(W347*$J$32+X347)))+(W347*$J$32+X347)","v":46.449074074074069},10,500,53,{"$f":"INDEX(LINEST(AB349:AB350,AA349:AA350,TRUE,FALSE),1)","v":2.6666666666666672E-2},{"$f":"INDEX(LINEST(AB349:AB350,AA349:AA350,TRUE,FALSE),2)","v":39.666666666666664},{"$f":"((($I$32-4)/6)*((AC350*$J$32+AD350)-(AC347*$J$32+AD347)))+(AC347*$J$32+AD347)","v":40.557098765432102},10,500,48,{"$f":"INDEX(LINEST(AH349:AH350,AG349:AG350,TRUE,FALSE),1)","v":0.03},{"$f":"INDEX(LINEST(AH349:AH350,AG349:AG350,TRUE,FALSE),2)","v":33},{"$f":"((($I$32-4)/6)*((AI350*$J$32+AJ350)-(AI347*$J$32+AJ347)))+(AI347*$J$32+AJ347)","v":33.672839506172835},10,500,44,{"$f":"INDEX(LINEST(AN349:AN350,AM349:AM350,TRUE,FALSE),1)","v":3.3333333333333333E-2},{"$f":"INDEX(LINEST(AN349:AN350,AM349:AM350,TRUE,FALSE),2)","v":27.333333333333336},{"$f":"((($I$32-4)/6)*((AO350*$J$32+AP350)-(AO347*$J$32+AP347)))+(AO347*$J$32+AP347)","v":22.765432098765434},10,500,42,{"$f":"INDEX(LINEST(AT349:AT350,AS349:AS350,TRUE,FALSE),1)","v":2.6666666666666672E-2},{"$f":"INDEX(LINEST(AT349:AT350,AS349:AS350,TRUE,FALSE),2)","v":28.666666666666664},{"$f":"((($I$32-4)/6)*((AU350*$J$32+AV350)-(AU347*$J$32+AV347)))+(AU347*$J$32+AV347)","v":17.836419753086425},10,500,60,{"$f":"INDEX(LINEST(AZ349:AZ350,AY349:AY350,TRUE,FALSE),1)","v":2.3333333333333331E-2},{"$f":"INDEX(LINEST(AZ349:AZ350,AY349:AY350,TRUE,FALSE),2)","v":48.333333333333336},{"$f":"((($I$32-4)/6)*((BA350*$J$32+BB350)-(BA347*$J$32+BB347)))+(BA347*$J$32+BB347)","v":44.418209876543209}]
[]
["600x400",1,100,{"$f":"D362-1","v":47},null,null,null,1,100,{"$f":"J362-1","v":42},null,null,null,1,100,{"$f":"P362-1","v":39},null,null,null,1,100,{"$f":"V362-1","v":35},null,null,null,1,100,{"$f":"AB362-1","v":38},null,null,null,1,100,{"$f":"AH362-1","v":28},null,null,null,1,100,{"$f":"AN362-1","v":15},null,null,null,1,100,{"$f":"AT362-1","v":13},null,null,null,1,100,{"$f":"AZ362-1","v":40}]
[null,1,200,46,{"$f":"INDEX(LINEST(D352:D353,C352:C353,TRUE,FALSE),1)","v":-1.0000000000000002E-2},{"$f":"INDEX(LINEST(D352:D353,C352:C353,TRUE,FALSE),2)","v":48},null,1,200,46,{"$f":"INDEX(LINEST(J352:J353,I352:I353,TRUE,FALSE),1)","v":4.0000000000000008E-2},{"$f":"INDEX(LINEST(J352:J353,I352:I353,TRUE,FALSE),2)","v":38},null,1,200,46,{"$f":"INDEX(LINEST(P352:P353,O352:O353,TRUE,FALSE),1)","v":7.0000000000000021E-2},{"$f":"INDEX(LINEST(P352:P353,O352:O353,TRUE,FALSE),2)","v":31.999999999999996},null,1,200,38,{"$f":"INDEX(LINEST(V352:V353,U352:U353,TRUE,FALSE),1)","v":2.9999999999999995E-2},{"$f":"INDEX(LINEST(V352:V353,U352:U353,TRUE,FALSE),2)","v":32},null,1,200,42,{"$f":"INDEX(LINEST(AB352:AB353,AA352:AA353,TRUE,FALSE),1)","v":4.0000000000000008E-2},{"$f":"INDEX(LINEST(AB352:AB353,AA352:AA353,TRUE,FALSE),2)","v":34},null,1,200,40,{"$f":"INDEX(LINEST(AH352:AH353,AG352:AG353,TRUE,FALSE),1)","v":0.11999999999999998},{"$f":"INDEX(LINEST(AH352:AH353,AG352:AG353,TRUE,FALSE),2)","v":16.000000000000004},null,1,200,26,{"$f":"INDEX(LINEST(AN352:AN353,AM352:AM353,TRUE,FALSE),1)","v":0.11000000000000001},{"$f":"INDEX(LINEST(AN352:AN353,AM352:AM353,TRUE,FALSE),2)","v":3.9999999999999964},null,1,200,20,{"$f":"INDEX(LINEST(AT352:AT353,AS352:AS353,TRUE,FALSE),1)","v":7.0000000000000021E-2},{"$f":"INDEX(LINEST(AT352:AT353,AS352:AS353,TRUE,FALSE),2)","v":5.9999999999999964},null,1,200,46,{"$f":"INDEX(LINEST(AZ352:AZ353,AY352:AY353,TRUE,FALSE),1)","v":5.9999999999999991E-2},{"$f":"INDEX(LINEST(AZ352:AZ353,AY352:AY353,TRUE,FALSE),2)","v":34}]
[null,1,500,52,{"$f":"INDEX(LINEST(D353:D354,C353:C354,TRUE,FALSE),1)","v":2.0000000000000007E-2},{"$f":"INDEX(LINEST(D353:D354,C353:C354,TRUE,FALSE),2)","v":42},null,1,500,50,{"$f":"INDEX(LINEST(J353:J354,I353:I354,TRUE,FALSE),1)","v":1.3333333333333336E-2},{"$f":"INDEX(LINEST(J353:J354,I353:I354,TRUE,FALSE),2)","v":43.333333333333329},null,1,500,52,{"$f":"INDEX(LINEST(P353:P354,O353:O354,TRUE,FALSE),1)","v":2.0000000000000007E-2},{"$f":"INDEX(LINEST(P353:P354,O353:O354,TRUE,FALSE),2)","v":42},null,1,500,49,{"$f":"INDEX(LINEST(V353:V354,U353:U354,TRUE,FALSE),1)","v":3.6666666666666674E-2},{"$f":"INDEX(LINEST(V353:V354,U353:U354,TRUE,FALSE),2)","v":30.666666666666664},null,1,500,45,{"$f":"INDEX(LINEST(AB353:AB354,AA353:AA354,TRUE,FALSE),1)","v":1.0000000000000004E-2},{"$f":"INDEX(LINEST(AB353:AB354,AA353:AA354,TRUE,FALSE),2)","v":40},null,1,500,47,{"$f":"INDEX(LINEST(AH353:AH354,AG353:AG354,TRUE,FALSE),1)","v":2.3333333333333331E-2},{"$f":"INDEX(LINEST(AH353:AH354,AG353:AG354,TRUE,FALSE),2)","v":35.333333333333336},null,1,500,40,{"$f":"INDEX(LINEST(AN353:AN354,AM353:AM354,TRUE,FALSE),1)","v":4.6666666666666662E-2},{"$f":"INDEX(LINEST(AN353:AN354,AM353:AM354,TRUE,FALSE),2)","v":16.666666666666668},null,1,500,34,{"$f":"INDEX(LINEST(AT353:AT354,AS353:AS354,TRUE,FALSE),1)","v":4.6666666666666662E-2},{"$f":"INDEX(LINEST(AT353:AT354,AS353:AS354,TRUE,FALSE),2)","v":10.666666666666668},null,1,500,52,{"$f":"INDEX(LINEST(AZ353:AZ354,AY353:AY354,TRUE,FALSE),1)","v":2.0000000000000007E-2},{"$f":"INDEX(LINEST(AZ353:AZ354,AY353:AY354,TRUE,FALSE),2)","v":42}]
[null,4,100,49,null,null,null,4,100,49,null,null,null,4,100,48,null,null,null,4,100,40,null,null,null,4,100,36,null,null,null,4,100,31,null,null,null,4,100,22,null,null,null,4,100,29,null,null,null,4,100,43]
[null,4,200,58,{"$f":"INDEX(LINEST(D355:D356,C355:C356,TRUE,FALSE),1)","v":0.09},{"$f":"INDEX(LINEST(D355:D356,C355:C356,TRUE,FALSE),2)","v":40},{"$f":"((($I$33-1)/3)*((E356*$J$33+F356)-(E353*$J$33+F353)))+(E353*$J$33+F353)","v":46.867283950617285},4,200,55,{"$f":"INDEX(LINEST(J355:J356,I355:I356,TRUE,FALSE),1)","v":5.9999999999999991E-2},{"$f":"INDEX(LINEST(J355:J356,I355:I356,TRUE,FALSE),2)","v":43},{"$f":"((($I$33-1)/3)*((K356*$J$33+L356)-(K353*$J$33+L353)))+(K353*$J$33+L353)","v":44.419753086419753},4,200,51,{"$f":"INDEX(LINEST(P355:P356,O355:O356,TRUE,FALSE),1)","v":2.9999999999999995E-2},{"$f":"INDEX(LINEST(P355:P356,O355:O356,TRUE,FALSE),2)","v":45},{"$f":"((($I$33-1)/3)*((Q356*$J$33+R356)-(Q353*$J$33+R353)))+(Q353*$J$33+R353)","v":42.867283950617285},4,200,48,{"$f":"INDEX(LINEST(V355:V356,U355:U356,TRUE,FALSE),1)","v":8.0000000000000016E-2},{"$f":"INDEX(LINEST(V355:V356,U355:U356,TRUE,FALSE),2)","v":32},{"$f":"((($I$33-1)/3)*((W356*$J$33+X356)-(W353*$J$33+X353)))+(W353*$J$33+X353)","v":36.893518518518519},4,200,44,{"$f":"INDEX(LINEST(AB355:AB356,AA355:AA356,TRUE,FALSE),1)","v":8.0000000000000016E-2},{"$f":"INDEX(LINEST(AB355:AB356,AA355:AA356,TRUE,FALSE),2)","v":28},{"$f":"((($I$33-1)/3)*((AC356*$J$33+AD356)-(AC353*$J$33+AD353)))+(AC353*$J$33+AD353)","v":40},4,200,38,{"$f":"INDEX(LINEST(AH355:AH356,AG355:AG356,TRUE,FALSE),1)","v":7.0000000000000021E-2},{"$f":"INDEX(LINEST(AH355:AH356,AG355:AG356,TRUE,FALSE),2)","v":23.999999999999996},{"$f":"((($I$33-1)/3)*((AI356*$J$33+AJ356)-(AI353*$J$33+AJ353)))+(AI353*$J$33+AJ353)","v":34.026234567901234},4,200,29,{"$f":"INDEX(LINEST(AN355:AN356,AM355:AM356,TRUE,FALSE),1)","v":7.0000000000000021E-2},{"$f":"INDEX(LINEST(AN355:AN356,AM355:AM356,TRUE,FALSE),2)","v":14.999999999999996},{"$f":"((($I$33-1)/3)*((AO356*$J$33+AP356)-(AO353*$J$33+AP353)))+(AO353*$J$33+AP353)","v":20.762345679012345},4,200,25,{"$f":"INDEX(LINEST(AT355:AT356,AS355:AS356,TRUE,FALSE),1)","v":-4.0000000000000008E-2},{"$f":"INDEX(LINEST(AT355:AT356,AS355:AS356,TRUE,FALSE),2)","v":33},{"$f":"((($I$33-1)/3)*((AU356*$J$33+AV356)-(AU353*$J$33+AV353)))+(AU353*$J$33+AV353)","v":17.050925925925927},4,200,49,{"$f":"INDEX(LINEST(AZ355:AZ356,AY355:AY356,TRUE,FALSE),1)","v":5.9999999999999991E-2},{"$f":"INDEX(LINEST(AZ355:AZ356,AY355:AY356,TRUE,FALSE),2)","v":37},{"$f":"((($I$33-1)/3)*((BA356*$J$33+BB356)-(BA353*$J$33+BB353)))+(BA353*$J$33+BB353)","v":43.157407407407405}]
[null,4,500,64,{"$f":"INDEX(LINEST(D356:D357,C356:C357,TRUE,FALSE),1)","v":2.0000000000000007E-2},{"$f":"INDEX(LINEST(D356:D357,C356:C357,TRUE,FALSE),2)","v":54},{"$f":"((($I$33-1)/3)*((E357*$J$33+F357)-(E354*$J$33+F354)))+(E354*$J$33+F354)","v":45.629629629629633},4,500,59,{"$f":"INDEX(LINEST(J356:J357,I356:I357,TRUE,FALSE),1)","v":1.3333333333333336E-2},{"$f":"INDEX(LINEST(J356:J357,I356:I357,TRUE,FALSE),2)","v":52.333333333333329},{"$f":"((($I$33-1)/3)*((K357*$J$33+L357)-(K354*$J$33+L354)))+(K354*$J$33+L354)","v":45.80555555555555},4,500,54,{"$f":"INDEX(LINEST(P356:P357,O356:O357,TRUE,FALSE),1)","v":1.0000000000000004E-2},{"$f":"INDEX(LINEST(P356:P357,O356:O357,TRUE,FALSE),2)","v":49},{"$f":"((($I$33-1)/3)*((Q357*$J$33+R357)-(Q354*$J$33+R354)))+(Q354*$J$33+R354)","v":45.288580246913583},4,500,50,{"$f":"INDEX(LINEST(V356:V357,U356:U357,TRUE,FALSE),1)","v":6.666666666666668E-3},{"$f":"INDEX(LINEST(V356:V357,U356:U357,TRUE,FALSE),2)","v":46.666666666666664},{"$f":"((($I$33-1)/3)*((W357*$J$33+X357)-(W354*$J$33+X354)))+(W354*$J$33+X354)","v":36.770061728395056},4,500,53,{"$f":"INDEX(LINEST(AB356:AB357,AA356:AA357,TRUE,FALSE),1)","v":0.03},{"$f":"INDEX(LINEST(AB356:AB357,AA356:AA357,TRUE,FALSE),2)","v":38},{"$f":"((($I$33-1)/3)*((AC357*$J$33+AD357)-(AC354*$J$33+AD354)))+(AC354*$J$33+AD354)","v":41.552469135802468},4,500,51,{"$f":"INDEX(LINEST(AH356:AH357,AG356:AG357,TRUE,FALSE),1)","v":4.3333333333333349E-2},{"$f":"INDEX(LINEST(AH356:AH357,AG356:AG357,TRUE,FALSE),2)","v":29.333333333333329},{"$f":"((($I$33-1)/3)*((AI357*$J$33+AJ357)-(AI354*$J$33+AJ354)))+(AI354*$J$33+AJ354)","v":38.675925925925931},4,500,43,{"$f":"INDEX(LINEST(AN356:AN357,AM356:AM357,TRUE,FALSE),1)","v":4.6666666666666662E-2},{"$f":"INDEX(LINEST(AN356:AN357,AM356:AM357,TRUE,FALSE),2)","v":19.666666666666668},{"$f":"((($I$33-1)/3)*((AO357*$J$33+AP357)-(AO354*$J$33+AP354)))+(AO354*$J$33+AP354)","v":23.824074074074076},4,500,35,{"$f":"INDEX(LINEST(AT356:AT357,AS356:AS357,TRUE,FALSE),1)","v":3.3333333333333333E-2},{"$f":"INDEX(LINEST(AT356:AT357,AS356:AS357,TRUE,FALSE),2)","v":18.333333333333336},{"$f":"((($I$33-1)/3)*((AU357*$J$33+AV357)-(AU354*$J$33+AV354)))+(AU354*$J$33+AV354)","v":17.963991769547327},4,500,57,{"$f":"INDEX(LINEST(AZ356:AZ357,AY356:AY357,TRUE,FALSE),1)","v":2.6666666666666672E-2},{"$f":"INDEX(LINEST(AZ356:AZ357,AY356:AY357,TRUE,FALSE),2)","v":43.666666666666664},{"$f":"((($I$33-1)/3)*((BA357*$J$33+BB357)-(BA354*$J$33+BB354)))+(BA354*$J$33+BB354)","v":45.139917695473251}]
[null,10,100,65,null,null,null,10,100,64,null,null,null,10,100,53,null,null,null,10,100,42,null,null,null,10,100,38,null,null,null,10,100,33,null,null,null,10,100,31,null,null,null,10,100,33,null,null,null,10,100,51]
[null,10,200,70,{"$f":"INDEX(LINEST(D358:D359,C358:C359,TRUE,FALSE),1)","v":0.05},{"$f":"INDEX(LINEST(D358:D359,C358:C359,TRUE,FALSE),2)","v":60},{"$f":"((($I$33-4)/6)*((E359*$J$33+F359)-(E356*$J$33+F356)))+(E356*$J$33+F356)","v":46.867283950617285},10,200,66,{"$f":"INDEX(LINEST(J358:J359,I358:I359,TRUE,FALSE),1)","v":2.0000000000000004E-2},{"$f":"INDEX(LINEST(J358:J359,I358:I359,TRUE,FALSE),2)","v":62},{"$f":"((($I$33-4)/6)*((K359*$J$33+L359)-(K356*$J$33+L356)))+(K356*$J$33+L356)","v":45.841049382716051},10,200,57,{"$f":"INDEX(LINEST(P358:P359,O358:O359,TRUE,FALSE),1)","v":4.0000000000000008E-2},{"$f":"INDEX(LINEST(P358:P359,O358:O359,TRUE,FALSE),2)","v":49},{"$f":"((($I$33-4)/6)*((Q359*$J$33+R359)-(Q356*$J$33+R356)))+(Q356*$J$33+R356)","v":46.894290123456791},10,200,49,{"$f":"INDEX(LINEST(V358:V359,U358:U359,TRUE,FALSE),1)","v":7.0000000000000021E-2},{"$f":"INDEX(LINEST(V358:V359,U358:U359,TRUE,FALSE),2)","v":35},{"$f":"((($I$33-4)/6)*((W359*$J$33+X359)-(W356*$J$33+X356)))+(W356*$J$33+X356)","v":43.289351851851855},10,200,46,{"$f":"INDEX(LINEST(AB358:AB359,AA358:AA359,TRUE,FALSE),1)","v":8.0000000000000016E-2},{"$f":"INDEX(LINEST(AB358:AB359,AA358:AA359,TRUE,FALSE),2)","v":30},{"$f":"((($I$33-4)/6)*((AC359*$J$33+AD359)-(AC356*$J$33+AD356)))+(AC356*$J$33+AD356)","v":39.052469135802468},10,200,40,{"$f":"INDEX(LINEST(AH358:AH359,AG358:AG359,TRUE,FALSE),1)","v":7.0000000000000021E-2},{"$f":"INDEX(LINEST(AH358:AH359,AG358:AG359,TRUE,FALSE),2)","v":25.999999999999996},{"$f":"((($I$33-4)/6)*((AI359*$J$33+AJ359)-(AI356*$J$33+AJ356)))+(AI356*$J$33+AJ356)","v":33.552469135802468},10,200,35,{"$f":"INDEX(LINEST(AN358:AN359,AM358:AM359,TRUE,FALSE),1)","v":4.0000000000000008E-2},{"$f":"INDEX(LINEST(AN358:AN359,AM358:AM359,TRUE,FALSE),2)","v":27},{"$f":"((($I$33-4)/6)*((AO359*$J$33+AP359)-(AO356*$J$33+AP356)))+(AO356*$J$33+AP356)","v":21.94675925925926},10,200,35,{"$f":"INDEX(LINEST(AT358:AT359,AS358:AS359,TRUE,FALSE),1)","v":2.0000000000000004E-2},{"$f":"INDEX(LINEST(AT358:AT359,AS358:AS359,TRUE,FALSE),2)","v":31},{"$f":"((($I$33-4)/6)*((AU359*$J$33+AV359)-(AU356*$J$33+AV356)))+(AU356*$J$33+AV356)","v":23.683641975308642},10,200,54,{"$f":"INDEX(LINEST(AZ358:AZ359,AY358:AY359,TRUE,FALSE),1)","v":2.9999999999999995E-2},{"$f":"INDEX(LINEST(AZ358:AZ359,AY358:AY359,TRUE,FALSE),2)","v":48},{"$f":"((($I$33-4)/6)*((BA359*$J$33+BB359)-(BA356*$J$33+BB356)))+(BA356*$J$33+BB356)","v":42.920524691358025}]
[null,10,500,78,{"$f":"INDEX(LINEST(D359:D360,C359:C360,TRUE,FALSE),1)","v":2.6666666666666672E-2},{"$f":"INDEX(LINEST(D359:D360,C359:C360,TRUE,FALSE),2)","v":64.666666666666657},{"$f":"((($I$33-4)/6)*((E360*$J$33+F360)-(E357*$J$33+F357)))+(E357*$J$33+F357)","v":51.472736625514408},10,500,73,{"$f":"INDEX(LINEST(J359:J360,I359:I360,TRUE,FALSE),1)","v":2.3333333333333331E-2},{"$f":"INDEX(LINEST(J359:J360,I359:I360,TRUE,FALSE),2)","v":61.333333333333336},{"$f":"((($I$33-4)/6)*((K360*$J$33+L360)-(K357*$J$33+L357)))+(K357*$J$33+L357)","v":49.358796296296291},10,500,63,{"$f":"INDEX(LINEST(P359:P360,O359:O360,TRUE,FALSE),1)","v":2.0000000000000007E-2},{"$f":"INDEX(LINEST(P359:P360,O359:O360,TRUE,FALSE),2)","v":53},{"$f":"((($I$33-4)/6)*((Q360*$J$33+R360)-(Q357*$J$33+R357)))+(Q357*$J$33+R357)","v":47.894290123456791},10,500,54,{"$f":"INDEX(LINEST(V359:V360,U359:U360,TRUE,FALSE),1)","v":1.6666666666666666E-2},{"$f":"INDEX(LINEST(V359:V360,U359:U360,TRUE,FALSE),2)","v":45.666666666666664},{"$f":"((($I$33-4)/6)*((W360*$J$33+X360)-(W357*$J$33+X357)))+(W357*$J$33+X357)","v":47.429783950617285},10,500,54,{"$f":"INDEX(LINEST(AB359:AB360,AA359:AA360,TRUE,FALSE),1)","v":2.6666666666666672E-2},{"$f":"INDEX(LINEST(AB359:AB360,AA359:AA360,TRUE,FALSE),2)","v":40.666666666666664},{"$f":"((($I$33-4)/6)*((AC360*$J$33+AD360)-(AC357*$J$33+AD357)))+(AC357*$J$33+AD357)","v":41.473508230452673},10,500,49,{"$f":"INDEX(LINEST(AH359:AH360,AG359:AG360,TRUE,FALSE),1)","v":0.03},{"$f":"INDEX(LINEST(AH359:AH360,AG359:AG360,TRUE,FALSE),2)","v":34},{"$f":"((($I$33-4)/6)*((AI360*$J$33+AJ360)-(AI357*$J$33+AJ357)))+(AI357*$J$33+AJ357)","v":34.569958847736622},10,500,45,{"$f":"INDEX(LINEST(AN359:AN360,AM359:AM360,TRUE,FALSE),1)","v":3.3333333333333333E-2},{"$f":"INDEX(LINEST(AN359:AN360,AM359:AM360,TRUE,FALSE),2)","v":28.333333333333336},{"$f":"((($I$33-4)/6)*((AO360*$J$33+AP360)-(AO357*$J$33+AP357)))+(AO357*$J$33+AP357)","v":23.508230452674898},10,500,43,{"$f":"INDEX(LINEST(AT359:AT360,AS359:AS360,TRUE,FALSE),1)","v":2.6666666666666672E-2},{"$f":"INDEX(LINEST(AT359:AT360,AS359:AS360,TRUE,FALSE),2)","v":29.666666666666664},{"$f":"((($I$33-4)/6)*((AU360*$J$33+AV360)-(AU357*$J$33+AV357)))+(AU357*$J$33+AV357)","v":18.437757201646093},10,500,61,{"$f":"INDEX(LINEST(AZ359:AZ360,AY359:AY360,TRUE,FALSE),1)","v":2.3333333333333331E-2},{"$f":"INDEX(LINEST(AZ359:AZ360,AY359:AY360,TRUE,FALSE),2)","v":49.333333333333336},{"$f":"((($I$33-4)/6)*((BA360*$J$33+BB360)-(BA357*$J$33+BB357)))+(BA357*$J$33+BB357)","v":45.218878600823039}]
[]
["800x400",1,100,48,null,null,null,1,100,43,null,null,null,1,100,40,null,null,null,1,100,36,null,null,null,1,100,39,null,null,null,1,100,29,null,null,null,1,100,16,null,null,null,1,100,14,null,null,null,1,100,41]
[null,1,200,47,{"$f":"INDEX(LINEST(D362:D363,C362:C363,TRUE,FALSE),1)","v":-1.0000000000000002E-2},{"$f":"INDEX(LINEST(D362:D363,C362:C363,TRUE,FALSE),2)","v":49},null,1,200,47,{"$f":"INDEX(LINEST(J362:J363,I362:I363,TRUE,FALSE),1)","v":4.0000000000000008E-2},{"$f":"INDEX(LINEST(J362:J363,I362:I363,TRUE,FALSE),2)","v":39},null,1,200,47,{"$f":"INDEX(LINEST(P362:P363,O362:O363,TRUE,FALSE),1)","v":7.0000000000000021E-2},{"$f":"INDEX(LINEST(P362:P363,O362:O363,TRUE,FALSE),2)","v":33},null,1,200,39,{"$f":"INDEX(LINEST(V362:V363,U362:U363,TRUE,FALSE),1)","v":2.9999999999999995E-2},{"$f":"INDEX(LINEST(V362:V363,U362:U363,TRUE,FALSE),2)","v":33},null,1,200,43,{"$f":"INDEX(LINEST(AB362:AB363,AA362:AA363,TRUE,FALSE),1)","v":4.0000000000000008E-2},{"$f":"INDEX(LINEST(AB362:AB363,AA362:AA363,TRUE,FALSE),2)","v":35},null,1,200,41,{"$f":"INDEX(LINEST(AH362:AH363,AG362:AG363,TRUE,FALSE),1)","v":0.11999999999999998},{"$f":"INDEX(LINEST(AH362:AH363,AG362:AG363,TRUE,FALSE),2)","v":17.000000000000004},null,1,200,27,{"$f":"INDEX(LINEST(AN362:AN363,AM362:AM363,TRUE,FALSE),1)","v":0.11000000000000001},{"$f":"INDEX(LINEST(AN362:AN363,AM362:AM363,TRUE,FALSE),2)","v":4.9999999999999964},null,1,200,21,{"$f":"INDEX(LINEST(AT362:AT363,AS362:AS363,TRUE,FALSE),1)","v":7.0000000000000021E-2},{"$f":"INDEX(LINEST(AT362:AT363,AS362:AS363,TRUE,FALSE),2)","v":6.9999999999999964},null,1,200,47,{"$f":"INDEX(LINEST(AZ362:AZ363,AY362:AY363,TRUE,FALSE),1)","v":5.9999999999999991E-2},{"$f":"INDEX(LINEST(AZ362:AZ363,AY362:AY363,TRUE,FALSE),2)","v":35}]
[null,1,500,53,{"$f":"INDEX(LINEST(D363:D364,C363:C364,TRUE,FALSE),1)","v":2.0000000000000007E-2},{"$f":"INDEX(LINEST(D363:D364,C363:C364,TRUE,FALSE),2)","v":43},null,1,500,51,{"$f":"INDEX(LINEST(J363:J364,I363:I364,TRUE,FALSE),1)","v":1.3333333333333336E-2},{"$f":"INDEX(LINEST(J363:J364,I363:I364,TRUE,FALSE),2)","v":44.333333333333329},null,1,500,53,{"$f":"INDEX(LINEST(P363:P364,O363:O364,TRUE,FALSE),1)","v":2.0000000000000007E-2},{"$f":"INDEX(LINEST(P363:P364,O363:O364,TRUE,FALSE),2)","v":43},null,1,500,50,{"$f":"INDEX(LINEST(V363:V364,U363:U364,TRUE,FALSE),1)","v":3.6666666666666674E-2},{"$f":"INDEX(LINEST(V363:V364,U363:U364,TRUE,FALSE),2)","v":31.666666666666664},null,1,500,46,{"$f":"INDEX(LINEST(AB363:AB364,AA363:AA364,TRUE,FALSE),1)","v":1.0000000000000004E-2},{"$f":"INDEX(LINEST(AB363:AB364,AA363:AA364,TRUE,FALSE),2)","v":41},null,1,500,48,{"$f":"INDEX(LINEST(AH363:AH364,AG363:AG364,TRUE,FALSE),1)","v":2.3333333333333331E-2},{"$f":"INDEX(LINEST(AH363:AH364,AG363:AG364,TRUE,FALSE),2)","v":36.333333333333336},null,1,500,41,{"$f":"INDEX(LINEST(AN363:AN364,AM363:AM364,TRUE,FALSE),1)","v":4.6666666666666662E-2},{"$f":"INDEX(LINEST(AN363:AN364,AM363:AM364,TRUE,FALSE),2)","v":17.666666666666668},null,1,500,35,{"$f":"INDEX(LINEST(AT363:AT364,AS363:AS364,TRUE,FALSE),1)","v":4.6666666666666662E-2},{"$f":"INDEX(LINEST(AT363:AT364,AS363:AS364,TRUE,FALSE),2)","v":11.666666666666668},null,1,500,53,{"$f":"INDEX(LINEST(AZ363:AZ364,AY363:AY364,TRUE,FALSE),1)","v":2.0000000000000007E-2},{"$f":"INDEX(LINEST(AZ363:AZ364,AY363:AY364,TRUE,FALSE),2)","v":43}]
[null,4,100,50,null,null,null,4,100,50,null,null,null,4,100,49,null,null,null,4,100,41,null,null,null,4,100,37,null,null,null,4,100,32,null,null,null,4,100,23,null,null,null,4,100,30,null,null,null,4,100,44]
[null,4,200,59,{"$f":"INDEX(LINEST(D365:D366,C365:C366,TRUE,FALSE),1)","v":0.09},{"$f":"INDEX(LINEST(D365:D366,C365:C366,TRUE,FALSE),2)","v":41},{"$f":"((($I$34-1)/3)*((E366*$J$34+F366)-(E363*$J$34+F363)))+(E363*$J$34+F363)","v":47.192129629629626},4,200,56,{"$f":"INDEX(LINEST(J365:J366,I365:I366,TRUE,FALSE),1)","v":5.9999999999999991E-2},{"$f":"INDEX(LINEST(J365:J366,I365:I366,TRUE,FALSE),2)","v":44},{"$f":"((($I$34-1)/3)*((K366*$J$34+L366)-(K363*$J$34+L363)))+(K363*$J$34+L363)","v":44.648148148148145},4,200,52,{"$f":"INDEX(LINEST(P365:P366,O365:O366,TRUE,FALSE),1)","v":2.9999999999999995E-2},{"$f":"INDEX(LINEST(P365:P366,O365:O366,TRUE,FALSE),2)","v":46},{"$f":"((($I$34-1)/3)*((Q366*$J$34+R366)-(Q363*$J$34+R363)))+(Q363*$J$34+R363)","v":43.192129629629626},4,200,49,{"$f":"INDEX(LINEST(V365:V366,U365:U366,TRUE,FALSE),1)","v":8.0000000000000016E-2},{"$f":"INDEX(LINEST(V365:V366,U365:U366,TRUE,FALSE),2)","v":33},{"$f":"((($I$34-1)/3)*((W366*$J$34+X366)-(W363*$J$34+X363)))+(W363*$J$34+X363)","v":37.170138888888886},4,200,45,{"$f":"INDEX(LINEST(AB365:AB366,AA365:AA366,TRUE,FALSE),1)","v":8.0000000000000016E-2},{"$f":"INDEX(LINEST(AB365:AB366,AA365:AA366,TRUE,FALSE),2)","v":29},{"$f":"((($I$34-1)/3)*((AC366*$J$34+AD366)-(AC363*$J$34+AD363)))+(AC363*$J$34+AD363)","v":41},4,200,39,{"$f":"INDEX(LINEST(AH365:AH366,AG365:AG366,TRUE,FALSE),1)","v":7.0000000000000021E-2},{"$f":"INDEX(LINEST(AH365:AH366,AG365:AG366,TRUE,FALSE),2)","v":24.999999999999996},{"$f":"((($I$34-1)/3)*((AI366*$J$34+AJ366)-(AI363*$J$34+AJ363)))+(AI363*$J$34+AJ363)","v":34.97800925925926},4,200,30,{"$f":"INDEX(LINEST(AN365:AN366,AM365:AM366,TRUE,FALSE),1)","v":7.0000000000000021E-2},{"$f":"INDEX(LINEST(AN365:AN366,AM365:AM366,TRUE,FALSE),2)","v":15.999999999999996},{"$f":"((($I$34-1)/3)*((AO366*$J$34+AP366)-(AO363*$J$34+AP363)))+(AO363*$J$34+AP363)","v":21.280092592592592},4,200,26,{"$f":"INDEX(LINEST(AT365:AT366,AS365:AS366,TRUE,FALSE),1)","v":-4.0000000000000008E-2},{"$f":"INDEX(LINEST(AT365:AT366,AS365:AS366,TRUE,FALSE),2)","v":34},{"$f":"((($I$34-1)/3)*((AU366*$J$34+AV366)-(AU363*$J$34+AV363)))+(AU363*$J$34+AV363)","v":17.038194444444443},4,200,50,{"$f":"INDEX(LINEST(AZ365:AZ366,AY365:AY366,TRUE,FALSE),1)","v":5.9999999999999991E-2},{"$f":"INDEX(LINEST(AZ365:AZ366,AY365:AY366,TRUE,FALSE),2)","v":38},{"$f":"((($I$34-1)/3)*((BA366*$J$34+BB366)-(BA363*$J$34+BB363)))+(BA363*$J$34+BB363)","v":43.868055555555557}]
[null,4,500,65,{"$f":"INDEX(LINEST(D366:D367,C366:C367,TRUE,FALSE),1)","v":2.0000000000000007E-2},{"$f":"INDEX(LINEST(D366:D367,C366:C367,TRUE,FALSE),2)","v":55},{"$f":"((($I$34-1)/3)*((E367*$J$34+F367)-(E364*$J$34+F364)))+(E364*$J$34+F364)","v":45.472222222222221},4,500,60,{"$f":"INDEX(LINEST(J366:J367,I366:I367,TRUE,FALSE),1)","v":1.3333333333333336E-2},{"$f":"INDEX(LINEST(J366:J367,I366:I367,TRUE,FALSE),2)","v":53.333333333333329},{"$f":"((($I$34-1)/3)*((K367*$J$34+L367)-(K364*$J$34+L364)))+(K364*$J$34+L364)","v":45.937499999999993},4,500,55,{"$f":"INDEX(LINEST(P366:P367,O366:O367,TRUE,FALSE),1)","v":1.0000000000000004E-2},{"$f":"INDEX(LINEST(P366:P367,O366:O367,TRUE,FALSE),2)","v":50},{"$f":"((($I$34-1)/3)*((Q367*$J$34+R367)-(Q364*$J$34+R364)))+(Q364*$J$34+R364)","v":45.758101851851855},4,500,51,{"$f":"INDEX(LINEST(V366:V367,U366:U367,TRUE,FALSE),1)","v":6.666666666666668E-3},{"$f":"INDEX(LINEST(V366:V367,U366:U367,TRUE,FALSE),2)","v":47.666666666666664},{"$f":"((($I$34-1)/3)*((W367*$J$34+X367)-(W364*$J$34+X364)))+(W364*$J$34+X364)","v":36.660879629629626},4,500,54,{"$f":"INDEX(LINEST(AB366:AB367,AA366:AA367,TRUE,FALSE),1)","v":0.03},{"$f":"INDEX(LINEST(AB366:AB367,AA366:AA367,TRUE,FALSE),2)","v":39},{"$f":"((($I$34-1)/3)*((AC367*$J$34+AD367)-(AC364*$J$34+AD364)))+(AC364*$J$34+AD364)","v":42.456018518518519},4,500,52,{"$f":"INDEX(LINEST(AH366:AH367,AG366:AG367,TRUE,FALSE),1)","v":4.3333333333333349E-2},{"$f":"INDEX(LINEST(AH366:AH367,AG366:AG367,TRUE,FALSE),2)","v":30.333333333333329},{"$f":"((($I$34-1)/3)*((AI367*$J$34+AJ367)-(AI364*$J$34+AJ364)))+(AI364*$J$34+AJ364)","v":39.965277777777779},4,500,44,{"$f":"INDEX(LINEST(AN366:AN367,AM366:AM367,TRUE,FALSE),1)","v":4.6666666666666662E-2},{"$f":"INDEX(LINEST(AN366:AN367,AM366:AM367,TRUE,FALSE),2)","v":20.666666666666668},{"$f":"((($I$34-1)/3)*((AO367*$J$34+AP367)-(AO364*$J$34+AP364)))+(AO364*$J$34+AP364)","v":24.534722222222221},4,500,36,{"$f":"INDEX(LINEST(AT366:AT367,AS366:AS367,TRUE,FALSE),1)","v":3.3333333333333333E-2},{"$f":"INDEX(LINEST(AT366:AT367,AS366:AS367,TRUE,FALSE),2)","v":19.333333333333336},{"$f":"((($I$34-1)/3)*((AU367*$J$34+AV367)-(AU364*$J$34+AV364)))+(AU364*$J$34+AV364)","v":18.41743827160494},4,500,58,{"$f":"INDEX(LINEST(AZ366:AZ367,AY366:AY367,TRUE,FALSE),1)","v":2.6666666666666672E-2},{"$f":"INDEX(LINEST(AZ366:AZ367,AY366:AY367,TRUE,FALSE),2)","v":44.666666666666664},{"$f":"((($I$34-1)/3)*((BA367*$J$34+BB367)-(BA364*$J$34+BB364)))+(BA364*$J$34+BB364)","v":45.882716049382715}]
[null,10,100,66,null,null,null,10,100,65,null,null,null,10,100,54,null,null,null,10,100,43,null,null,null,10,100,39,null,null,null,10,100,34,null,null,null,10,100,32,null,null,null,10,100,34,null,null,null,10,100,52]
[null,10,200,71,{"$f":"INDEX(LINEST(D368:D369,C368:C369,TRUE,FALSE),1)","v":0.05},{"$f":"INDEX(LINEST(D368:D369,C368:C369,TRUE,FALSE),2)","v":61},{"$f":"((($I$34-4)/6)*((E369*$J$34+F369)-(E366*$J$34+F366)))+(E366*$J$34+F366)","v":47.192129629629626},10,200,67,{"$f":"INDEX(LINEST(J368:J369,I368:I369,TRUE,FALSE),1)","v":2.0000000000000004E-2},{"$f":"INDEX(LINEST(J368:J369,I368:I369,TRUE,FALSE),2)","v":63},{"$f":"((($I$34-4)/6)*((K369*$J$34+L369)-(K366*$J$34+L366)))+(K366*$J$34+L366)","v":46.214120370370367},10,200,58,{"$f":"INDEX(LINEST(P368:P369,O368:O369,TRUE,FALSE),1)","v":4.0000000000000008E-2},{"$f":"INDEX(LINEST(P368:P369,O368:O369,TRUE,FALSE),2)","v":50},{"$f":"((($I$34-4)/6)*((Q369*$J$34+R369)-(Q366*$J$34+R366)))+(Q366*$J$34+R366)","v":47.629050925925924},10,200,50,{"$f":"INDEX(LINEST(V368:V369,U368:U369,TRUE,FALSE),1)","v":7.0000000000000021E-2},{"$f":"INDEX(LINEST(V368:V369,U368:U369,TRUE,FALSE),2)","v":36},{"$f":"((($I$34-4)/6)*((W369*$J$34+X369)-(W366*$J$34+X366)))+(W366*$J$34+X366)","v":44.217013888888886},10,200,47,{"$f":"INDEX(LINEST(AB368:AB369,AA368:AA369,TRUE,FALSE),1)","v":8.0000000000000016E-2},{"$f":"INDEX(LINEST(AB368:AB369,AA368:AA369,TRUE,FALSE),2)","v":31},{"$f":"((($I$34-4)/6)*((AC369*$J$34+AD369)-(AC366*$J$34+AD366)))+(AC366*$J$34+AD366)","v":39.956018518518519},10,200,41,{"$f":"INDEX(LINEST(AH368:AH369,AG368:AG369,TRUE,FALSE),1)","v":7.0000000000000021E-2},{"$f":"INDEX(LINEST(AH368:AH369,AG368:AG369,TRUE,FALSE),2)","v":26.999999999999996},{"$f":"((($I$34-4)/6)*((AI369*$J$34+AJ369)-(AI366*$J$34+AJ366)))+(AI366*$J$34+AJ366)","v":34.456018518518519},10,200,36,{"$f":"INDEX(LINEST(AN368:AN369,AM368:AM369,TRUE,FALSE),1)","v":4.0000000000000008E-2},{"$f":"INDEX(LINEST(AN368:AN369,AM368:AM369,TRUE,FALSE),2)","v":28},{"$f":"((($I$34-4)/6)*((AO369*$J$34+AP369)-(AO366*$J$34+AP366)))+(AO366*$J$34+AP366)","v":22.585069444444443},10,200,36,{"$f":"INDEX(LINEST(AT368:AT369,AS368:AS369,TRUE,FALSE),1)","v":2.0000000000000004E-2},{"$f":"INDEX(LINEST(AT368:AT369,AS368:AS369,TRUE,FALSE),2)","v":32},{"$f":"((($I$34-4)/6)*((AU369*$J$34+AV369)-(AU366*$J$34+AV366)))+(AU366*$J$34+AV366)","v":24.346064814814813},10,200,55,{"$f":"INDEX(LINEST(AZ368:AZ369,AY368:AY369,TRUE,FALSE),1)","v":2.9999999999999995E-2},{"$f":"INDEX(LINEST(AZ368:AZ369,AY368:AY369,TRUE,FALSE),2)","v":49},{"$f":"((($I$34-4)/6)*((BA369*$J$34+BB369)-(BA366*$J$34+BB366)))+(BA366*$J$34+BB366)","v":43.607060185185183}]
[null,10,500,79,{"$f":"INDEX(LINEST(D369:D370,C369:C370,TRUE,FALSE),1)","v":2.6666666666666672E-2},{"$f":"INDEX(LINEST(D369:D370,C369:C370,TRUE,FALSE),2)","v":65.666666666666657},{"$f":"((($I$34-4)/6)*((E370*$J$34+F370)-(E367*$J$34+F367)))+(E367*$J$34+F367)","v":51.910108024691361},10,500,74,{"$f":"INDEX(LINEST(J369:J370,I369:I370,TRUE,FALSE),1)","v":2.3333333333333331E-2},{"$f":"INDEX(LINEST(J369:J370,I369:I370,TRUE,FALSE),2)","v":62.333333333333336},{"$f":"((($I$34-4)/6)*((K370*$J$34+L370)-(K367*$J$34+L367)))+(K367*$J$34+L367)","v":49.85243055555555},10,500,64,{"$f":"INDEX(LINEST(P369:P370,O369:O370,TRUE,FALSE),1)","v":2.0000000000000007E-2},{"$f":"INDEX(LINEST(P369:P370,O369:O370,TRUE,FALSE),2)","v":54},{"$f":"((($I$34-4)/6)*((Q370*$J$34+R370)-(Q367*$J$34+R367)))+(Q367*$J$34+R367)","v":48.629050925925924},10,500,55,{"$f":"INDEX(LINEST(V369:V370,U369:U370,TRUE,FALSE),1)","v":1.6666666666666666E-2},{"$f":"INDEX(LINEST(V369:V370,U369:U370,TRUE,FALSE),2)","v":46.666666666666664},{"$f":"((($I$34-4)/6)*((W370*$J$34+X370)-(W367*$J$34+X367)))+(W367*$J$34+X367)","v":48.405671296296291},10,500,55,{"$f":"INDEX(LINEST(AB369:AB370,AA369:AA370,TRUE,FALSE),1)","v":2.6666666666666672E-2},{"$f":"INDEX(LINEST(AB369:AB370,AA369:AA370,TRUE,FALSE),2)","v":41.666666666666664},{"$f":"((($I$34-4)/6)*((AC370*$J$34+AD370)-(AC367*$J$34+AD367)))+(AC367*$J$34+AD367)","v":42.369020061728399},10,500,50,{"$f":"INDEX(LINEST(AH369:AH370,AG369:AG370,TRUE,FALSE),1)","v":0.03},{"$f":"INDEX(LINEST(AH369:AH370,AG369:AG370,TRUE,FALSE),2)","v":35},{"$f":"((($I$34-4)/6)*((AI370*$J$34+AJ370)-(AI367*$J$34+AJ367)))+(AI367*$J$34+AJ367)","v":35.441358024691354},10,500,46,{"$f":"INDEX(LINEST(AN369:AN370,AM369:AM370,TRUE,FALSE),1)","v":3.3333333333333333E-2},{"$f":"INDEX(LINEST(AN369:AN370,AM369:AM370,TRUE,FALSE),2)","v":29.333333333333336},{"$f":"((($I$34-4)/6)*((AO370*$J$34+AP370)-(AO367*$J$34+AP367)))+(AO367*$J$34+AP367)","v":24.186728395061728},10,500,44,{"$f":"INDEX(LINEST(AT369:AT370,AS369:AS370,TRUE,FALSE),1)","v":2.6666666666666672E-2},{"$f":"INDEX(LINEST(AT369:AT370,AS369:AS370,TRUE,FALSE),2)","v":30.666666666666664},{"$f":"((($I$34-4)/6)*((AU370*$J$34+AV370)-(AU367*$J$34+AV367)))+(AU367*$J$34+AV367)","v":18.939429012345684},10,500,62,{"$f":"INDEX(LINEST(AZ369:AZ370,AY369:AY370,TRUE,FALSE),1)","v":2.3333333333333331E-2},{"$f":"INDEX(LINEST(AZ369:AZ370,AY369:AY370,TRUE,FALSE),2)","v":50.333333333333336},{"$f":"((($I$34-4)/6)*((BA370*$J$34+BB370)-(BA367*$J$34+BB367)))+(BA367*$J$34+BB367)","v":45.969714506172835}]
[]
["1000x400",1,100,{"$f":"D362+1","v":49},null,null,null,1,100,{"$f":"J362+1","v":44},null,null,null,1,100,{"$f":"P362+1","v":41},null,null,null,1,100,{"$f":"V362+1","v":37},null,null,null,1,100,{"$f":"AB362+1","v":40},null,null,null,1,100,{"$f":"AH362+1","v":30},null,null,null,1,100,{"$f":"AN362+1","v":17},null,null,null,1,100,{"$f":"AT362+1","v":15},null,null,null,1,100,{"$f":"AZ362+1","v":42}]
[null,1,200,48,{"$f":"INDEX(LINEST(D372:D373,C372:C373,TRUE,FALSE),1)","v":-1.0000000000000002E-2},{"$f":"INDEX(LINEST(D372:D373,C372:C373,TRUE,FALSE),2)","v":50},null,1,200,48,{"$f":"INDEX(LINEST(J372:J373,I372:I373,TRUE,FALSE),1)","v":4.0000000000000008E-2},{"$f":"INDEX(LINEST(J372:J373,I372:I373,TRUE,FALSE),2)","v":40},null,1,200,48,{"$f":"INDEX(LINEST(P372:P373,O372:O373,TRUE,FALSE),1)","v":7.0000000000000021E-2},{"$f":"INDEX(LINEST(P372:P373,O372:O373,TRUE,FALSE),2)","v":34},null,1,200,40,{"$f":"INDEX(LINEST(V372:V373,U372:U373,TRUE,FALSE),1)","v":2.9999999999999995E-2},{"$f":"INDEX(LINEST(V372:V373,U372:U373,TRUE,FALSE),2)","v":34},null,1,200,44,{"$f":"INDEX(LINEST(AB372:AB373,AA372:AA373,TRUE,FALSE),1)","v":4.0000000000000008E-2},{"$f":"INDEX(LINEST(AB372:AB373,AA372:AA373,TRUE,FALSE),2)","v":36},null,1,200,42,{"$f":"INDEX(LINEST(AH372:AH373,AG372:AG373,TRUE,FALSE),1)","v":0.11999999999999998},{"$f":"INDEX(LINEST(AH372:AH373,AG372:AG373,TRUE,FALSE),2)","v":18.000000000000004},null,1,200,28,{"$f":"INDEX(LINEST(AN372:AN373,AM372:AM373,TRUE,FALSE),1)","v":0.11000000000000001},{"$f":"INDEX(LINEST(AN372:AN373,AM372:AM373,TRUE,FALSE),2)","v":5.9999999999999964},null,1,200,22,{"$f":"INDEX(LINEST(AT372:AT373,AS372:AS373,TRUE,FALSE),1)","v":7.0000000000000021E-2},{"$f":"INDEX(LINEST(AT372:AT373,AS372:AS373,TRUE,FALSE),2)","v":7.9999999999999964},null,1,200,48,{"$f":"INDEX(LINEST(AZ372:AZ373,AY372:AY373,TRUE,FALSE),1)","v":5.9999999999999991E-2},{"$f":"INDEX(LINEST(AZ372:AZ373,AY372:AY373,TRUE,FALSE),2)","v":36}]
[null,1,500,54,{"$f":"INDEX(LINEST(D373:D374,C373:C374,TRUE,FALSE),1)","v":2.0000000000000007E-2},{"$f":"INDEX(LINEST(D373:D374,C373:C374,TRUE,FALSE),2)","v":44},null,1,500,52,{"$f":"INDEX(LINEST(J373:J374,I373:I374,TRUE,FALSE),1)","v":1.3333333333333336E-2},{"$f":"INDEX(LINEST(J373:J374,I373:I374,TRUE,FALSE),2)","v":45.333333333333329},null,1,500,54,{"$f":"INDEX(LINEST(P373:P374,O373:O374,TRUE,FALSE),1)","v":2.0000000000000007E-2},{"$f":"INDEX(LINEST(P373:P374,O373:O374,TRUE,FALSE),2)","v":44},null,1,500,51,{"$f":"INDEX(LINEST(V373:V374,U373:U374,TRUE,FALSE),1)","v":3.6666666666666674E-2},{"$f":"INDEX(LINEST(V373:V374,U373:U374,TRUE,FALSE),2)","v":32.666666666666664},null,1,500,47,{"$f":"INDEX(LINEST(AB373:AB374,AA373:AA374,TRUE,FALSE),1)","v":1.0000000000000004E-2},{"$f":"INDEX(LINEST(AB373:AB374,AA373:AA374,TRUE,FALSE),2)","v":42},null,1,500,49,{"$f":"INDEX(LINEST(AH373:AH374,AG373:AG374,TRUE,FALSE),1)","v":2.3333333333333331E-2},{"$f":"INDEX(LINEST(AH373:AH374,AG373:AG374,TRUE,FALSE),2)","v":37.333333333333336},null,1,500,42,{"$f":"INDEX(LINEST(AN373:AN374,AM373:AM374,TRUE,FALSE),1)","v":4.6666666666666662E-2},{"$f":"INDEX(LINEST(AN373:AN374,AM373:AM374,TRUE,FALSE),2)","v":18.666666666666668},null,1,500,36,{"$f":"INDEX(LINEST(AT373:AT374,AS373:AS374,TRUE,FALSE),1)","v":4.6666666666666662E-2},{"$f":"INDEX(LINEST(AT373:AT374,AS373:AS374,TRUE,FALSE),2)","v":12.666666666666668},null,1,500,54,{"$f":"INDEX(LINEST(AZ373:AZ374,AY373:AY374,TRUE,FALSE),1)","v":2.0000000000000007E-2},{"$f":"INDEX(LINEST(AZ373:AZ374,AY373:AY374,TRUE,FALSE),2)","v":44}]
[null,4,100,51,null,null,null,4,100,51,null,null,null,4,100,50,null,null,null,4,100,42,null,null,null,4,100,38,null,null,null,4,100,33,null,null,null,4,100,24,null,null,null,4,100,31,null,null,null,4,100,45]
[null,4,200,60,{"$f":"INDEX(LINEST(D375:D376,C375:C376,TRUE,FALSE),1)","v":0.09},{"$f":"INDEX(LINEST(D375:D376,C375:C376,TRUE,FALSE),2)","v":42},{"$f":"((($I$35-1)/3)*((E376*$J$35+F376)-(E373*$J$35+F373)))+(E373*$J$35+F373)","v":47.787037037037038},4,200,57,{"$f":"INDEX(LINEST(J375:J376,I375:I376,TRUE,FALSE),1)","v":5.9999999999999991E-2},{"$f":"INDEX(LINEST(J375:J376,I375:I376,TRUE,FALSE),2)","v":45},{"$f":"((($I$35-1)/3)*((K376*$J$35+L376)-(K373*$J$35+L373)))+(K373*$J$35+L373)","v":45.185185185185183},4,200,53,{"$f":"INDEX(LINEST(P375:P376,O375:O376,TRUE,FALSE),1)","v":2.9999999999999995E-2},{"$f":"INDEX(LINEST(P375:P376,O375:O376,TRUE,FALSE),2)","v":47},{"$f":"((($I$35-1)/3)*((Q376*$J$35+R376)-(Q373*$J$35+R373)))+(Q373*$J$35+R373)","v":43.787037037037038},4,200,50,{"$f":"INDEX(LINEST(V375:V376,U375:U376,TRUE,FALSE),1)","v":8.0000000000000016E-2},{"$f":"INDEX(LINEST(V375:V376,U375:U376,TRUE,FALSE),2)","v":34},{"$f":"((($I$35-1)/3)*((W376*$J$35+X376)-(W373*$J$35+X373)))+(W373*$J$35+X373)","v":37.736111111111114},4,200,46,{"$f":"INDEX(LINEST(AB375:AB376,AA375:AA376,TRUE,FALSE),1)","v":8.0000000000000016E-2},{"$f":"INDEX(LINEST(AB375:AB376,AA375:AA376,TRUE,FALSE),2)","v":30},{"$f":"((($I$35-1)/3)*((AC376*$J$35+AD376)-(AC373*$J$35+AD373)))+(AC373*$J$35+AD373)","v":42},4,200,40,{"$f":"INDEX(LINEST(AH375:AH376,AG375:AG376,TRUE,FALSE),1)","v":7.0000000000000021E-2},{"$f":"INDEX(LINEST(AH375:AH376,AG375:AG376,TRUE,FALSE),2)","v":25.999999999999996},{"$f":"((($I$35-1)/3)*((AI376*$J$35+AJ376)-(AI373*$J$35+AJ373)))+(AI373*$J$35+AJ373)","v":35.949074074074076},4,200,31,{"$f":"INDEX(LINEST(AN375:AN376,AM375:AM376,TRUE,FALSE),1)","v":7.0000000000000021E-2},{"$f":"INDEX(LINEST(AN375:AN376,AM375:AM376,TRUE,FALSE),2)","v":16.999999999999996},{"$f":"((($I$35-1)/3)*((AO376*$J$35+AP376)-(AO373*$J$35+AP373)))+(AO373*$J$35+AP373)","v":21.99074074074074},4,200,27,{"$f":"INDEX(LINEST(AT375:AT376,AS375:AS376,TRUE,FALSE),1)","v":-4.0000000000000008E-2},{"$f":"INDEX(LINEST(AT375:AT376,AS375:AS376,TRUE,FALSE),2)","v":35},{"$f":"((($I$35-1)/3)*((AU376*$J$35+AV376)-(AU373*$J$35+AV373)))+(AU373*$J$35+AV373)","v":17.430555555555557},4,200,51,{"$f":"INDEX(LINEST(AZ375:AZ376,AY375:AY376,TRUE,FALSE),1)","v":5.9999999999999991E-2},{"$f":"INDEX(LINEST(AZ375:AZ376,AY375:AY376,TRUE,FALSE),2)","v":39},{"$f":"((($I$35-1)/3)*((BA376*$J$35+BB376)-(BA373*$J$35+BB373)))+(BA373*$J$35+BB373)","v":44.694444444444443}]
[null,4,500,66,{"$f":"INDEX(LINEST(D376:D377,C376:C377,TRUE,FALSE),1)","v":2.0000000000000007E-2},{"$f":"INDEX(LINEST(D376:D377,C376:C377,TRUE,FALSE),2)","v":56},{"$f":"((($I$35-1)/3)*((E377*$J$35+F377)-(E374*$J$35+F374)))+(E374*$J$35+F374)","v":45.777777777777779},4,500,61,{"$f":"INDEX(LINEST(J376:J377,I376:I377,TRUE,FALSE),1)","v":1.3333333333333336E-2},{"$f":"INDEX(LINEST(J376:J377,I376:I377,TRUE,FALSE),2)","v":54.333333333333329},{"$f":"((($I$35-1)/3)*((K377*$J$35+L377)-(K374*$J$35+L374)))+(K374*$J$35+L374)","v":46.416666666666664},4,500,56,{"$f":"INDEX(LINEST(P376:P377,O376:O377,TRUE,FALSE),1)","v":1.0000000000000004E-2},{"$f":"INDEX(LINEST(P376:P377,O376:O377,TRUE,FALSE),2)","v":51},{"$f":"((($I$35-1)/3)*((Q377*$J$35+R377)-(Q374*$J$35+R374)))+(Q374*$J$35+R374)","v":46.439814814814817},4,500,52,{"$f":"INDEX(LINEST(V376:V377,U376:U377,TRUE,FALSE),1)","v":6.666666666666668E-3},{"$f":"INDEX(LINEST(V376:V377,U376:U377,TRUE,FALSE),2)","v":48.666666666666664},{"$f":"((($I$35-1)/3)*((W377*$J$35+X377)-(W374*$J$35+X374)))+(W374*$J$35+X374)","v":36.995370370370367},4,500,55,{"$f":"INDEX(LINEST(AB376:AB377,AA376:AA377,TRUE,FALSE),1)","v":0.03},{"$f":"INDEX(LINEST(AB376:AB377,AA376:AA377,TRUE,FALSE),2)","v":40},{"$f":"((($I$35-1)/3)*((AC377*$J$35+AD377)-(AC374*$J$35+AD374)))+(AC374*$J$35+AD374)","v":43.398148148148145},4,500,53,{"$f":"INDEX(LINEST(AH376:AH377,AG376:AG377,TRUE,FALSE),1)","v":4.3333333333333349E-2},{"$f":"INDEX(LINEST(AH376:AH377,AG376:AG377,TRUE,FALSE),2)","v":31.333333333333329},{"$f":"((($I$35-1)/3)*((AI377*$J$35+AJ377)-(AI374*$J$35+AJ374)))+(AI374*$J$35+AJ374)","v":41.138888888888893},4,500,45,{"$f":"INDEX(LINEST(AN376:AN377,AM376:AM377,TRUE,FALSE),1)","v":4.6666666666666662E-2},{"$f":"INDEX(LINEST(AN376:AN377,AM376:AM377,TRUE,FALSE),2)","v":21.666666666666668},{"$f":"((($I$35-1)/3)*((AO377*$J$35+AP377)-(AO374*$J$35+AP374)))+(AO374*$J$35+AP374)","v":25.361111111111111},4,500,37,{"$f":"INDEX(LINEST(AT376:AT377,AS376:AS377,TRUE,FALSE),1)","v":3.3333333333333333E-2},{"$f":"INDEX(LINEST(AT376:AT377,AS376:AS377,TRUE,FALSE),2)","v":20.333333333333336},{"$f":"((($I$35-1)/3)*((AU377*$J$35+AV377)-(AU374*$J$35+AV374)))+(AU374*$J$35+AV374)","v":19.089506172839506},4,500,59,{"$f":"INDEX(LINEST(AZ376:AZ377,AY376:AY377,TRUE,FALSE),1)","v":2.6666666666666672E-2},{"$f":"INDEX(LINEST(AZ376:AZ377,AY376:AY377,TRUE,FALSE),2)","v":45.666666666666664},{"$f":"((($I$35-1)/3)*((BA377*$J$35+BB377)-(BA374*$J$35+BB374)))+(BA374*$J$35+BB374)","v":46.728395061728392}]
[null,10,100,67,null,null,null,10,100,66,null,null,null,10,100,55,null,null,null,10,100,44,null,null,null,10,100,40,null,null,null,10,100,35,null,null,null,10,100,33,null,null,null,10,100,35,null,null,null,10,100,53]
[null,10,200,72,{"$f":"INDEX(LINEST(D378:D379,C378:C379,TRUE,FALSE),1)","v":0.05},{"$f":"INDEX(LINEST(D378:D379,C378:C379,TRUE,FALSE),2)","v":62},{"$f":"((($I$35-4)/6)*((E379*$J$35+F379)-(E376*$J$35+F376)))+(E376*$J$35+F376)","v":47.787037037037038},10,200,68,{"$f":"INDEX(LINEST(J378:J379,I378:I379,TRUE,FALSE),1)","v":2.0000000000000004E-2},{"$f":"INDEX(LINEST(J378:J379,I378:I379,TRUE,FALSE),2)","v":64},{"$f":"((($I$35-4)/6)*((K379*$J$35+L379)-(K376*$J$35+L376)))+(K376*$J$35+L376)","v":46.837962962962962},10,200,59,{"$f":"INDEX(LINEST(P378:P379,O378:O379,TRUE,FALSE),1)","v":4.0000000000000008E-2},{"$f":"INDEX(LINEST(P378:P379,O378:O379,TRUE,FALSE),2)","v":51},{"$f":"((($I$35-4)/6)*((Q379*$J$35+R379)-(Q376*$J$35+R376)))+(Q376*$J$35+R376)","v":48.469907407407405},10,200,51,{"$f":"INDEX(LINEST(V378:V379,U378:U379,TRUE,FALSE),1)","v":7.0000000000000021E-2},{"$f":"INDEX(LINEST(V378:V379,U378:U379,TRUE,FALSE),2)","v":37},{"$f":"((($I$35-4)/6)*((W379*$J$35+X379)-(W376*$J$35+X376)))+(W376*$J$35+X376)","v":45.173611111111114},10,200,48,{"$f":"INDEX(LINEST(AB378:AB379,AA378:AA379,TRUE,FALSE),1)","v":8.0000000000000016E-2},{"$f":"INDEX(LINEST(AB378:AB379,AA378:AA379,TRUE,FALSE),2)","v":32},{"$f":"((($I$35-4)/6)*((AC379*$J$35+AD379)-(AC376*$J$35+AD376)))+(AC376*$J$35+AD376)","v":40.898148148148145},10,200,42,{"$f":"INDEX(LINEST(AH378:AH379,AG378:AG379,TRUE,FALSE),1)","v":7.0000000000000021E-2},{"$f":"INDEX(LINEST(AH378:AH379,AG378:AG379,TRUE,FALSE),2)","v":27.999999999999996},{"$f":"((($I$35-4)/6)*((AI379*$J$35+AJ379)-(AI376*$J$35+AJ376)))+(AI376*$J$35+AJ376)","v":35.398148148148145},10,200,37,{"$f":"INDEX(LINEST(AN378:AN379,AM378:AM379,TRUE,FALSE),1)","v":4.0000000000000008E-2},{"$f":"INDEX(LINEST(AN378:AN379,AM378:AM379,TRUE,FALSE),2)","v":29},{"$f":"((($I$35-4)/6)*((AO379*$J$35+AP379)-(AO376*$J$35+AP376)))+(AO376*$J$35+AP376)","v":23.368055555555557},10,200,37,{"$f":"INDEX(LINEST(AT378:AT379,AS378:AS379,TRUE,FALSE),1)","v":2.0000000000000004E-2},{"$f":"INDEX(LINEST(AT378:AT379,AS378:AS379,TRUE,FALSE),2)","v":33},{"$f":"((($I$35-4)/6)*((AU379*$J$35+AV379)-(AU376*$J$35+AV376)))+(AU376*$J$35+AV376)","v":25.143518518518519},10,200,56,{"$f":"INDEX(LINEST(AZ378:AZ379,AY378:AY379,TRUE,FALSE),1)","v":2.9999999999999995E-2},{"$f":"INDEX(LINEST(AZ378:AZ379,AY378:AY379,TRUE,FALSE),2)","v":50},{"$f":"((($I$35-4)/6)*((BA379*$J$35+BB379)-(BA376*$J$35+BB376)))+(BA376*$J$35+BB376)","v":44.418981481481481}]
[null,10,500,80,{"$f":"INDEX(LINEST(D379:D380,C379:C380,TRUE,FALSE),1)","v":2.6666666666666672E-2},{"$f":"INDEX(LINEST(D379:D380,C379:C380,TRUE,FALSE),2)","v":66.666666666666657},{"$f":"((($I$35-4)/6)*((E380*$J$35+F380)-(E377*$J$35+F377)))+(E377*$J$35+F377)","v":52.572530864197539},10,500,75,{"$f":"INDEX(LINEST(J379:J380,I379:I380,TRUE,FALSE),1)","v":2.3333333333333331E-2},{"$f":"INDEX(LINEST(J379:J380,I379:I380,TRUE,FALSE),2)","v":63.333333333333336},{"$f":"((($I$35-4)/6)*((K380*$J$35+L380)-(K377*$J$35+L377)))+(K377*$J$35+L377)","v":50.548611111111107},10,500,65,{"$f":"INDEX(LINEST(P379:P380,O379:O380,TRUE,FALSE),1)","v":2.0000000000000007E-2},{"$f":"INDEX(LINEST(P379:P380,O379:O380,TRUE,FALSE),2)","v":55},{"$f":"((($I$35-4)/6)*((Q380*$J$35+R380)-(Q377*$J$35+R377)))+(Q377*$J$35+R377)","v":49.469907407407405},10,500,56,{"$f":"INDEX(LINEST(V379:V380,U379:U380,TRUE,FALSE),1)","v":1.6666666666666666E-2},{"$f":"INDEX(LINEST(V379:V380,U379:U380,TRUE,FALSE),2)","v":47.666666666666664},{"$f":"((($I$35-4)/6)*((W380*$J$35+X380)-(W377*$J$35+X377)))+(W377*$J$35+X377)","v":49.391203703703702},10,500,56,{"$f":"INDEX(LINEST(AB379:AB380,AA379:AA380,TRUE,FALSE),1)","v":2.6666666666666672E-2},{"$f":"INDEX(LINEST(AB379:AB380,AA379:AA380,TRUE,FALSE),2)","v":42.666666666666664},{"$f":"((($I$35-4)/6)*((AC380*$J$35+AD380)-(AC377*$J$35+AD377)))+(AC377*$J$35+AD377)","v":43.306327160493829},10,500,51,{"$f":"INDEX(LINEST(AH379:AH380,AG379:AG380,TRUE,FALSE),1)","v":0.03},{"$f":"INDEX(LINEST(AH379:AH380,AG379:AG380,TRUE,FALSE),2)","v":36},{"$f":"((($I$35-4)/6)*((AI380*$J$35+AJ380)-(AI377*$J$35+AJ377)))+(AI377*$J$35+AJ377)","v":36.364197530864189},10,500,47,{"$f":"INDEX(LINEST(AN379:AN380,AM379:AM380,TRUE,FALSE),1)","v":3.3333333333333333E-2},{"$f":"INDEX(LINEST(AN379:AN380,AM379:AM380,TRUE,FALSE),2)","v":30.333333333333336},{"$f":"((($I$35-4)/6)*((AO380*$J$35+AP380)-(AO377*$J$35+AP377)))+(AO377*$J$35+AP377)","v":24.993827160493829},10,500,45,{"$f":"INDEX(LINEST(AT379:AT380,AS379:AS380,TRUE,FALSE),1)","v":2.6666666666666672E-2},{"$f":"INDEX(LINEST(AT379:AT380,AS379:AS380,TRUE,FALSE),2)","v":31.666666666666664},{"$f":"((($I$35-4)/6)*((AU380*$J$35+AV380)-(AU377*$J$35+AV377)))+(AU377*$J$35+AV377)","v":19.640432098765437},10,500,63,{"$f":"INDEX(LINEST(AZ379:AZ380,AY379:AY380,TRUE,FALSE),1)","v":2.3333333333333331E-2},{"$f":"INDEX(LINEST(AZ379:AZ380,AY379:AY380,TRUE,FALSE),2)","v":51.333333333333336},{"$f":"((($I$35-4)/6)*((BA380*$J$35+BB380)-(BA377*$J$35+BB377)))+(BA377*$J$35+BB377)","v":46.820216049382708}]
[]
["1200x400",1,100,{"$f":"D362+2","v":50},null,null,null,1,100,{"$f":"J362+2","v":45},null,null,null,1,100,{"$f":"P362+2","v":42},null,null,null,1,100,{"$f":"V362+2","v":38},null,null,null,1,100,{"$f":"AB362+2","v":41},null,null,null,1,100,{"$f":"AH362+2","v":31},null,null,null,1,100,{"$f":"AN362+2","v":18},null,null,null,1,100,{"$f":"AT362+2","v":16},null,null,null,1,100,{"$f":"AZ362+2","v":43}]
[null,1,200,49,{"$f":"INDEX(LINEST(D382:D383,C382:C383,TRUE,FALSE),1)","v":-1.0000000000000002E-2},{"$f":"INDEX(LINEST(D382:D383,C382:C383,TRUE,FALSE),2)","v":51},null,1,200,49,{"$f":"INDEX(LINEST(J382:J383,I382:I383,TRUE,FALSE),1)","v":4.0000000000000008E-2},{"$f":"INDEX(LINEST(J382:J383,I382:I383,TRUE,FALSE),2)","v":41},null,1,200,49,{"$f":"INDEX(LINEST(P382:P383,O382:O383,TRUE,FALSE),1)","v":7.0000000000000021E-2},{"$f":"INDEX(LINEST(P382:P383,O382:O383,TRUE,FALSE),2)","v":35},null,1,200,41,{"$f":"INDEX(LINEST(V382:V383,U382:U383,TRUE,FALSE),1)","v":2.9999999999999995E-2},{"$f":"INDEX(LINEST(V382:V383,U382:U383,TRUE,FALSE),2)","v":35},null,1,200,45,{"$f":"INDEX(LINEST(AB382:AB383,AA382:AA383,TRUE,FALSE),1)","v":4.0000000000000008E-2},{"$f":"INDEX(LINEST(AB382:AB383,AA382:AA383,TRUE,FALSE),2)","v":37},null,1,200,43,{"$f":"INDEX(LINEST(AH382:AH383,AG382:AG383,TRUE,FALSE),1)","v":0.11999999999999998},{"$f":"INDEX(LINEST(AH382:AH383,AG382:AG383,TRUE,FALSE),2)","v":19.000000000000004},null,1,200,29,{"$f":"INDEX(LINEST(AN382:AN383,AM382:AM383,TRUE,FALSE),1)","v":0.11000000000000001},{"$f":"INDEX(LINEST(AN382:AN383,AM382:AM383,TRUE,FALSE),2)","v":6.9999999999999964},null,1,200,23,{"$f":"INDEX(LINEST(AT382:AT383,AS382:AS383,TRUE,FALSE),1)","v":7.0000000000000021E-2},{"$f":"INDEX(LINEST(AT382:AT383,AS382:AS383,TRUE,FALSE),2)","v":8.9999999999999964},null,1,200,49,{"$f":"INDEX(LINEST(AZ382:AZ383,AY382:AY383,TRUE,FALSE),1)","v":5.9999999999999991E-2},{"$f":"INDEX(LINEST(AZ382:AZ383,AY382:AY383,TRUE,FALSE),2)","v":37}]
[null,1,500,55,{"$f":"INDEX(LINEST(D383:D384,C383:C384,TRUE,FALSE),1)","v":2.0000000000000007E-2},{"$f":"INDEX(LINEST(D383:D384,C383:C384,TRUE,FALSE),2)","v":45},null,1,500,53,{"$f":"INDEX(LINEST(J383:J384,I383:I384,TRUE,FALSE),1)","v":1.3333333333333336E-2},{"$f":"INDEX(LINEST(J383:J384,I383:I384,TRUE,FALSE),2)","v":46.333333333333329},null,1,500,55,{"$f":"INDEX(LINEST(P383:P384,O383:O384,TRUE,FALSE),1)","v":2.0000000000000007E-2},{"$f":"INDEX(LINEST(P383:P384,O383:O384,TRUE,FALSE),2)","v":45},null,1,500,52,{"$f":"INDEX(LINEST(V383:V384,U383:U384,TRUE,FALSE),1)","v":3.6666666666666674E-2},{"$f":"INDEX(LINEST(V383:V384,U383:U384,TRUE,FALSE),2)","v":33.666666666666664},null,1,500,48,{"$f":"INDEX(LINEST(AB383:AB384,AA383:AA384,TRUE,FALSE),1)","v":1.0000000000000004E-2},{"$f":"INDEX(LINEST(AB383:AB384,AA383:AA384,TRUE,FALSE),2)","v":43},null,1,500,50,{"$f":"INDEX(LINEST(AH383:AH384,AG383:AG384,TRUE,FALSE),1)","v":2.3333333333333331E-2},{"$f":"INDEX(LINEST(AH383:AH384,AG383:AG384,TRUE,FALSE),2)","v":38.333333333333336},null,1,500,43,{"$f":"INDEX(LINEST(AN383:AN384,AM383:AM384,TRUE,FALSE),1)","v":4.6666666666666662E-2},{"$f":"INDEX(LINEST(AN383:AN384,AM383:AM384,TRUE,FALSE),2)","v":19.666666666666668},null,1,500,37,{"$f":"INDEX(LINEST(AT383:AT384,AS383:AS384,TRUE,FALSE),1)","v":4.6666666666666662E-2},{"$f":"INDEX(LINEST(AT383:AT384,AS383:AS384,TRUE,FALSE),2)","v":13.666666666666668},null,1,500,55,{"$f":"INDEX(LINEST(AZ383:AZ384,AY383:AY384,TRUE,FALSE),1)","v":2.0000000000000007E-2},{"$f":"INDEX(LINEST(AZ383:AZ384,AY383:AY384,TRUE,FALSE),2)","v":45}]
[null,4,100,52,null,null,null,4,100,52,null,null,null,4,100,51,null,null,null,4,100,43,null,null,null,4,100,39,null,null,null,4,100,34,null,null,null,4,100,25,null,null,null,4,100,32,null,null,null,4,100,46]
[null,4,200,61,{"$f":"INDEX(LINEST(D385:D386,C385:C386,TRUE,FALSE),1)","v":0.09},{"$f":"INDEX(LINEST(D385:D386,C385:C386,TRUE,FALSE),2)","v":43},{"$f":"((($I$36-1)/3)*((E386*$J$36+F386)-(E383*$J$36+F383)))+(E383*$J$36+F383)","v":48.516975308641975},4,200,58,{"$f":"INDEX(LINEST(J385:J386,I385:I386,TRUE,FALSE),1)","v":5.9999999999999991E-2},{"$f":"INDEX(LINEST(J385:J386,I385:I386,TRUE,FALSE),2)","v":46},{"$f":"((($I$36-1)/3)*((K386*$J$36+L386)-(K383*$J$36+L383)))+(K383*$J$36+L383)","v":45.876543209876544},4,200,54,{"$f":"INDEX(LINEST(P385:P386,O385:O386,TRUE,FALSE),1)","v":2.9999999999999995E-2},{"$f":"INDEX(LINEST(P385:P386,O385:O386,TRUE,FALSE),2)","v":48},{"$f":"((($I$36-1)/3)*((Q386*$J$36+R386)-(Q383*$J$36+R383)))+(Q383*$J$36+R383)","v":44.516975308641975},4,200,51,{"$f":"INDEX(LINEST(V385:V386,U385:U386,TRUE,FALSE),1)","v":8.0000000000000016E-2},{"$f":"INDEX(LINEST(V385:V386,U385:U386,TRUE,FALSE),2)","v":35},{"$f":"((($I$36-1)/3)*((W386*$J$36+X386)-(W383*$J$36+X383)))+(W383*$J$36+X383)","v":38.44675925925926},4,200,47,{"$f":"INDEX(LINEST(AB385:AB386,AA385:AA386,TRUE,FALSE),1)","v":8.0000000000000016E-2},{"$f":"INDEX(LINEST(AB385:AB386,AA385:AA386,TRUE,FALSE),2)","v":31},{"$f":"((($I$36-1)/3)*((AC386*$J$36+AD386)-(AC383*$J$36+AD383)))+(AC383*$J$36+AD383)","v":43},4,200,41,{"$f":"INDEX(LINEST(AH385:AH386,AG385:AG386,TRUE,FALSE),1)","v":7.0000000000000021E-2},{"$f":"INDEX(LINEST(AH385:AH386,AG385:AG386,TRUE,FALSE),2)","v":26.999999999999996},{"$f":"((($I$36-1)/3)*((AI386*$J$36+AJ386)-(AI383*$J$36+AJ383)))+(AI383*$J$36+AJ383)","v":36.929783950617285},4,200,32,{"$f":"INDEX(LINEST(AN385:AN386,AM385:AM386,TRUE,FALSE),1)","v":7.0000000000000021E-2},{"$f":"INDEX(LINEST(AN385:AN386,AM385:AM386,TRUE,FALSE),2)","v":17.999999999999996},{"$f":"((($I$36-1)/3)*((AO386*$J$36+AP386)-(AO383*$J$36+AP383)))+(AO383*$J$36+AP383)","v":22.797839506172838},4,200,28,{"$f":"INDEX(LINEST(AT385:AT386,AS385:AS386,TRUE,FALSE),1)","v":-4.0000000000000008E-2},{"$f":"INDEX(LINEST(AT385:AT386,AS385:AS386,TRUE,FALSE),2)","v":36},{"$f":"((($I$36-1)/3)*((AU386*$J$36+AV386)-(AU383*$J$36+AV383)))+(AU383*$J$36+AV383)","v":18.025462962962962},4,200,52,{"$f":"INDEX(LINEST(AZ385:AZ386,AY385:AY386,TRUE,FALSE),1)","v":5.9999999999999991E-2},{"$f":"INDEX(LINEST(AZ385:AZ386,AY385:AY386,TRUE,FALSE),2)","v":40},{"$f":"((($I$36-1)/3)*((BA386*$J$36+BB386)-(BA383*$J$36+BB383)))+(BA383*$J$36+BB383)","v":45.578703703703702}]
[null,4,500,67,{"$f":"INDEX(LINEST(D386:D387,C386:C387,TRUE,FALSE),1)","v":2.0000000000000007E-2},{"$f":"INDEX(LINEST(D386:D387,C386:C387,TRUE,FALSE),2)","v":57},{"$f":"((($I$36-1)/3)*((E387*$J$36+F387)-(E384*$J$36+F384)))+(E384*$J$36+F384)","v":46.314814814814817},4,500,62,{"$f":"INDEX(LINEST(J386:J387,I386:I387,TRUE,FALSE),1)","v":1.3333333333333336E-2},{"$f":"INDEX(LINEST(J386:J387,I386:I387,TRUE,FALSE),2)","v":55.333333333333329},{"$f":"((($I$36-1)/3)*((K387*$J$36+L387)-(K384*$J$36+L384)))+(K384*$J$36+L384)","v":47.069444444444443},4,500,57,{"$f":"INDEX(LINEST(P386:P387,O386:O387,TRUE,FALSE),1)","v":1.0000000000000004E-2},{"$f":"INDEX(LINEST(P386:P387,O386:O387,TRUE,FALSE),2)","v":52},{"$f":"((($I$36-1)/3)*((Q387*$J$36+R387)-(Q384*$J$36+R384)))+(Q384*$J$36+R384)","v":47.227623456790127},4,500,53,{"$f":"INDEX(LINEST(V386:V387,U386:U387,TRUE,FALSE),1)","v":6.666666666666668E-3},{"$f":"INDEX(LINEST(V386:V387,U386:U387,TRUE,FALSE),2)","v":49.666666666666664},{"$f":"((($I$36-1)/3)*((W387*$J$36+X387)-(W384*$J$36+X384)))+(W384*$J$36+X384)","v":37.551697530864196},4,500,56,{"$f":"INDEX(LINEST(AB386:AB387,AA386:AA387,TRUE,FALSE),1)","v":0.03},{"$f":"INDEX(LINEST(AB386:AB387,AA386:AA387,TRUE,FALSE),2)","v":41},{"$f":"((($I$36-1)/3)*((AC387*$J$36+AD387)-(AC384*$J$36+AD384)))+(AC384*$J$36+AD384)","v":44.35956790123457},4,500,54,{"$f":"INDEX(LINEST(AH386:AH387,AG386:AG387,TRUE,FALSE),1)","v":4.3333333333333349E-2},{"$f":"INDEX(LINEST(AH386:AH387,AG386:AG387,TRUE,FALSE),2)","v":32.333333333333329},{"$f":"((($I$36-1)/3)*((AI387*$J$36+AJ387)-(AI384*$J$36+AJ384)))+(AI384*$J$36+AJ384)","v":42.254629629629633},4,500,46,{"$f":"INDEX(LINEST(AN386:AN387,AM386:AM387,TRUE,FALSE),1)","v":4.6666666666666662E-2},{"$f":"INDEX(LINEST(AN386:AN387,AM386:AM387,TRUE,FALSE),2)","v":22.666666666666668},{"$f":"((($I$36-1)/3)*((AO387*$J$36+AP387)-(AO384*$J$36+AP384)))+(AO384*$J$36+AP384)","v":26.24537037037037},4,500,38,{"$f":"INDEX(LINEST(AT386:AT387,AS386:AS387,TRUE,FALSE),1)","v":3.3333333333333333E-2},{"$f":"INDEX(LINEST(AT386:AT387,AS386:AS387,TRUE,FALSE),2)","v":21.333333333333336},{"$f":"((($I$36-1)/3)*((AU387*$J$36+AV387)-(AU384*$J$36+AV384)))+(AU384*$J$36+AV384)","v":19.870884773662553},4,500,60,{"$f":"INDEX(LINEST(AZ386:AZ387,AY386:AY387,TRUE,FALSE),1)","v":2.6666666666666672E-2},{"$f":"INDEX(LINEST(AZ386:AZ387,AY386:AY387,TRUE,FALSE),2)","v":46.666666666666664},{"$f":"((($I$36-1)/3)*((BA387*$J$36+BB387)-(BA384*$J$36+BB384)))+(BA384*$J$36+BB384)","v":47.625514403292179}]
[null,10,100,68,null,null,null,10,100,67,null,null,null,10,100,56,null,null,null,10,100,45,null,null,null,10,100,41,null,null,null,10,100,36,null,null,null,10,100,34,null,null,null,10,100,36,null,null,null,10,100,54]
[null,10,200,73,{"$f":"INDEX(LINEST(D388:D389,C388:C389,TRUE,FALSE),1)","v":0.05},{"$f":"INDEX(LINEST(D388:D389,C388:C389,TRUE,FALSE),2)","v":63},{"$f":"((($I$36-4)/6)*((E389*$J$36+F389)-(E386*$J$36+F386)))+(E386*$J$36+F386)","v":48.516975308641975},10,200,69,{"$f":"INDEX(LINEST(J388:J389,I388:I389,TRUE,FALSE),1)","v":2.0000000000000004E-2},{"$f":"INDEX(LINEST(J388:J389,I388:I389,TRUE,FALSE),2)","v":65},{"$f":"((($I$36-4)/6)*((K389*$J$36+L389)-(K386*$J$36+L386)))+(K386*$J$36+L386)","v":47.58719135802469},10,200,60,{"$f":"INDEX(LINEST(P388:P389,O388:O389,TRUE,FALSE),1)","v":4.0000000000000008E-2},{"$f":"INDEX(LINEST(P388:P389,O388:O389,TRUE,FALSE),2)","v":52},{"$f":"((($I$36-4)/6)*((Q389*$J$36+R389)-(Q386*$J$36+R386)))+(Q386*$J$36+R386)","v":49.363811728395063},10,200,52,{"$f":"INDEX(LINEST(V388:V389,U388:U389,TRUE,FALSE),1)","v":7.0000000000000021E-2},{"$f":"INDEX(LINEST(V388:V389,U388:U389,TRUE,FALSE),2)","v":38},{"$f":"((($I$36-4)/6)*((W389*$J$36+X389)-(W386*$J$36+X386)))+(W386*$J$36+X386)","v":46.144675925925924},10,200,49,{"$f":"INDEX(LINEST(AB388:AB389,AA388:AA389,TRUE,FALSE),1)","v":8.0000000000000016E-2},{"$f":"INDEX(LINEST(AB388:AB389,AA388:AA389,TRUE,FALSE),2)","v":33},{"$f":"((($I$36-4)/6)*((AC389*$J$36+AD389)-(AC386*$J$36+AD386)))+(AC386*$J$36+AD386)","v":41.85956790123457},10,200,43,{"$f":"INDEX(LINEST(AH388:AH389,AG388:AG389,TRUE,FALSE),1)","v":7.0000000000000021E-2},{"$f":"INDEX(LINEST(AH388:AH389,AG388:AG389,TRUE,FALSE),2)","v":28.999999999999996},{"$f":"((($I$36-4)/6)*((AI389*$J$36+AJ389)-(AI386*$J$36+AJ386)))+(AI386*$J$36+AJ386)","v":36.35956790123457},10,200,38,{"$f":"INDEX(LINEST(AN388:AN389,AM388:AM389,TRUE,FALSE),1)","v":4.0000000000000008E-2},{"$f":"INDEX(LINEST(AN388:AN389,AM388:AM389,TRUE,FALSE),2)","v":30},{"$f":"((($I$36-4)/6)*((AO389*$J$36+AP389)-(AO386*$J$36+AP386)))+(AO386*$J$36+AP386)","v":24.22337962962963},10,200,38,{"$f":"INDEX(LINEST(AT388:AT389,AS388:AS389,TRUE,FALSE),1)","v":2.0000000000000004E-2},{"$f":"INDEX(LINEST(AT388:AT389,AS388:AS389,TRUE,FALSE),2)","v":34},{"$f":"((($I$36-4)/6)*((AU389*$J$36+AV389)-(AU386*$J$36+AV386)))+(AU386*$J$36+AV386)","v":26.008487654320987},10,200,57,{"$f":"INDEX(LINEST(AZ388:AZ389,AY388:AY389,TRUE,FALSE),1)","v":2.9999999999999995E-2},{"$f":"INDEX(LINEST(AZ388:AZ389,AY388:AY389,TRUE,FALSE),2)","v":51},{"$f":"((($I$36-4)/6)*((BA389*$J$36+BB389)-(BA386*$J$36+BB386)))+(BA386*$J$36+BB386)","v":45.293595679012348}]
[null,10,500,81,{"$f":"INDEX(LINEST(D389:D390,C389:C390,TRUE,FALSE),1)","v":2.6666666666666672E-2},{"$f":"INDEX(LINEST(D389:D390,C389:C390,TRUE,FALSE),2)","v":67.666666666666657},{"$f":"((($I$36-4)/6)*((E390*$J$36+F390)-(E387*$J$36+F387)))+(E387*$J$36+F387)","v":53.347479423868322},10,500,76,{"$f":"INDEX(LINEST(J389:J390,I389:I390,TRUE,FALSE),1)","v":2.3333333333333331E-2},{"$f":"INDEX(LINEST(J389:J390,I389:I390,TRUE,FALSE),2)","v":64.333333333333329},{"$f":"((($I$36-4)/6)*((K390*$J$36+L390)-(K387*$J$36+L387)))+(K387*$J$36+L387)","v":51.34606481481481},10,500,66,{"$f":"INDEX(LINEST(P389:P390,O389:O390,TRUE,FALSE),1)","v":2.0000000000000007E-2},{"$f":"INDEX(LINEST(P389:P390,O389:O390,TRUE,FALSE),2)","v":56},{"$f":"((($I$36-4)/6)*((Q390*$J$36+R390)-(Q387*$J$36+R387)))+(Q387*$J$36+R387)","v":50.363811728395063},10,500,57,{"$f":"INDEX(LINEST(V389:V390,U389:U390,TRUE,FALSE),1)","v":1.6666666666666666E-2},{"$f":"INDEX(LINEST(V389:V390,U389:U390,TRUE,FALSE),2)","v":48.666666666666664},{"$f":"((($I$36-4)/6)*((W390*$J$36+X390)-(W387*$J$36+X387)))+(W387*$J$36+X387)","v":50.381558641975303},10,500,57,{"$f":"INDEX(LINEST(AB389:AB390,AA389:AA390,TRUE,FALSE),1)","v":2.6666666666666672E-2},{"$f":"INDEX(LINEST(AB389:AB390,AA389:AA390,TRUE,FALSE),2)","v":43.666666666666664},{"$f":"((($I$36-4)/6)*((AC390*$J$36+AD390)-(AC387*$J$36+AD387)))+(AC387*$J$36+AD387)","v":44.264531893004119},10,500,52,{"$f":"INDEX(LINEST(AH389:AH390,AG389:AG390,TRUE,FALSE),1)","v":0.03},{"$f":"INDEX(LINEST(AH389:AH390,AG389:AG390,TRUE,FALSE),2)","v":37},{"$f":"((($I$36-4)/6)*((AI390*$J$36+AJ390)-(AI387*$J$36+AJ387)))+(AI387*$J$36+AJ387)","v":37.312757201646086},10,500,48,{"$f":"INDEX(LINEST(AN389:AN390,AM389:AM390,TRUE,FALSE),1)","v":3.3333333333333333E-2},{"$f":"INDEX(LINEST(AN389:AN390,AM389:AM390,TRUE,FALSE),2)","v":31.333333333333336},{"$f":"((($I$36-4)/6)*((AO390*$J$36+AP390)-(AO387*$J$36+AP387)))+(AO387*$J$36+AP387)","v":25.865226337448561},10,500,46,{"$f":"INDEX(LINEST(AT389:AT390,AS389:AS390,TRUE,FALSE),1)","v":2.6666666666666672E-2},{"$f":"INDEX(LINEST(AT389:AT390,AS389:AS390,TRUE,FALSE),2)","v":32.666666666666664},{"$f":"((($I$36-4)/6)*((AU390*$J$36+AV390)-(AU387*$J$36+AV387)))+(AU387*$J$36+AV387)","v":20.441100823045272},10,500,64,{"$f":"INDEX(LINEST(AZ389:AZ390,AY389:AY390,TRUE,FALSE),1)","v":2.3333333333333331E-2},{"$f":"INDEX(LINEST(AZ389:AZ390,AY389:AY390,TRUE,FALSE),2)","v":52.333333333333336},{"$f":"((($I$36-4)/6)*((BA390*$J$36+BB390)-(BA387*$J$36+BB387)))+(BA387*$J$36+BB387)","v":47.72055041152263}]

{"sheet":"Legende","index":10,"n_rows":202,"n_cols":5,"rows_kept":202,"cut":false,"hidden":true,"merged":[[213,0,213,8]]}
[]
[]
[]
[]
["Language","German","English","Italian","French"]
["Parameter","Legende für LTG Auslegungstabellen","Legend for LTG Components Design Tables","Legenda per le tabelle prestazioni di LTG "]
[null,"Liste löschen","Delete schedule"]
[null,"Sichern","Save"]
[null,"Liste Anzeigen","View schedule"]
[null,"SDE Einstellungen","SDE Setup"]
[null,"LTG Luftverteil-Systeme - Druckregelung mit Fremdenergie - DRE(active), DRF(active)","LTG Air Distribution Systems - pressure controller with auxilary energy - DRE(active), DRF(active)","Ital.1","French 1"]
[null,"Datum:","Date:","Ital.2","French 2"]
[null,"Bearbeiter:","Name:","Ital. 3","French 3"]
[null,"Projekt:","Project:","Ital. 4","French 4"]
[null,"Variante:","Version:","Ital. 5","French 5"]
[null,"Auslegungspunkt Vmax","Design point Vmax"]
[null,"Volumenstrom","flow rate","Ital. 47","French 47"]
[null,"Druckverlust","Pressure drop","Ital. 48","French 48"]
[null,"Δp bei VMax","Δp at VMax","Ital. 49","French 49"]
[null,"Regelbereich","control range","Ital. 50","French 50"]
[null,"bis VMin","down to VMin","Ital. 51","French 51"]
[null,"des Druckreglers inkl. Schalldämpfer.","of pressure controller with sound absorber.","Ital. 52","French 52"]
[null,"des Druckreglers.","of  pressure controller.","Ital. 53","French 53"]
[null,"Akustische Maßnahmen:","Acoustic arrangements:","Ital. 54","French 54"]
[null," Ausführung mit Dämmschale:","Design with casing insulation:","Ital. 55","French 55"]
[null,"  - für DRE / DREactive: Dämmdicke 50 mm","- for DRE / DREactive: Insulation thickness 50 mm","Ital. 56","French 56"]
[null,"  - für DRF / DRFactive: Dämmdicke 40 mm","- for DRF / DRFactive: Insulation thickness 40 mm","Ital. 57","French 57"]
[null,"Ausführung mit Schalldämpfer:","Design incl. sound absorber:","Ital. 58","French 58"]
[null,"  - für DRE / DREactive:","- for DRE / DREactive:","Ital. 59","French 59"]
[null,"    Telefonieschaldämpfer Typ SDE-AO ","Flexible sound absorber type SDE-AO","Ital. 60","French 60"]
[null,"    Rohrschalldämpfer Typ SDE-SO","Inflexible sound absorber type SDE-SO","Ital. 61","French 61"]
[null,"  - für DRF / DRFactive:","- for DRF / DRFactive:","Ital. 62","French 62"]
[null,"    Schalldämpfer Typ SDF","Sound absorber type SDF","Ital. 63","French 63"]
[null,"Auslegung:","Selection:","Ital. 64","French 64"]
[null,"← Auslegung starten!","← Start Selection","Ital. 65","French 65"]
[null,"Auslegungskriterien:","Design criteria","Ital. 66","French 66"]
[null,"     Maximal zulässige, lichte Höhe bzw. Ø:","    Maximum allowable clearance or Ø:","Ital. 67","French 67"]
[null,"     Maximal zulässiges Strömungsrauschen:","    Maximum allowable airborne noise:","Ital. 68","French 68"]
[null,"     Geschwindigkeitsbereich für Auslegungspunkt VMax:","     Velocity range for design point VMax:","Ital. 69","French 69"]
[null,"Projekt-Druckreglerliste","pressure controller project schedule","Ital. 70","French 70"]
[null,"Ansehen","View","Ital. 71","French 71"]
[null,"Speichern unter","Save as","Ital. 72","French 72"]
[null,"Löschen","Delete","Ital. 73","French 73"]
[null,"SDE Einstellungen","SDE settings","Ital. 74","French 74"]
[null,"SDF Info","SDF information","Ital. 75","French 75"]
[]
[null,"Angaben zu Toleranzen sowie weitere Spezifikationen sind der aktuellen Technischen Dokumentation  zu entnehmen. Diese finden Sie auf www.LTG.de.","Data for tolerances and other specification are published in LTG technical literature","Ital. 77","French 77"]
[null,"Eine Fehlerfreiheit des Programms kann nicht zugesichert werden. Im Zweifel gelten die technischen Daten der aktuellen Technischen Dokumentation.","Accuracy of selection software can not be ensured. In case of doubts data of LTG technical literature is valid.","Ital. 78","French 78"]
[null,"Aus Programmierfehlern entstandener Schaden geht nicht zu Lasten der LTG. Technische Änderungen im Rahmen der Weiterentwicklung vorbehalten.","Damage caused by programming errors is not at LTG expenses. Subject to technical specifications.","Ital. 79","French 79"]
[null,"Bitte Beachten: Das Strömungsrauschen (ermittelt gemäß VDI 2081) sowie der Druckverlust des Schalldämpfers werden bei der Auslegung mitberücksichtigt.","Please note: airborne noise and pressure loss caused by silencer are taken into account of calculation.","Ital. 80","French 80"]
[null,"Der Schalldämpfer wird ohne Dämmschale ausgeführt.","Sound absorber will be delivered without insulated casing.","Ital. 81","French 81"]
[null,"Auswahl Druckregler","Selection of pressure controllers","Ital. 82","French 82"]
[null,"LTG Druckregler DRE ../S/-","LTG pressure controller DRE ../S/-","Ital. 83","French 83"]
[null,"LTG Druckregler DRF ../S/-","LTG pressure controller DRF ../S/-","Ital. 84","French 84"]
[null,"zurück","Back","Ital. 85","French 85"]
[null,"Legende","Legend","Ital. 86","French 86"]
[null,"Wahl bestätigen!","Confirm","Ital. 87","French 87"]
[null,"Gewählter Druckregler","Selected controller","Ital. 88","French 88"]
[null,"Nomenklatur Druckregler","Nomenclature of pressure controller ","Ital. 89","French 89"]
[null,"Druckreglertyp","Type of pressure controller","Ital. 90","French 90"]
[null,"Baugröße","Size","Ital. 91","French 91"]
[null,"Ausführung","Material","Ital. 92","French 92"]
[null,"Dämmschale","Casing insulation","Ital. 93","French 93"]
[null,"DRE / DREactive: runder Querschnitt","DRE / DREactive: circular cross-section","Ital. 94","French 94"]
[null,"DRF / DRFactive: eckiger Querschnitt","DRF / DRFactive: square cross-section","Ital. 95","French 95"]
[null,"1. Druckreglertyp","1. Type of pressure controller","Ital. 96","French 96"]
[null,"Nenngröße","Nominal size","Ital. 97","French 97"]
[null,"Durchmesser bzw. Breite x Höhe in mm","Diameter or width x height [mm]","Ital. 98","French 98"]
[null,"3. Ausführung","3. Material","Ital. 99","French 99"]
[null,"Stahl verzinkt","Galvanized steel","Ital. 100","French 100"]
[null,"4. Dämmschale","4. Casing insulation","Ital. 101","French 101"]
[null,"ohne: -\nmit: D","without: -\nmit: D","Ital. 102","French 102"]
[null,"Gewählter Schalldämpfer","Selected sound absorber","Ital. 103","French 103"]
[null,"Kundenbezeichnung","Main Labelling","Ital. 104","French 104"]
[null,"z.B. Raum Nr., Raumbezeichnung (Max. 16 Zeichen)","e.g. room no., room name (max. 16 characters)","Ital. 105","French 105"]
[null,"z.B. Luftführung / Verdrahtung / Betriebsart (Max. 12 Zeichen)","e.g. air duct / wiring / mode (max. 12 characters)","Ital. 106","French 106"]
[null,"Zu- / Abluft","Supply air / Return air","Ital. 107","French 107"]
[null,"Betriebsart","Operation mode","Ital. 108","French 108"]
[null,"Verdrahtung","Wiring","Ital. 109","French 109"]
[null,"Reglertyp","controller typ","Ital. 110","French 110"]
[null,"Stückzahl","Quantity","Ital. 111","French 111"]
[null,"In Liste übernehmen","Take over in schedule","Ital. 112","French 112"]
[null,"Parameter der Auswahltabelle:","Parameters for selection","Ital. 113","French 113"]
[null,"Nenndurchmesser bei rundem Querschnitt in [mm] - DRE\nBreite x Höhe bei rechteckigem Querschnitt in [mm] - DRF","Nominal Diameter for circular cross-section in [mm] - DRE\nWidth x Height for square cross-section in [mm] - DRF","Ital. 114","French 114"]
[null,"NennDruck in [m³/h] der jeweiligen Baugröße","Nominal pressure in [m³/h] for the respective installation size","Ital. 115","French 115"]
[null,"Mindestdruckverlust des Druckreglers (inkl. Schalldämpfer) in [Pa], bei dem der Auslegungspunkt Vmax gerade noch ausgeregelt werden kann.","Minimum pressure loss [Pa] of pressure controller (incl. sound absorber if selected) at which set pressure (Vmax) can just be controlled.","Ital. 116","French 116"]
[null,"Luftgeschwindigkeit in [m/s] bei Vmax","Air velocity at Vmax in [m/s]","Ital. 117","French 117"]
[null,"Summen-Schallleistungspegel Luftschall-Durchstrahlung in [dB(A)] bei Vmax","Total sound power level airborne noise [dB(A)]","Ital. 118","French 118"]
[null,"Summen-Schallleistungspegel Körperschall-Abstrahlung in [dB(A)] bei Vmax","Total sound power level casing radiation [dB(A)]","Ital. 119","French 119"]
[null,"Druck in [m³/h] im Auslegungspunkt","pressure at design point in [m³/h]","Ital. 120","French 120"]
[null,"Auslegungs-Druckverlust in [Pa] des Druckreglers (sowie des Schalldämpfers falls vorhanden) bei Vmax","Design pressure loss [Pa] of pressure controller","Ital. 121","French 121"]
[null,"Der Druckregler wurde in der Liste aufgenommen!","pressure controller was added to schedule","Ital. 122","French 122"]
[null,"zur Startseite","Main menu","Ital. 123","French 123"]
[null,"zur Liste","Schedule","Ital. 124","French 124"]
[null,"Speichern der Druckreglerliste:","Save pressure controller schedule:","Ital. 125","French 125"]
[null,"Dateiname:","File name:","Ital. 126","French 126"]
[null,"Speicherort der Datei:","Memory location of the file:","Ital. 127","French 127"]
[null,"Abbrechen","Cancel","Ital. 128","French 128"]
[null,"Bauhöhe","Height","Ital. 129","French 129"]
[null,"Baugröße","Size","Ital. 130","French 130"]
[null,"VNenn","Vnom","Ital. 131","French 131"]
[null,false,"WRONG","Ital. 132","French 132"]
[null,"Leider keine Vorschläge bei den geg. Auslegungsbedingungen!","Unfortunately no pressure controller suits to input parameters!","Ital. 133","French 133"]
[null,"Zuluft","Supply air","Ital. 134","French 134"]
[null,"Abluft","Extract air","Ital. 135","French 135"]
[null,"LTG Luftverteil-Systeme","LTG Air Distribution Systems","Ital. 136","French 136"]
[null,"Position","Position","Ital. 137","French 137"]
[null,"Kunden-\nbezeichnung","Caption labeling","Ital. 138","French 138"]
[null,"Kunden-  bezeichnung","Subtitle labeling","Ital. 139","French 139"]
[null,"Typ","Type","Ital. 140","French 140"]
[null,"Baugröße","Size","Ital. 141","French 141"]
[null,"Ausführung","Design","Ital. 142","French 142"]
[null,"Dämmschale","Casing insulation","Ital. 143","French 143"]
[null,"elektronische Regelungs- komponente","elcotronic control unit","Ital. 144","French 144"]
[null,"Vnenn","Vnom","Ital. 145","French 145"]
[null,"Pmax","Pmax","Ital. 146","French 146"]
[null,"Pmin","Pmin","Ital. 147","French 147"]
[null,"c bei Vmax","c at Vmax","Ital. 148","French 148"]
[null,"DpA bei Vmax","DpA at Vmax","Ital. 149","French 149"]
[null,"Aktuelle Druckreglerliste gelöscht!","Current pressure controller schedule was deleted!","Ital. 150","French 150"]
[null,"Drucken leider nicht möglich, da die Liste leer ist!","Printing is not possible because schedule is empty!","Ital. 151","French 151"]
[null,"Schallleistungspegelwerte für Oktavmittenfrequenzen anzeigen?","Show values for octave band frequencies?","Ital. 152","French 152"]
[null,"Eine Fehlerfreiheit der Angaben kann nicht zugesichert werden.","Tolerances or other details regarding technical specifications are in our latest technical documentation.","Ital. 154","French 154"]
[null,"Im Zweifel gelten die technischen Daten der aktuellen Technischen Dokumentation.","We do not guarantee this software to be free of errors. For discrepancies the technical data in our latest technical documentation are to be valid.","Ital. 155","French 155"]
[null,"Technische Änderungen im Rahmen der Weiterentwicklung vorbehalten.","Damage due to software errors are not at the expense of LTG. Subject to changes due to further developments. ","Ital. 156","French 156"]
[null,"Bei Auslegung mit Schalldämpfer und Dämmschale ist zu berücksichtigen, dass diese ungedämmt sind.","For Selection with Sound Absorber must be taken under account that the sound absorber itself is not insulated.","Ital. 157","French 157"]
[null,"Schallleistung und Schalldruck                                                                                                                                                                                                                                                                                                                                                                                                                              - Durchstrahlung -                                                                                                                                                                                                                                                    bei VMax und DpA                                                                                                                                                                                                                                                                                                                                                                                                                                                                                                      (Toleranzbereich +/- 3 dB)","Sound power and sound pressure level (airborne noise) at VMax and DpA (Tolerance Range +/- 3 dB)","Ital. 158","French 158"]
[null,"Schallleistung und Schalldruck                                                                                                                                                                                                                                                                                                                                                                                                                             - Abstrahlung -                                                                                                                                                                                                                                                   bei VMax und DpA                                                                                                                                                                                                                                                                                                                                                                                                                                                                                                                                                                                                                                                                              (Toleranzbereich +/- 3 dB)","Sound power and sound pressure level (casing radiation) at VMax and DpA (Tolerance Range +/- 3 dB)","Ital. 159","French 159"]
[null,"mit Schalldämpfer","incl.  sound absorber","Ital. 160","French 160"]
[null,"LTG Luftverteil-Systeme - Schalldämpfer SDE und SDF","LTG air distribution systems - sound absorber SDE and SDF","Ital. 161","French 161"]
[null,"DRUCK-REGLER","pressure controller","Ital. 162","French 162"]
[null,"Typ","Type","Ital. 163","French 163"]
[null,"Nennweite","Nominal size","Ital. 164","French 164"]
[null,"SCHALLDÄMPFER","Sound absorber","Ital. 165","French 165"]
[null,"Außenmaße in [mm]","External dimensions in [mm]","Ital. 166","French 166"]
[null,"Packung in [mm]","Package in [mm]","Ital. 167","French 167"]
[null,"Länge L* in [mm]","Length L* in [mm]","Ital. 168","French 168"]
[null,"EINFÜGUNGSDÄMPFUNG in [dB] für die Oktavmittenfrequenzen ","Insertion loss [dB] for octave mid frequencies","Ital. 169","French 169"]
[null,"Teil","Part","Ital. 170","French 170"]
[null,"Packung","Packing","Ital. 171","French 171"]
[null,"Länge","Length","Ital. 172","French 172"]
[null,"Nennweite","Nominal size","Ital. 173","French 173"]
[null,"Strömungsrauschen","Airborne noise","Ital. 174","French 174"]
[null,"* L = Länge ohne Einsteckenden","* L = Length without plug-in end pieces","Ital. 175","French 175"]
[null,"SDE-SO = Rohrschalldämpfer starr, Stahl verzinkt (alternativ Edelstahl), erhältlich in Standardlänge 900 mm und 1200mm","SDE-SO = Pipe sound absorber, inflexible, galvanised steel","Ital. 176","French 176"]
[null,"SDE-AO = Telefonieschalldämpfer flexibel, Aluminiummantel, erhältlich in Standardlänge 1000 mm","SDE-AO = Pipe sound absorber, flexible, aluminium","Ital. 177","French 177"]
[null,"LTG Luftverteil-Systeme - Schalldämpfer SDF","LTG air distribution systems - sound absorber SDF","Ital. 178","French 178"]
[null,"Kulissen-länge in [mm]","Length of the link in [mm]","Ital. 179","French 179"]
[null,"EINFÜGUNGSDÄMPFUNG in [dB] für die Oktavmittenfrequenzen ","Insertion loss [dB] for octave mid frequencies","Ital. 180","French 180"]
[null,"* L = Einbaulänge","* L = Installation length","Ital. 181","French 181"]
[null,"SDF-SM = Schalldämpfer eckig, bestehend aus verzinktem Stahlblech mit Schalldämm-Mittelkulissen.","SDE-SM = rectangular sound absorber, inflexible, galvanised steel","Ital. 182","French 182"]
[null,"Legende","Legend","Ital. 183","French 183"]
[]
[null,"Auswahl Druckregler","Selection pressure controller","Ital. 184","French 184"]
[null,"LTG Druckregler DRE / DREactive","LTG pressure controller DRE / DREactive","Ital. 185","French 185"]
[null,"LTG Druckregler DRF / DRFactive","LTG pressure controller DRF / DRFactive","Ital. 186","French 186"]
[null,"Die Auslegung ist somit abgeschlossen.","Select. finished","Ital. 187","French 187"]
[null,"Listeneintrag","List entry","Ital. 188","French 188"]
[null,"Druckreglerlisteneintrag","pressure controller data","Ital. 189","French 189"]
[null,"Durchmesser bzw.","Diameter or ","Ital. 190","French 190"]
[null," Breite x Höhe in mm","width x height [mm]","Ital. 191","French 191"]
[null,"ohne","without","Ital. 192","French 192"]
[null,"mit","with","Ital. 193","French 193"]
[null,"von:","from:","Ital. 194","French 194"]
[null,"bis:","to:","Ital. 195","French 195"]
[null,"Drucken","Print","Ital. 196","French 196"]
[null,"Breite","Width","Ital. 197","French 197"]
[null,"Höhe","Height","Ital. 198","French 198"]
[null,"Dpmind","Dpmind","Ital. 199","French 199"]
[null,"cMax","cMax","Ital. 200","French 200"]
[null,"LWA Durch.","LWA Durch.","Ital. 201","French 201"]
[null,"LWA Abstr.","LWA Abstr.","Ital. 202","French 202"]
[null,"Vmax","Vmax","Ital. 203","French 203"]
[null,"DpA","DpA","Ital. 204","French 204"]
[null,"Der Schalldämpfer wird ohne Dämmschale ausgeführt.","Sound absorber will be delivered without absorbing frame.","Ital. 205","French 205"]
[null,"Zu-/Abluft","Supply- / Return air","Ital. 206","French 206"]
[null,"Betriebsart","Operation Mode","Ital. 207","French 207"]
[null,"Aktuelle Druckreglerliste gelöscht!","Current pressure controller schedule deleted!","Ital. 208","French 208"]
[null,"Bitte markieren Sie zuvor einen Druckregler durch einen Mausklick!","Could you select pressure controller, please?","Ital. 209","French 209"]
[null,"Schalldämpfer","Sound absorber","Ital. 210","French 210"]
[null,"Bei Auslegung mit Schalldämpfern ist dessen Druckverlust und Strömungsrauschen berücksichtigt.","By selecting sound absorber pressure loss and airborne noise is also taken into account!","Ital. 211","French 211"]
[null,"Die aktuelle Druckreglerliste wurde unter dem Namen","Current schedule was saved"]
[null,"im Verzeichnis","in the folder"]
[null,"erfolgreich gespeichert."]
[null,"inkl. SDE","incl. SDE"]
[null,"inkl. SDF","incl. SDF"]
[null,"Gehäuseleckage","Casing leakage"]
[null,"Klasse A nach DIN EN 1751","Class A DIN EN 1751"]
[null,"Klasse C nach DIN EN 1751","Class C DIN EN 1751"]
[null,"Anschluss","Connection Type"]
[null,"Flansche nach DIN 24154 R1","Flanges meeting DIN 24154 R1"]
[null,"Einsteckende mit Lippendichtung (Standard)","Plug-in end pieces with lip seal gasket"]
[null,"Kommunikation","Communication"]
[null,"Keine Kommunikation (Standard)","No communication (standard)"]
[null,"MP-BUS","MP-BUS"]
[null,"LON (Sonderausstattung)","LON (special equipment)"]
[null,"Ausschreibungstext erstellen","Create schedule of prices"]
[null,"Sortierung rückgängig","Undo sortation"]
[null,"Liste sortieren","Sort schedule"]
[null,"Berechnungsgrundlage der Schalldruckpegel gemäß der aktuellen Technischen Dokumentation","Sound pressure level calculation according to  LTG technical literature"]
[null,"Strangdruck","duct pressure"]
[null,"Volumenstrom-Messeinrichtung","Flow rate measurement"]