{"text_format":"1","workbook":"xlsx","n_sheets":17,"sheets":["HFB_","HFB","Legende","HFB_630_neu","HFB 800_neu","HFB 1000_neu","Korrektur_BG800_mw120kg_h","Korrektur_BG800_mw200kg_h","Korrektur_BG800_mw280kg_h","Eurocoil_kühlen_26°C (2)","Eurocoil_kühlen_30°C (2)","Eurocoil_heizen_26°C","Legende_Abkürzungen","HFB-Z 630 bis 800","HFB-Z 1000 bis 1250","Druckverlust_Wasser","Infos zum Auslegetool"],"not_rendered":{"charts":93,"images":22,"macros":1,"external_links":0,"defined_names":240,"comments":0,"pivot_tables":0},"unopened":[],"bounds":{"document_bytes":16777216,"sheet_cells":100000,"rows_first":2000,"rows_last":500,"rows_between":2000,"halvings":0,"cell_chars":16384,"cell_head_chars":4096},"cells_cut":0,"cells_raw":0,"read":"whole","date_system":"1900"}

{"sheet":"HFB_","index":0,"n_rows":61,"n_cols":78,"rows_kept":61,"cut":false,"hidden":false,"merged":[[5,1,5,6],[6,1,6,6],[7,1,7,6],[8,1,8,6],[11,8,11,9],[11,23,11,24],[26,52,26,53],[11,52,11,53],[0,40,0,41],[0,8,0,9]]}
["  Tel.  +49 (0)711 8201-0",null,null,null,null,null,null,null,null,null,null,null,null,{"$f":"IF($AG$9=2,\"Email:\",\"\")","v":""},{"$f":"IF($AG$9=2,\"info@LTG-INC.net:\",\"\")","v":""},null,{"$f":"IF($AG$9=1,\"Email:\",\"\")","v":"Email:"},{"$f":"IF($AG$9=1,\"Info@LTG.de\",\"\")","v":"Info@LTG.de"},null,null,null,null,"t_WWS =","t_WWVL =","wK=","wC=","t_Raum =","t_Room =",null,null,null,null,"Metric-Unit",null,1,"Deutsch",null,{"$f":"VLOOKUP(AM1,AI1:AJ4,2,0)","v":"Deutsch"},1,null,"Überschrift wird bei \nEinstellung der Unit in Anzeigetabelle kopiert",null,"VP\n[m³/h]","dp - kühlen\n[Pa]","dp - heizen\n[Pa]","dp - Akustik\n[Pa]","dp\n[Pa]","LWA\n[dB(A)]","LA18\n[dB(A)]","QPK\n[W]","QSK1)\n[W]","QKges1)\n[W]","QTotal2)\n[W]","QSK2)\n[W]","QKges2)\n[W]","QPH\n[W]","QSH\n[W]","QHges\n[W]","tKWRL\n[°C]","tKWRL2)\n[°C]","tWWRL\n[°C]",null,"qSK1)\n[W]"]
[{"$f":"L_LTG","v":"LTG Aktiengesellschaft"},null,null,null,null,null,null,null,null,null,null,null,null,null,null,null,null,null,null,null,null,null,null,"Ansaugtemperatur und Kühlwasservorlauf werden auf 0 stellen nach dem Komma gerundet. --> Für die kondensierende Auslegung notwendig",null,null,null,null,null,null,null,null,"US-Unit",null,2,"Englisch",null,null,null,null,null,null,"VP\n[cfm]","dp - kühlen\n[in]","dp - heizen\n[in]","dp - Akustik\n[in]","dp\n[in]","LWA\n[dB(A)]","LA18\n[dB(A)]","QPC\n[BTU/h]","QSC1)\n[BTU/h]","QCtot1)\n[BTU/h]","Qtot2)\n[BTU/h]","QSC2)\n[BTU/h]","QCtot2)\n[BTU/h]","QPH\n[BTU/h]","QSH\n[BTU/h]","QHtot\n[BTU/h]","tCWR\n[°F]","tCWR2)\n[°F]","tWWR\n[°F]",null,"qSC1)\n[BTU/h]",null,null,null,"Parameter als Zwischenspeicher",null,null,null,"Umgerechnete Parameter "]
[{"$f":"L_Auslegetool","v":"Auslegetool: HFB 4L - Induktionsgerät mit Aluminiumlineargitter"},null,null,null,null,null,null,null,null,null,null,null,null,null,null,null,null,null,null,null,null,null,null,null,null,null,null,null,null,null,null,null,null,null,3,"Franzoesisch"]
[null,null,null,null,null,null,null,null,null,null,null,null,null,null,null,null,null,null,null,null,null,null,null,"Parameter werden hier immer in metric-Unit angezeigt und nach Worksheet \"HFB\" übergeben",null,null,null,null,null,null,null,null,null,null,4,"Italienisch",null,null,null,null,null,null,null,null,null,null,null,null,null,null,null,null,{"$f":"CONCATENATE(\"STARTWERTE Umrechnung in \", AH9)","v":"STARTWERTE Umrechnung in Metric-Unit"}]
[null,null,null,null,null,null,null,null,{"$f":"L_Kuehlfall","v":"Kühlfall:"},null,null,null,null,{"$f":"L_Heizfall","v":"Heizfall"},null,null,null,null,null,null,null,null,null,"Kühlfall:",null,null,null,"Heizfall:",null,null,null,null,null,null,null,null,null,null,null,null,null,null,null,null,null,null,null,null,null,null,null,null,"Kühlfall:",null,null,null,"Grenzwerte Auslegung:","Heizfall:",null,null,null,"Grenzwerte Auslegung:"]
[{"$f":"L_Projekt","v":"Projekt:"},null,null,null,null,null,null,null,null,{"$f":"L_Ansaugtemperatur_K","v":"Ansaugtemperatur:"},26,{"$f":"IF($AG$9=2,\"°F\",\"°C\")","v":"°C"},null,null,{"$f":"J6","v":"Ansaugtemperatur:"},20,{"$f":"IF($AG$9=2,\"°F\",\"°C\")","v":"°C"},null,null,null,null,null,null,null,"Ansaugtemperatur (gerundet):",{"$f":"IF($AG$9=1,K6,ROUND(US_to_Metric__Temp__degF__to__GradC(K6),0))","v":26},"°C",null,{"$f":"L_Ansaugtemperatur_K","v":"Ansaugtemperatur:"},{"$f":"IF($AG$9=1,P6,US_to_Metric__Temp__degF__to__GradC(P6))","v":20},"°C",null,null,null,null,null,null,null,null,null,null,null,null,null,null,null,null,null,null,null,null,"ganze Zahlen",null,"Ansaugtemperatur:",{"$f":"IF($AG$9=1,BC21,Metric_to_US__Temp__GradC__to__degF(BC21))","v":26},{"$f":"IF($AG$9=1,BD21,\"°F\")","v":"°C"},{"$f":"IF($AG$9=1,BE21,Metric_to_US__Temp__GradC__to__degF(BE21))","v":20},{"$f":"IF($AG$9=1,BF21,Metric_to_US__Temp__GradC__to__degF(BF21))","v":32},{"$f":"L_Ansaugtemperatur_K","v":"Ansaugtemperatur:"},{"$f":"IF($AG$9=1,BH21,Metric_to_US__Temp__GradC__to__degF(BH21))","v":20},{"$f":"IF($AG$9=1,BI21,\"°F\")","v":"°C"},null,null,null,null,null,78.800000000000011,{"$f":"IF($AG$9=1,\"deg F\",\"°C\")","v":"deg F"},68,{"$f":"IF($AG$9=1,\"deg F\",\"°C\")","v":"deg F"},{"$f":"IF($AG$9=2,Metric_to_US__Temp__GradC__to__degF(BO6),ROUND(US_to_Metric__Temp__degF__to__GradC(BO6),0))","v":{"$error":"#NAME?"}},{"$f":"IF($AG$9=2,\"°F\",\"°C\")","v":"°C"},{"$f":"IF($AG$9=2,Metric_to_US__Temp__GradC__to__degF(BQ6),ROUND(US_to_Metric__Temp__degF__to__GradC(BQ6),0))","v":{"$error":"#NAME?"}},{"$f":"IF($AG$9=2,\"°F\",\"°C\")","v":"°C"}]
[null,null,null,null,null,null,null,null,null,{"$f":"L_Primaerlufttemp_K","v":"Primärlufttemperatur:"},18,{"$f":"IF($AG$9=2,\"°F\",\"°C\")","v":"°C"},null,null,{"$f":"J7","v":"Primärlufttemperatur:"},18,{"$f":"IF($AG$9=2,\"°F\",\"°C\")","v":"°C"},null,null,null,null,null,null,null,"Primärlufttemperatur:",{"$f":"IF($AG$9=1,K7,US_to_Metric__Temp__degF__to__GradC(K7))","v":18},"°C",null,{"$f":"L_Primaerlufttemp_K","v":"Primärlufttemperatur:"},{"$f":"IF($AG$9=1,P7,US_to_Metric__Temp__degF__to__GradC(P7))","v":18},"°C",null,1,"Metric-Unit",null,null,null,null,null,null,null,null,null,null,null,null,null,null,null,null,null,null,null,"Primärlufttemperatur:",{"$f":"IF($AG$9=1,BC22,Metric_to_US__Temp__GradC__to__degF(BC22))","v":18},{"$f":"IF($AG$9=1,BD22,\"°F\")","v":"°C"},{"$f":"IF($AG$9=1,BE22,Metric_to_US__Temp__GradC__to__degF(BE22))","v":12},{"$f":"IF($AG$9=1,BF22,Metric_to_US__Temp__GradC__to__degF(BF22))","v":32},{"$f":"L_Primaerlufttemp_K","v":"Primärlufttemperatur:"},{"$f":"IF($AG$9=1,BH22,Metric_to_US__Temp__GradC__to__degF(BH22))","v":18},{"$f":"IF($AG$9=1,BI22,\"°F\")","v":"°C"},{"$f":"ROUNDDOWN(IF($AG$9=1,BJ22,Metric_to_US__Temp__GradC__to__degF(BJ22)),1)","v":12},{"$f":"ROUNDUP(IF($AG$9=1,BK22,Metric_to_US__Temp__GradC__to__degF(BK22)),1)","v":32},null,null,null,64.400000000000006,{"$f":"IF($AG$9=1,\"deg F\",\"°C\")","v":"deg F"},64.400000000000006,{"$f":"IF($AG$9=1,\"deg F\",\"°C\")","v":"deg F"},{"$f":"IF($AG$9=2,Metric_to_US__Temp__GradC__to__degF(BO7),ROUND(US_to_Metric__Temp__degF__to__GradC(BO7),0))","v":{"$error":"#NAME?"}},{"$f":"IF($AG$9=2,\"°F\",\"°C\")","v":"°C"},{"$f":"IF($AG$9=2,Metric_to_US__Temp__GradC__to__degF(BQ7),ROUND(US_to_Metric__Temp__degF__to__GradC(BQ7),0))","v":{"$error":"#NAME?"}},{"$f":"IF($AG$9=2,\"°F\",\"°C\")","v":"°C"}]
[{"$f":"L_Date","v":"Datum:"},{"$f":"TODAY()","v":"2026-06-23"},null,null,null,null,null,null,null,{"$f":"L_Kuehlwasservorlauf","v":"Kühlwasservorlauf (1):"},16,{"$f":"IF($AG$9=2,\"°F\",\"°C\")","v":"°C"},null,null,{"$f":"J8","v":"Kühlwasservorlauf (1):"},60,{"$f":"IF($AG$9=2,\"°F\",\"°C\")","v":"°C"},null,null,null,null,null,null,null,"Kühlwasservorlauf¹:",{"$f":"IF($AG$9=1,K8,US_to_Metric__Temp__degF__to__GradC(K8))","v":16},"°C",null,"Heizwasservorlauf:",{"$f":"IF($AG$9=1,P8,US_to_Metric__Temp__degF__to__GradC(P8))","v":60},"°C",null,2,"US-Unit",null,null,null,null,null,null,null,null,null,null,null,null,null,null,null,null,null,null,null,"Kühlwasservorlauf¹:",{"$f":"IF($AG$9=1,BC23,Metric_to_US__Temp__GradC__to__degF(BC23))","v":16},{"$f":"IF($AG$9=1,BD23,\"°F\")","v":"°C"},{"$f":"IF($AG$9=1,BE23,Metric_to_US__Temp__GradC__to__degF(BE23))","v":16},{"$f":"IF($AG$9=1,BF23,Metric_to_US__Temp__GradC__to__degF(BF23))","v":32},"Heizwasservorlauf:",{"$f":"IF($AG$9=1,BH23,Metric_to_US__Temp__GradC__to__degF(BH23))","v":55},{"$f":"IF($AG$9=1,BI23,\"°F\")","v":"°C"},null,null,null,null,null,60.8,{"$f":"IF($AG$9=1,\"deg F\",\"°C\")","v":"deg F"},131,{"$f":"IF($AG$9=1,\"deg F\",\"°C\")","v":"deg F"},{"$f":"IF($AG$9=2,Metric_to_US__Temp__GradC__to__degF(BO8),ROUND(US_to_Metric__Temp__degF__to__GradC(BO8),0))","v":{"$error":"#NAME?"}},{"$f":"IF($AG$9=2,\"°F\",\"°C\")","v":"°C"},{"$f":"IF($AG$9=2,Metric_to_US__Temp__GradC__to__degF(BQ8),ROUND(US_to_Metric__Temp__degF__to__GradC(BQ8),0))","v":{"$error":"#NAME?"}},{"$f":"IF($AG$9=2,\"°F\",\"°C\")","v":"°C"}]
[{"$f":"L_Bearbeiter","v":"Bearbeiter:"},null,null,null,null,null,null,null,null,{"$f":"L_projektierte_Leistung_k","v":"projektierte Leistung:"},0,{"$f":"IF($AG$9=2,\"BTU/h\",\"°W\")","v":"°W"},null,null,{"$f":"J9","v":"projektierte Leistung:"},null,{"$f":"IF($AG$9=2,\"BTU/h\",\"°W\")","v":"°W"},null,null,null,null,null,null,null,null,{"$f":"IF($AG$9=1,K9,US_to_Metric__Leistung__BTU_hr__to__W(K9))","v":0},"W",null,null,{"$f":"IF($AG$9=1,P9,US_to_Metric__Leistung__BTU_hr__to__W(P9))","v":0},"W",null,1,{"$f":"VLOOKUP(Para_US_METRIC,AG7:AH8,2,0)","v":"Metric-Unit"},null,null,null,null,null,null,null,null,null,null,null,null,null,null,null,null,null,null,null,"projektierte Leistung:",{"$f":"IF($AG$9=1,BC24,Metric_to_US__Leistung__W__to__BTU_hr(BC24))","v":-900},{"$f":"IF($AG$9=1,BD24,\"BTU/h\")","v":"W"},null,null,{"$f":"L_projektierte_Leistung_k","v":"projektierte Leistung:"},{"$f":"IF($AG$9=1,BH24,Metric_to_US__Leistung__W__to__BTU_hr(BH24))","v":900},{"$f":"IF($AG$9=1,BI24,\"BTU/h\")","v":"W"},null,null,null,null,null,-3070.6243602865911,{"$f":"IF($AG$9=1,\"BTU/hr\",\"°W\")","v":"BTU/hr"},3070.6243602865911,{"$f":"IF($AG$9=1,\"BTU/hr\",\"°W\")","v":"BTU/hr"},{"$f":"IF($AG$9=2,Metric_to_US__Leistung__W__to__BTU_hr(BO9),ROUND(US_to_Metric__Leistung__BTU_hr__to__W(BO9),0))","v":{"$error":"#NAME?"}},{"$f":"IF($AG$9=2,\"BTU/h\",\"°W\")","v":"°W"},{"$f":"IF($AG$9=2,Metric_to_US__Leistung__W__to__BTU_hr(BQ9),ROUND(US_to_Metric__Leistung__BTU_hr__to__W(BQ9),0))","v":{"$error":"#NAME?"}},{"$f":"IF($AG$9=2,\"BTU/h\",\"°W\")","v":"°W"},null,{"$f":"US_to_Metric__Leistung__BTU_hr__to__W(BS9)","v":{"$error":"#NAME?"}},null,{"$f":"US_to_Metric__Leistung__BTU_hr__to__W(BU9)","v":{"$error":"#NAME?"}}]
[null,null,null,null,null,null,null,null,null,{"$f":"L_Raumtemperatur_K","v":"Raumtemperatur"},26,{"$f":"IF($AG$9=2,\"°F\",\"°C\")","v":"°C"},null,null,{"$f":"J10","v":"Raumtemperatur"},20,{"$f":"IF($AG$9=2,\"°F\",\"°C\")","v":"°C"},null,null,null,null,null,null,null,"Raumtemperatur",{"$f":"IF($AG$9=1,K10,US_to_Metric__Temp__degF__to__GradC(K10))","v":26},"°C",null,{"$f":"L_Raumtemperatur_K","v":"Raumtemperatur"},{"$f":"IF($AG$9=1,P10,US_to_Metric__Temp__degF__to__GradC(P10))","v":20},"°C",null,null,null,null,null,null,null,null,null,null,null,null,null,null,null,null,null,null,null,null,null,null,"Raumtemperatur",{"$f":"IF($AG$9=1,BC25,Metric_to_US__Temp__GradC__to__degF(BC25))","v":26},{"$f":"IF($AG$9=1,BD25,\"°F\")","v":"°C"},null,null,{"$f":"L_Raumtemperatur_K","v":"Raumtemperatur"},{"$f":"IF($AG$9=1,BH25,Metric_to_US__Temp__GradC__to__degF(BH25))","v":20},{"$f":"IF($AG$9=1,BI25,\"°F\")","v":"°C"},null,null,null,null,null,78.800000000000011,{"$f":"IF($AG$9=1,\"deg F\",\"°C\")","v":"deg F"},68,{"$f":"IF($AG$9=1,\"deg F\",\"°C\")","v":"deg F"},{"$f":"IF($AG$9=2,Metric_to_US__Temp__GradC__to__degF(BO10),ROUND(US_to_Metric__Temp__degF__to__GradC(BO10),0))","v":{"$error":"#NAME?"}},{"$f":"IF($AG$9=2,\"°F\",\"°C\")","v":"°C"},{"$f":"IF($AG$9=2,Metric_to_US__Temp__GradC__to__degF(BQ10),ROUND(US_to_Metric__Temp__degF__to__GradC(BQ10),0))","v":{"$error":"#NAME?"}},{"$f":"IF($AG$9=2,\"°F\",\"°C\")","v":"°C"}]
[]
[null,null,null,null,null,null,null,null,{"$f":"L_Kuehlwasservorlauf_kon","v":"Kühlwasservorlauf \nkondensierender Betrieb (2):"},{"$f":"L_Kuehlfall","v":"Kühlfall:"},6,{"$f":"IF($AG$9=2,\"°F\",\"°C\")","v":"°C"},null,null,null,null,null,null,null,null,null,null,null,"Kühlwasservorlauf (gerundet) \nkondensierender Betrieb²:",null,{"$f":"IF($AG$9=1,K12,ROUND(US_to_Metric__Temp__degF__to__GradC(K12),0))","v":6},"°C",null,null,null,null,null,null,null,null,null,null,null,null,null,null,null,null,null,null,null,null,null,null,null,null,"ganze Zahlen","Kühlwasservorlauf \nkondensierender Betrieb²:",null,{"$f":"IF($AG$9=1,BC27,Metric_to_US__Temp__GradC__to__degF(BC27))","v":6},{"$f":"IF($AG$9=1,BD27,\"°F\")","v":"°C"},{"$f":"IF($AG$9=1,BE27,Metric_to_US__Temp__GradC__to__degF(BE27))","v":3},{"$f":"IF($AG$9=1,BF27,Metric_to_US__Temp__GradC__to__degF(BF27))","v":18},null,null,null,null,null,null,null,null,42.8,{"$f":"IF($AG$9=1,\"deg F\",\"°C\")","v":"deg F"},null,null,{"$f":"IF($AG$9=2,Metric_to_US__Temp__GradC__to__degF(BO12),ROUND(US_to_Metric__Temp__degF__to__GradC(BO12),0))","v":{"$error":"#NAME?"}},{"$f":"IF($AG$9=2,\"deg F\",\"°C\")","v":"°C"}]
[null,1,null,null,null,null,null,null,null,{"$f":"L_rF_kon","v":"relative Feuchte (2):"},50,"%",null,null,null,null,null,null,null,null,null,null,null,null,"relative Feuchte²:",{"$f":"IF($AG$9=1,K13,US_to_Metric__Temp__degF__to__GradC(K13))","v":50},"%",null,null,null,null,null,null,null,null,null,null,null,null,null,null,null,null,null,null,null,null,null,null,null,null,null,null,"relative Feuchte²:",50,"%",{"$f":"BE28","v":1},{"$f":"BF28","v":99},{"$f":"BG28","v":"wK="},{"$f":"IF($AG$9=1,BH28,Metric_to_US__Wassermassenstrom__kg_h__to__gpm(BH28))","v":200},{"$f":"IF($AG$9=1,BI28,\"gpm\")","v":"[kg/h]"},{"$f":"ROUNDDOWN(IF($AG$9=1,BJ28,Metric_to_US__Wassermassenstrom__kg_h__to__gpm(BJ28)),3)","v":80},{"$f":"ROUNDUP(IF($AG$9=1,BK28,Metric_to_US__Wassermassenstrom__kg_h__to__gpm(BK28)),3)","v":300},null,null,null,50,"%",null,null,{"$f":"BO13","v":50},"%"]
[null,null,null,null,null,null,null,null,null,null,null,null,null,null,null,null,null,null,null,null,null,null,null,null,null,null,null,null,null,null,null,null,null,null,null,null,null,null,null,null,null,null,null,null,null,null,null,null,null,null,null,null,null,{"$f":"L_Primärvolumenstrom","v":"Primärvolumenstrom"},{"$f":"IF($AG$9=1,BC29,Metric_to_US__Volumenstrom__m3_h__to__cfm(BC29))","v":50},{"$f":"IF($AG$9=1,BD29,\"cfm\")","v":"m³/h"},null,null,{"$f":"BG29","v":"wH="},{"$f":"IF($AG$9=1,BH29,Metric_to_US__Wassermassenstrom__kg_h__to__gpm(BH29))","v":100},{"$f":"IF($AG$9=1,BI29,\"gpm\")","v":"[kg/h]"},{"$f":"ROUNDDOWN(IF($AG$9=1,BJ29,Metric_to_US__Wassermassenstrom__kg_h__to__gpm(BJ29)),3)","v":40},{"$f":"ROUNDUP(IF($AG$9=1,BK29,Metric_to_US__Wassermassenstrom__kg_h__to__gpm(BK29)),3)","v":250}]
[{"$f":"L_BG630","v":"Baugröße 630"},null,null,null,null,null,null,null,null,null,null,null,null,null,null,null,null,null,null,null,null,null,null,null,null,null,null,null,null,null,null,null,null,null,null,null,null,null,null,null,null,null,null,null,null,null,null,null,null,null,null,null,null,{"$f":"L_Primärvolumenstrom","v":"Primärvolumenstrom"},{"$f":"IF($AG$9=1,BC30,Metric_to_US__Volumenstrom__m3_h__to__cfm(BC30))","v":70},{"$f":"IF($AG$9=1,BD30,\"cfm\")","v":"m³/h"},null,null,null,null,null,null,null,null,null,null,"Volumenstrom",null,null,null,"Volumenstrom"]
[null,{"$f":"L_Primärvolumenstrom","v":"Primärvolumenstrom"},null,null,null,60,{"$f":"IF($AG$9=2,\"cfm\",\"m³/h\")","v":"m³/h"},null,null,null,null,null,null,null,null,null,null,null,null,null,null,null,null,null,{"$f":"B16","v":"Primärvolumenstrom"},{"$f":"IF($AG$9=1,F16,US_to_Metric__Volumenstrom__cfm__to__m3_h(F16))","v":60},"m³/h",null,null,null,null,null,null,null,null,null,null,null,null,null,null,null,null,null,null,null,null,null,null,null,null,null,null,{"$f":"L_Primärvolumenstrom","v":"Primärvolumenstrom"},{"$f":"IF($AG$9=1,BC31,Metric_to_US__Volumenstrom__m3_h__to__cfm(BC31))","v":80},{"$f":"IF($AG$9=1,BD31,\"cfm\")","v":"m³/h"},null,null,null,null,null,null,null,null,null,null,29.411764705882355,{"$f":"IF($AG$9=1,\"cfm\",\"m³/h\")","v":"cfm"},null,null,{"$f":"IF($AG$9=2,Metric_to_US__Volumenstrom__m3_h__to__cfm(BO16),ROUND(US_to_Metric__Volumenstrom__cfm__to__m3_h(BO16),0))","v":{"$error":"#NAME?"}},{"$f":"IF($AG$9=2,\"cfm\",\"m³/h\")","v":"m³/h"}]
[null,null,null,null,null,null,null,null,null,null,null,null,null,null,null,null,null,null,null,null,null,null,null,null,null,"Ergebenis aus \"HFB\" immer in metric-Unit",null,null,null,null,null,null,null,null,null,null,null,null,null,null,null,null,null,null,null,null,null,null,null,null,null,null,null,null,null,null,null,null,null,null,null,null,null,null,null,null,41.176470588235297,{"$f":"IF($AG$9=1,\"cfm\",\"m³/h\")","v":"cfm"},null,null,{"$f":"IF($AG$9=2,Metric_to_US__Volumenstrom__m3_h__to__cfm(BO17),ROUND(US_to_Metric__Volumenstrom__cfm__to__m3_h(BO17),0))","v":{"$error":"#NAME?"}},{"$f":"IF($AG$9=2,\"cfm\",\"m³/h\")","v":"m³/h"}]
[{"$f":"L_Düsenkasten","v":"Düsen-kasten"},"VP\n[m³/h]","dp - kühlen\n[Pa]","dp - heizen\n[Pa]","dp - Akustik\n[Pa]","dp\n[Pa]","LWA\n[dB(A)]","LA18\n[dB(A)]","QPK\n[W]","QSK1)\n[W]","QKges1)\n[W]","QTotal2)\n[W]","QSK2)\n[W]","QKges2)\n[W]","QPH\n[W]","QSH\n[W]","QHges\n[W]","tKWRL\n[°C]","tKWRL2)\n[°C]","tWWRL\n[°C]",null,"qSK1)\n[W]",null,null,null,{"$f":"L_Düsenkasten","v":"Düsen-kasten"},"VP\n[cfm]","dp - kühlen\n[in]","dp - heizen\n[in]","dp - Akustik\n[in]","dp\n[in]","LWA\n[dB(A)]","LA18\n[dB(A)]","QPK\n[W]","QSK1)\n[W]","QKges1)\n[W]","QTotal2)\n[W]","QSK2)\n[W]","QKges2)\n[W]","QPH\n[W]","QSH\n[W]","QHges\n[W]","tKWRL\n[°C]","tKWRL2)\n[°C]","tWWRL\n[°C]",null,"qSK1)\n[W]",null,null,null,null,null,null,null,null,null,null,null,null,null,null,null,null,null,null,null,47.058823529411768,{"$f":"IF($AG$9=1,\"cfm\",\"m³/h\")","v":"cfm"},null,null,{"$f":"IF($AG$9=2,Metric_to_US__Volumenstrom__m3_h__to__cfm(BO18),ROUND(US_to_Metric__Volumenstrom__cfm__to__m3_h(BO18),0))","v":{"$error":"#NAME?"}},{"$f":"IF($AG$9=2,\"cfm\",\"m³/h\")","v":"m³/h"}]
[null,null,null,null,null,null,null,null,null,null,null,null,null,null,null,null,null,null,null,null,null,null,null,null,null,null,null,null,null,null,null,null,null,null,null,null,null,null,null,null,null,null,null,null,null,null,null,null,null,null,null,null,"STARTWERTE Metric-Unit. Wird geladen, wenn Unit ausgesucht wird",null,null,null,null,null,null,null,null,null,null,null,null,null,"Wassermassenstrom",null,null,null,"Wassermassenstrom"]
[{"$f":"Z20","v":"S"},{"$f":"IFERROR(IF($AG$9=1,AA20,Metric_to_US__Volumenstrom__m3_h__to__cfm(AA20)),\"\")","v":""},{"$f":"IF($AG$9=1,AB20,Metric_to_US__Druck_Luft__Pa__to__in(AB20))","v":412.41715892427482},{"$f":"IF($AG$9=1,AC20,Metric_to_US__Druck_Luft__Pa__to__in(AC20))","v":409.21554427271326},{"$f":"IF($AG$9=1,AD20,Metric_to_US__Druck_Luft__Pa__to__in(AD20))","v":426.2051252076746},{"$f":"IF($AG$9=1,AE20,Metric_to_US__Druck_Luft__Pa__to__in(AE20))","v":426.2051252076746},{"$f":"AF20","v":44.733917927928168},{"$f":"AG20","v":38.233917927928168},{"$f":"IFERROR(IF($AG$9=1,AH20,Metric_to_US__Leistung__W__to__BTU_hr(AH20)),\"\")","v":""},{"$f":"IFERROR(IF($AG$9=1,AI20,Metric_to_US__Leistung__W__to__BTU_hr(AI20)),\"\")","v":""},{"$f":"IFERROR(IF($AG$9=1,AJ20,Metric_to_US__Leistung__W__to__BTU_hr(AJ20)),\"\")","v":""},{"$f":"IFERROR(IF($AG$9=1,AK20,Metric_to_US__Leistung__W__to__BTU_hr(AK20)),\"\")","v":""},{"$f":"IFERROR(IF($AG$9=1,AL20,Metric_to_US__Leistung__W__to__BTU_hr(AL20)),\"\")","v":""},{"$f":"IFERROR(IF($AG$9=1,AM20,Metric_to_US__Leistung__W__to__BTU_hr(AM20)),\"\")","v":""},{"$f":"IFERROR(IF($AG$9=1,AN20,Metric_to_US__Leistung__W__to__BTU_hr(AN20)),\"\")","v":""},{"$f":"IFERROR(IF($AG$9=1,AO20,Metric_to_US__Leistung__W__to__BTU_hr(AO20)),\"\")","v":""},{"$f":"IF(IF($AG$9=1,AP20,Metric_to_US__Leistung__W__to__BTU_hr(AP20))=0,\"\",IF($AG$9=1,AP20,Metric_to_US__Leistung__W__to__BTU_hr(AP20)))","v":""},{"$f":"IFERROR(IF($AG$9=1,AQ20,Metric_to_US__Temp__GradC__to__degF(AQ20)),\"\")","v":""},{"$f":"IFERROR(IF($AG$9=1,AR20,Metric_to_US__Temp__GradC__to__degF(AR20)),\"\")","v":""},{"$f":"IFERROR(IF($AG$9=1,AS20,Metric_to_US__Temp__GradC__to__degF(AS20)),\"\")","v":""},null,{"$f":"IFERROR(J20/($K$6-$K$8),\"\")","v":""},null,null,null,{"$f":"HFB!A20","v":"S"},{"$f":"HFB!B20","v":""},{"$f":"HFB!C20","v":412.41715892427482},{"$f":"HFB!D20","v":409.21554427271326},{"$f":"HFB!E20","v":426.2051252076746},{"$f":"HFB!F20","v":426.2051252076746},{"$f":"HFB!G20","v":44.733917927928168},{"$f":"HFB!H20","v":38.233917927928168},{"$f":"HFB!I20","v":""},{"$f":"HFB!J20","v":""},{"$f":"HFB!K20","v":""},{"$f":"HFB!L20","v":""},{"$f":"HFB!M20","v":""},{"$f":"HFB!N20","v":""},{"$f":"HFB!O20","v":""},{"$f":"HFB!P20","v":""},{"$f":"HFB!Q20","v":0},{"$f":"HFB!R20","v":""},{"$f":"HFB!S20","v":""},{"$f":"HFB!T20","v":""},null,{"$f":"HFB!V20","v":""},null,null,null,null,null,"Kühlfall:",null,null,null,"Grenzwerte Auslegung:",null,"Heizfall:",null,null,"Grenzwerte Auslegung:",null,null,null,null,0.88070808930380029,{"$f":"IF($AG$9=2,\"kg/h\",\"gpm\")","v":"gpm"},null,null,{"$f":"IF($AG$9=2,Metric_to_US__Wassermassenstrom__kg_h__to__gpm(BO20),ROUND(US_to_Metric__Wassermassenstrom__gpm__to__kg_h(BO20),0))","v":{"$error":"#NAME?"}},{"$f":"IF($AG$9=1,\"kg/h\",\"gpm\")","v":"kg/h"}]
[{"$f":"Z21","v":"M"},{"$f":"IFERROR(IF($AG$9=1,AA21,Metric_to_US__Volumenstrom__m3_h__to__cfm(AA21)),\"\")","v":60},{"$f":"IF($AG$9=1,AB21,Metric_to_US__Druck_Luft__Pa__to__in(AB21))","v":257.87784225269559},{"$f":"IF($AG$9=1,AC21,Metric_to_US__Druck_Luft__Pa__to__in(AC21))","v":256.09696362981077},{"$f":"IF($AG$9=1,AD21,Metric_to_US__Druck_Luft__Pa__to__in(AD21))","v":265.31206443862408},{"$f":"IF($AG$9=1,AE21,Metric_to_US__Druck_Luft__Pa__to__in(AE21))","v":265.31206443862408},{"$f":"AF21","v":39.684743552337345},33.184743552337345,{"$f":"IFERROR(IF($AG$9=1,AH21,Metric_to_US__Leistung__W__to__BTU_hr(AH21)),\"\")","v":-160},{"$f":"IFERROR(IF($AG$9=1,AI21,Metric_to_US__Leistung__W__to__BTU_hr(AI21)),\"\")","v":-340.6980653196469},{"$f":"IFERROR(IF($AG$9=1,AJ21,Metric_to_US__Leistung__W__to__BTU_hr(AJ21)),\"\")","v":-500.6980653196469},{"$f":"IFERROR(IF($AG$9=1,AK21,Metric_to_US__Leistung__W__to__BTU_hr(AK21)),\"\")","v":-966.10924019493757},{"$f":"IFERROR(IF($AG$9=1,AL21,Metric_to_US__Leistung__W__to__BTU_hr(AL21)),\"\")","v":-633.7140646988563},{"$f":"IFERROR(IF($AG$9=1,AM21,Metric_to_US__Leistung__W__to__BTU_hr(AM21)),\"\")","v":-793.7140646988563},{"$f":"IFERROR(IF($AG$9=1,AN21,Metric_to_US__Leistung__W__to__BTU_hr(AN21)),\"\")","v":-40},{"$f":"IFERROR(IF($AG$9=1,AO21,Metric_to_US__Leistung__W__to__BTU_hr(AO21)),\"\")","v":957.8331414062385},{"$f":"IF(IF($AG$9=1,AP21,Metric_to_US__Leistung__W__to__BTU_hr(AP21))=0,\"\",IF($AG$9=1,AP21,Metric_to_US__Leistung__W__to__BTU_hr(AP21)))","v":917.8331414062385},{"$f":"IFERROR(IF($AG$9=1,AQ21,Metric_to_US__Temp__GradC__to__degF(AQ21)),\"\")","v":17.460134565655629},{"$f":"IFERROR(IF($AG$9=1,AR21,Metric_to_US__Temp__GradC__to__degF(AR21)),\"\")","v":8.7159174201379557},{"$f":"IFERROR(IF($AG$9=1,AS21,Metric_to_US__Temp__GradC__to__degF(AS21)),\"\")","v":51.790001645089383},null,{"$f":"IFERROR(J21/($K$6-$K$8),\"\")","v":-34.069806531964687},null,null,null,{"$f":"HFB!A21","v":"M"},{"$f":"HFB!B21","v":60},{"$f":"HFB!C21","v":257.87784225269559},{"$f":"HFB!D21","v":256.09696362981077},{"$f":"HFB!E21","v":265.31206443862408},{"$f":"HFB!F21","v":265.31206443862408},{"$f":"HFB!G21","v":39.684743552337345},{"$f":"HFB!H21","v":33.184743552337345},{"$f":"HFB!I21","v":-160},{"$f":"HFB!J21","v":-340.6980653196469},{"$f":"HFB!K21","v":-500.6980653196469},{"$f":"HFB!L21","v":-966.10924019493757},{"$f":"HFB!M21","v":-633.7140646988563},{"$f":"HFB!N21","v":-793.7140646988563},{"$f":"HFB!O21","v":-40},{"$f":"HFB!P21","v":957.8331414062385},{"$f":"HFB!Q21","v":917.8331414062385},{"$f":"HFB!R21","v":17.460134565655629},{"$f":"HFB!S21","v":8.7159174201379557},{"$f":"HFB!T21","v":51.790001645089383},null,{"$f":"HFB!V21","v":-34.069806531964687},null,null,null,null,null,null,"Ansaugtemperatur:",26,"°C",20,32,{"$f":"L_Ansaugtemperatur_K","v":"Ansaugtemperatur:"},20,"°C",null,null,null,null,null,0.44035404465190015,{"$f":"IF($AG$9=2,\"kg/h\",\"gpm\")","v":"gpm"},null,null,{"$f":"IF($AG$9=2,Metric_to_US__Wassermassenstrom__kg_h__to__gpm(BO21),ROUND(US_to_Metric__Wassermassenstrom__gpm__to__kg_h(BO21),0))","v":{"$error":"#NAME?"}},{"$f":"IF($AG$9=1,\"kg/h\",\"gpm\")","v":"kg/h"}]
[{"$f":"Z22","v":"L"},{"$f":"IFERROR(IF($AG$9=1,AA22,Metric_to_US__Volumenstrom__m3_h__to__cfm(AA22)),\"\")","v":60},{"$f":"IF($AG$9=1,AB22,Metric_to_US__Druck_Luft__Pa__to__in(AB22))","v":165.86629149729586},{"$f":"IF($AG$9=1,AC22,Metric_to_US__Druck_Luft__Pa__to__in(AC22))","v":164.85456728020557},{"$f":"IF($AG$9=1,AD22,Metric_to_US__Druck_Luft__Pa__to__in(AD22))","v":169.93341011268888},{"$f":"IF($AG$9=1,AE22,Metric_to_US__Druck_Luft__Pa__to__in(AE22))","v":169.93341011268888},34.939298188429426,28.439298188429426,{"$f":"IFERROR(IF($AG$9=1,AH22,Metric_to_US__Leistung__W__to__BTU_hr(AH22)),\"\")","v":-160},{"$f":"IFERROR(IF($AG$9=1,AI22,Metric_to_US__Leistung__W__to__BTU_hr(AI22)),\"\")","v":-288.12123491952167},{"$f":"IFERROR(IF($AG$9=1,AJ22,Metric_to_US__Leistung__W__to__BTU_hr(AJ22)),\"\")","v":-448.12123491952167},{"$f":"IFERROR(IF($AG$9=1,AK22,Metric_to_US__Leistung__W__to__BTU_hr(AK22)),\"\")","v":-840.80354504887714},{"$f":"IFERROR(IF($AG$9=1,AL22,Metric_to_US__Leistung__W__to__BTU_hr(AL22)),\"\")","v":-543.05508966008961},{"$f":"IFERROR(IF($AG$9=1,AM22,Metric_to_US__Leistung__W__to__BTU_hr(AM22)),\"\")","v":-703.05508966008961},{"$f":"IFERROR(IF($AG$9=1,AN22,Metric_to_US__Leistung__W__to__BTU_hr(AN22)),\"\")","v":-40},{"$f":"IFERROR(IF($AG$9=1,AO22,Metric_to_US__Leistung__W__to__BTU_hr(AO22)),\"\")","v":869.84744690742809},{"$f":"IF(IF($AG$9=1,AP22,Metric_to_US__Leistung__W__to__BTU_hr(AP22))=0,\"\",IF($AG$9=1,AP22,Metric_to_US__Leistung__W__to__BTU_hr(AP22)))","v":829.84744690742809},{"$f":"IFERROR(IF($AG$9=1,AQ22,Metric_to_US__Temp__GradC__to__degF(AQ22)),\"\")","v":17.234805292512235},{"$f":"IFERROR(IF($AG$9=1,AR22,Metric_to_US__Temp__GradC__to__degF(AR22)),\"\")","v":8.3273789556860986},{"$f":"IFERROR(IF($AG$9=1,AS22,Metric_to_US__Temp__GradC__to__degF(AS22)),\"\")","v":52.544164740793477},null,-28.812123491952168,null,null,null,{"$f":"HFB!A22","v":"L"},{"$f":"HFB!B22","v":60},{"$f":"HFB!C22","v":165.86629149729586},{"$f":"HFB!D22","v":164.85456728020557},{"$f":"HFB!E22","v":169.93341011268888},{"$f":"HFB!F22","v":169.93341011268888},{"$f":"HFB!G22","v":34.939298188429426},{"$f":"HFB!H22","v":28.439298188429426},{"$f":"HFB!I22","v":-160},{"$f":"HFB!J22","v":-288.12123491952167},{"$f":"HFB!K22","v":-448.12123491952167},{"$f":"HFB!L22","v":-840.80354504887714},{"$f":"HFB!M22","v":-543.05508966008961},{"$f":"HFB!N22","v":-703.05508966008961},{"$f":"HFB!O22","v":-40},{"$f":"HFB!P22","v":869.84744690742809},{"$f":"HFB!Q22","v":829.84744690742809},{"$f":"HFB!R22","v":17.234805292512235},{"$f":"HFB!S22","v":8.3273789556860986},{"$f":"HFB!T22","v":52.544164740793477},null,{"$f":"HFB!V22","v":-28.812123491952168},null,null,null,null,null,null,"Primärlufttemperatur:",18,"°C",12,32,{"$f":"L_Primaerlufttemp_K","v":"Primärlufttemperatur:"},18,"°C",12,32]
[{"$f":"Z23","v":"XL"},{"$f":"IFERROR(IF($AG$9=1,AA23,Metric_to_US__Volumenstrom__m3_h__to__cfm(AA23)),\"\")","v":60},{"$f":"IF($AG$9=1,AB23,Metric_to_US__Druck_Luft__Pa__to__in(AB23))","v":120.89845394970916},{"$f":"IF($AG$9=1,AC23,Metric_to_US__Druck_Luft__Pa__to__in(AC23))","v":120.23091551131691},{"$f":"IF($AG$9=1,AD23,Metric_to_US__Druck_Luft__Pa__to__in(AD23))","v":123.49106378432293},{"$f":"IF($AG$9=1,AE23,Metric_to_US__Druck_Luft__Pa__to__in(AE23))","v":123.49106378432293},31.538791903237303,25.038791903237303,{"$f":"IFERROR(IF($AG$9=1,AH23,Metric_to_US__Leistung__W__to__BTU_hr(AH23)),\"\")","v":-160},{"$f":"IFERROR(IF($AG$9=1,AI23,Metric_to_US__Leistung__W__to__BTU_hr(AI23)),\"\")","v":-247.09236077870185},{"$f":"IFERROR(IF($AG$9=1,AJ23,Metric_to_US__Leistung__W__to__BTU_hr(AJ23)),\"\")","v":-407.09236077870185},{"$f":"IFERROR(IF($AG$9=1,AK23,Metric_to_US__Leistung__W__to__BTU_hr(AK23)),\"\")","v":-736.2460672467256},{"$f":"IFERROR(IF($AG$9=1,AL23,Metric_to_US__Leistung__W__to__BTU_hr(AL23)),\"\")","v":-470.74893397905913},{"$f":"IFERROR(IF($AG$9=1,AM23,Metric_to_US__Leistung__W__to__BTU_hr(AM23)),\"\")","v":-630.74893397905907},{"$f":"IFERROR(IF($AG$9=1,AN23,Metric_to_US__Leistung__W__to__BTU_hr(AN23)),\"\")","v":-40},{"$f":"IFERROR(IF($AG$9=1,AO23,Metric_to_US__Leistung__W__to__BTU_hr(AO23)),\"\")","v":821.17236820970072},{"$f":"IF(IF($AG$9=1,AP23,Metric_to_US__Leistung__W__to__BTU_hr(AP23))=0,\"\",IF($AG$9=1,AP23,Metric_to_US__Leistung__W__to__BTU_hr(AP23)))","v":781.17236820970072},{"$f":"IFERROR(IF($AG$9=1,AQ23,Metric_to_US__Temp__GradC__to__degF(AQ23)),\"\")","v":17.058967260480152},{"$f":"IFERROR(IF($AG$9=1,AR23,Metric_to_US__Temp__GradC__to__degF(AR23)),\"\")","v":8.0174954313388245},{"$f":"IFERROR(IF($AG$9=1,AS23,Metric_to_US__Temp__GradC__to__degF(AS23)),\"\")","v":52.961379701059705},null,-24.709236077870184,null,null,null,{"$f":"HFB!A23","v":"XL"},{"$f":"HFB!B23","v":60},{"$f":"HFB!C23","v":120.89845394970916},{"$f":"HFB!D23","v":120.23091551131691},{"$f":"HFB!E23","v":123.49106378432293},{"$f":"HFB!F23","v":123.49106378432293},{"$f":"HFB!G23","v":31.538791903237303},{"$f":"HFB!H23","v":25.038791903237303},{"$f":"HFB!I23","v":-160},{"$f":"HFB!J23","v":-247.09236077870185},{"$f":"HFB!K23","v":-407.09236077870185},{"$f":"HFB!L23","v":-736.2460672467256},{"$f":"HFB!M23","v":-470.74893397905913},{"$f":"HFB!N23","v":-630.74893397905907},{"$f":"HFB!O23","v":-40},{"$f":"HFB!P23","v":821.17236820970072},{"$f":"HFB!Q23","v":781.17236820970072},{"$f":"HFB!R23","v":17.058967260480152},{"$f":"HFB!S23","v":8.0174954313388245},{"$f":"HFB!T23","v":52.961379701059705},null,{"$f":"HFB!V23","v":-24.709236077870184},null,null,null,null,null,null,"Kühlwasservorlauf¹:",16,"°C",16,32,"Heizwasservorlauf:",55,"°C",null,null,null,null,null,0.88070808930380029,{"$f":"IF($AG$9=2,\"kg/h\",\"gpm\")","v":"gpm"},null,null,{"$f":"IF($AG$9=2,Metric_to_US__Wassermassenstrom__kg_h__to__gpm(BO23),ROUND(US_to_Metric__Wassermassenstrom__gpm__to__kg_h(BO23),0))","v":{"$error":"#NAME?"}},{"$f":"IF($AG$9=1,\"kg/h\",\"gpm\")","v":"kg/h"}]
[null,null,null,null,null,null,null,null,"Min","Max",null,null,null,null,null,null,null,null,null,null,null,null,null,null,null,null,null,null,null,null,null,null,null,null,null,null,null,null,null,null,null,null,null,null,null,null,null,null,null,null,null,null,null,"projektierte Leistung:",-900,"W",null,null,{"$f":"L_projektierte_Leistung_k","v":"projektierte Leistung:"},900,"W",null,null,null,null,null,0.44035404465190015,{"$f":"IF($AG$9=2,\"kg/h\",\"gpm\")","v":"gpm"},null,null,{"$f":"IF($AG$9=2,Metric_to_US__Wassermassenstrom__kg_h__to__gpm(BO24),ROUND(US_to_Metric__Wassermassenstrom__gpm__to__kg_h(BO24),0))","v":{"$error":"#NAME?"}},{"$f":"IF($AG$9=1,\"kg/h\",\"gpm\")","v":"kg/h"}]
[{"$f":"Legende_Abkürzungen!$A$20","v":"wOK="},{"$f":"IF($AG$9=1,AE25,Metric_to_US__Wassermassenstrom__kg_h__to__gpm(AE25))","v":200},null,null,{"$f":"IF($AG$9=1,AE25,Metric_to_US__Wassermassenstrom__kg_h__to__gpm(AE25))","v":200},{"$f":"IF($AG$9=1,\"kg/h\",\"gpm\")","v":"kg/h"},{"$f":"Legende_Abkürzungen!$A$22","v":"wK="},200,{"$f":"wkmin","v":80},{"$f":"wkmax","v":300},{"$f":"IF($AG$9=1,\"kg/h\",\"gpm\")","v":"kg/h"},{"$f":"Legende_Abkürzungen!$A$24","v":"dpK="},{"$f":"IF($AG$9=1,AL25,Metric_to_US__Wasserdruck__kPa__to__ft(AL25))","v":22.402217158456612},{"$f":"IF($AG$9=1,AM25,\"[ft]\")","v":"[kPa]"},null,null,null,null,null,null,null,null,null,null,null,null,{"$f":"HFB!B25","v":"wOK="},null,null,null,{"$f":"HFB!F25","v":200},{"$f":"HFB!G25","v":"[kg/h]"},{"$f":"HFB!H25","v":"wK="},{"$f":"IF($AG$9=1,H25,US_to_Metric__Wassermassenstrom__gpm__to__kg_h(H25))","v":200},{"$f":"HFB!J25","v":"[kg/h]"},null,{"$f":"HFB!L25","v":"DpK ="},{"$f":"HFB!M25","v":22.402217158456612},{"$f":"HFB!N25","v":"[kPa]"},null,null,null,null,null,null,null,null,null,null,null,null,null,null,"Raumtemperatur",26,"°C",null,null,{"$f":"L_Raumtemperatur_K","v":"Raumtemperatur"},20,"°C"]
[{"$f":"Legende_Abkürzungen!$A$21","v":"wOH="},{"$f":"IF($AG$9=1,AE26,Metric_to_US__Wassermassenstrom__kg_h__to__gpm(AE26))","v":100},null,null,{"$f":"IF($AG$9=1,AE26,Metric_to_US__Wassermassenstrom__kg_h__to__gpm(AE26))","v":100},{"$f":"IF($AG$9=1,\"kg/h\",\"gpm\")","v":"kg/h"},{"$f":"Legende_Abkürzungen!$A$23","v":"wH="},100,{"$f":"whmin","v":40},{"$f":"whmax","v":250},{"$f":"IF($AG$9=1,\"kg/h\",\"gpm\")","v":"kg/h"},{"$f":"Legende_Abkürzungen!$A$25","v":"dpH="},{"$f":"IF($AG$9=1,AL26,Metric_to_US__Wasserdruck__kPa__to__ft(AL26))","v":1.3},{"$f":"IF($AG$9=1,AM26,\"[ft]\")","v":"[kPa]"},{"$f":"AN26","v":"Eigenkonvektion Heizen Q_E:"},null,null,null,null,null,null,null,null,null,null,null,{"$f":"HFB!B26","v":"wOH="},null,null,null,{"$f":"HFB!F26","v":100},{"$f":"HFB!G26","v":"[kg/h]"},{"$f":"HFB!H26","v":"wH="},{"$f":"IF($AG$9=1,H26,US_to_Metric__Wassermassenstrom__gpm__to__kg_h(H26))","v":100},{"$f":"HFB!J26","v":"[kg/h]"},null,{"$f":"HFB!L26","v":"DpH ="},{"$f":"HFB!M26","v":1.3},{"$f":"HFB!N26","v":"[kPa]"},{"$f":"HFB!O26","v":"Eigenkonvektion Heizen Q_E:"},null,null,null,null,null,null,null,null,null,null,null,null,null,null,null,null,null,null,null,null,null,null,null,null,null,null,0.88070808930380029,{"$f":"IF($AG$9=2,\"kg/h\",\"gpm\")","v":"gpm"},null,null,{"$f":"IF($AG$9=2,Metric_to_US__Wassermassenstrom__kg_h__to__gpm(BO26),ROUND(US_to_Metric__Wassermassenstrom__gpm__to__kg_h(BO26),0))","v":{"$error":"#NAME?"}},{"$f":"IF($AG$9=1,\"kg/h\",\"gpm\")","v":"kg/h"}]
[null,null,null,null,null,null,null,null,null,null,null,null,null,null,{"$f":"IF($AG$9=1,AN27,Metric_to_US__Leistung__W__to__BTU_hr(AN27))","v":126},{"$f":"IF($AG$9=1,AO27,\"[BTU/hr]\")","v":"W"},null,null,null,null,null,null,null,null,null,null,null,null,null,null,null,null,null,null,null,null,null,null,null,{"$f":"HFB!O27","v":126},{"$f":"HFB!P27","v":"W"},null,null,null,null,null,null,null,null,null,null,null,"Kühlwasservorlauf \nkondensierender Betrieb²:",null,6,"°C",3,18,null,null,null,null,null,null,null,null,0.44035404465190015,{"$f":"IF($AG$9=2,\"kg/h\",\"gpm\")","v":"gpm"},null,null,{"$f":"IF($AG$9=2,Metric_to_US__Wassermassenstrom__kg_h__to__gpm(BO27),ROUND(US_to_Metric__Wassermassenstrom__gpm__to__kg_h(BO27),0))","v":{"$error":"#NAME?"}},{"$f":"IF($AG$9=1,\"kg/h\",\"gpm\")","v":"kg/h"}]
[null,null,null,null,null,null,null,null,null,null,null,null,null,null,{"$f":"IF($AG$9=2,$AA$1,$AB$1)","v":"t_Room ="},{"$f":"ROUND(IF($AG$9=1,AO28,Metric_to_US__Leistung__W__to__BTU_hr(AO28)),0)","v":20},{"$f":"IF($AG$9=1,AP28,\"°F\")","v":"°C"},{"$f":"IF($AG$9=2,$W$1,$X$1)","v":"t_WWVL ="},{"$f":"ROUND(IF($AG$9=1,AR28,Metric_to_US__Leistung__W__to__BTU_hr(AR28)),0)","v":55},{"$f":"IF($AG$9=1,AS28,\"°F\")","v":"°C"},null,null,null,null,null,null,null,null,null,null,null,null,null,null,null,null,null,null,null,{"$f":"HFB!O28","v":"tR ="},{"$f":"HFB!P28","v":20},{"$f":"HFB!Q28","v":"°C"},{"$f":"HFB!R28","v":"tWWVL ="},{"$f":"HFB!S28","v":55},{"$f":"HFB!T28","v":"°C"},null,null,null,null,null,null,null,null,"relative Feuchte²:",50,"%",1,99,"wK=",200,"[kg/h]",80,300]
[{"$f":"L_BG800","v":"Baugröße 800"},null,null,null,null,null,null,null,null,null,null,null,null,null,null,null,null,null,null,null,null,null,null,null,null,null,null,null,null,null,null,null,null,null,null,null,null,null,null,null,null,null,null,null,null,null,null,null,null,null,null,null,null,{"$f":"L_Primärvolumenstrom","v":"Primärvolumenstrom"},50,"m³/h",null,null,"wH=",100,"[kg/h]",40,250]
[null,{"$f":"L_Primärvolumenstrom","v":"Primärvolumenstrom"},null,null,null,80,{"$f":"IF($AG$9=2,\"cfm\",\"m³/h\")","v":"m³/h"},null,null,null,null,null,null,null,null,null,null,null,null,null,null,null,null,null,{"$f":"B30","v":"Primärvolumenstrom"},{"$f":"IF($AG$9=1,F30,US_to_Metric__Volumenstrom__cfm__to__m3_h(F30))","v":80},"m³/h",null,null,null,null,null,null,null,null,null,null,null,null,null,null,null,null,null,null,null,null,null,null,null,null,null,null,{"$f":"L_Primärvolumenstrom","v":"Primärvolumenstrom"},70,"m³/h"]
[null,null,null,null,null,null,null,null,null,null,null,null,null,null,null,null,null,null,null,null,null,null,null,null,null,"Ergebenis aus \"HFB\" immer in metric-Unit",null,null,null,null,null,null,null,null,null,null,null,null,null,null,null,null,null,null,null,null,null,null,null,null,null,null,null,{"$f":"L_Primärvolumenstrom","v":"Primärvolumenstrom"},80,"m³/h"]
[{"$f":"L_Düsenkasten","v":"Düsen-kasten"},"VP\n[m³/h]","dp - kühlen\n[Pa]","dp - heizen\n[Pa]","dp - Akustik\n[Pa]","dp\n[Pa]","LWA\n[dB(A)]","LA18\n[dB(A)]","QPK\n[W]","QSK1)\n[W]","QKges1)\n[W]","QTotal2)\n[W]","QSK2)\n[W]","QKges2)\n[W]","QPH\n[W]","QSH\n[W]","QHges\n[W]","tKWRL\n[°C]","tKWRL2)\n[°C]","tWWRL\n[°C]",null,"qSK1)\n[W]",null,null,null,{"$f":"L_Düsenkasten","v":"Düsen-kasten"},"VP\n[cfm]","dp - kühlen\n[in]","dp - heizen\n[in]","dp - Akustik\n[in]","dp\n[in]","LWA\n[dB(A)]","LA18\n[dB(A)]","QPK\n[W]","QSK1)\n[W]","QKges1)\n[W]","QTotal2)\n[W]","QSK2)\n[W]","QKges2)\n[W]","QPH\n[W]","QSH\n[W]","QHges\n[W]","tKWRL\n[°C]","tKWRL2)\n[°C]","tWWRL\n[°C]"]
[]
[{"$f":"Z34","v":"S"},{"$f":"IFERROR(IF($AG$9=1,AA34,Metric_to_US__Volumenstrom__m3_h__to__cfm(AA34)),\"\")","v":""},{"$f":"IF($AG$9=1,AB34,Metric_to_US__Druck_Luft__Pa__to__in(AB34))","v":388.22605904105114},{"$f":"IF($AG$9=1,AC34,Metric_to_US__Druck_Luft__Pa__to__in(AC34))","v":385.65559879360325},{"$f":"IF($AG$9=1,AD34,Metric_to_US__Druck_Luft__Pa__to__in(AD34))","v":398.82349760233751},{"$f":"IF($AG$9=1,AE34,Metric_to_US__Druck_Luft__Pa__to__in(AE34))","v":398.82349760233751},{"$f":"AF34","v":45.127812058942027},{"$f":"AG34","v":38.627812058942027},{"$f":"IFERROR(IF($AG$9=1,AH34,Metric_to_US__Leistung__W__to__BTU_hr(AH34)),\"\")","v":""},{"$f":"IFERROR(IF($AG$9=1,AI34,Metric_to_US__Leistung__W__to__BTU_hr(AI34)),\"\")","v":""},{"$f":"IFERROR(IF($AG$9=1,AJ34,Metric_to_US__Leistung__W__to__BTU_hr(AJ34)),\"\")","v":""},{"$f":"IFERROR(IF($AG$9=1,AK34,Metric_to_US__Leistung__W__to__BTU_hr(AK34)),\"\")","v":""},{"$f":"IFERROR(IF($AG$9=1,AL34,Metric_to_US__Leistung__W__to__BTU_hr(AL34)),\"\")","v":""},{"$f":"IFERROR(IF($AG$9=1,AM34,Metric_to_US__Leistung__W__to__BTU_hr(AM34)),\"\")","v":""},{"$f":"IFERROR(IF($AG$9=1,AN34,Metric_to_US__Leistung__W__to__BTU_hr(AN34)),\"\")","v":""},{"$f":"IFERROR(IF($AG$9=1,AO34,Metric_to_US__Leistung__W__to__BTU_hr(AO34)),\"\")","v":""},{"$f":"IF(IF($AG$9=1,AP34,Metric_to_US__Leistung__W__to__BTU_hr(AP34))=0,\"\",IF($AG$9=1,AP34,Metric_to_US__Leistung__W__to__BTU_hr(AP34)))","v":""},{"$f":"IFERROR(IF($AG$9=1,AQ34,Metric_to_US__Temp__GradC__to__degF(AQ34)),\"\")","v":""},{"$f":"IFERROR(IF($AG$9=1,AR34,Metric_to_US__Temp__GradC__to__degF(AR34)),\"\")","v":""},{"$f":"IFERROR(IF($AG$9=1,AS34,Metric_to_US__Temp__GradC__to__degF(AS34)),\"\")","v":""},null,{"$f":"IFERROR(J34/($K$6-$K$8),\"\")","v":""},null,null,null,{"$f":"HFB!A34","v":"S"},{"$f":"HFB!B34","v":""},{"$f":"HFB!C34","v":388.22605904105114},{"$f":"HFB!D34","v":385.65559879360325},{"$f":"HFB!E34","v":398.82349760233751},{"$f":"HFB!F34","v":398.82349760233751},{"$f":"HFB!G34","v":45.127812058942027},{"$f":"HFB!H34","v":38.627812058942027},{"$f":"HFB!I34","v":""},{"$f":"HFB!J34","v":""},{"$f":"HFB!K34","v":""},{"$f":"HFB!L34","v":""},{"$f":"HFB!M34","v":""},{"$f":"HFB!N34","v":""},{"$f":"HFB!O34","v":""},{"$f":"HFB!P34","v":""},{"$f":"HFB!Q34","v":0},{"$f":"HFB!R34","v":""},{"$f":"HFB!S34","v":""},{"$f":"HFB!T34","v":""},null,{"$f":"HFB!V34","v":""}]
[{"$f":"Z35","v":"M"},{"$f":"IFERROR(IF($AG$9=1,AA35,Metric_to_US__Volumenstrom__m3_h__to__cfm(AA35)),\"\")","v":80},{"$f":"IF($AG$9=1,AB35,Metric_to_US__Druck_Luft__Pa__to__in(AB35))","v":233.43235636647188},{"$f":"IF($AG$9=1,AC35,Metric_to_US__Druck_Luft__Pa__to__in(AC35))","v":232.01961365707601},{"$f":"IF($AG$9=1,AD35,Metric_to_US__Druck_Luft__Pa__to__in(AD35))","v":239.22631500515524},{"$f":"IF($AG$9=1,AE35,Metric_to_US__Druck_Luft__Pa__to__in(AE35))","v":239.22631500515524},{"$f":"AF35","v":39.698148498608759},{"$f":"AG35","v":33.198148498608759},{"$f":"IFERROR(IF($AG$9=1,AH35,Metric_to_US__Leistung__W__to__BTU_hr(AH35)),\"\")","v":-210},{"$f":"IFERROR(IF($AG$9=1,AI35,Metric_to_US__Leistung__W__to__BTU_hr(AI35)),\"\")","v":-453.32698593522781},{"$f":"IFERROR(IF($AG$9=1,AJ35,Metric_to_US__Leistung__W__to__BTU_hr(AJ35)),\"\")","v":-663.32698593522787},{"$f":"IFERROR(IF($AG$9=1,AK35,Metric_to_US__Leistung__W__to__BTU_hr(AK35)),\"\")","v":-1295.4392320357488},{"$f":"IFERROR(IF($AG$9=1,AL35,Metric_to_US__Leistung__W__to__BTU_hr(AL35)),\"\")","v":-846.16948337893052},{"$f":"IFERROR(IF($AG$9=1,AM35,Metric_to_US__Leistung__W__to__BTU_hr(AM35)),\"\")","v":-1056.1694833789306},{"$f":"IFERROR(IF($AG$9=1,AN35,Metric_to_US__Leistung__W__to__BTU_hr(AN35)),\"\")","v":-50},{"$f":"IFERROR(IF($AG$9=1,AO35,Metric_to_US__Leistung__W__to__BTU_hr(AO35)),\"\")","v":1235.5015017078222},{"$f":"IF(IF($AG$9=1,AP35,Metric_to_US__Leistung__W__to__BTU_hr(AP35))=0,\"\",IF($AG$9=1,AP35,Metric_to_US__Leistung__W__to__BTU_hr(AP35)))","v":1185.5015017078222},{"$f":"IFERROR(IF($AG$9=1,AQ35,Metric_to_US__Temp__GradC__to__degF(AQ35)),\"\")","v":17.942829939722404},{"$f":"IFERROR(IF($AG$9=1,AR35,Metric_to_US__Temp__GradC__to__degF(AR35)),\"\")","v":9.6264406430525593},{"$f":"IFERROR(IF($AG$9=1,AS35,Metric_to_US__Temp__GradC__to__degF(AS35)),\"\")","v":49.409987128218667},null,{"$f":"IFERROR(J35/($K$6-$K$8),\"\")","v":-45.332698593522778},null,null,null,{"$f":"HFB!A35","v":"M"},{"$f":"HFB!B35","v":80},{"$f":"HFB!C35","v":233.43235636647188},{"$f":"HFB!D35","v":232.01961365707601},{"$f":"HFB!E35","v":239.22631500515524},{"$f":"HFB!F35","v":239.22631500515524},{"$f":"HFB!G35","v":39.698148498608759},{"$f":"HFB!H35","v":33.198148498608759},{"$f":"HFB!I35","v":-210},{"$f":"HFB!J35","v":-453.32698593522781},{"$f":"HFB!K35","v":-663.32698593522787},{"$f":"HFB!L35","v":-1295.4392320357488},{"$f":"HFB!M35","v":-846.16948337893052},{"$f":"HFB!N35","v":-1056.1694833789306},{"$f":"HFB!O35","v":-50},{"$f":"HFB!P35","v":1235.5015017078222},{"$f":"HFB!Q35","v":1185.5015017078222},{"$f":"HFB!R35","v":17.942829939722404},{"$f":"HFB!S35","v":9.6264406430525593},{"$f":"HFB!T35","v":49.409987128218667},null,{"$f":"HFB!V35","v":-45.332698593522778}]
[{"$f":"Z36","v":"L"},{"$f":"IFERROR(IF($AG$9=1,AA36,Metric_to_US__Volumenstrom__m3_h__to__cfm(AA36)),\"\")","v":80},{"$f":"IF($AG$9=1,AB36,Metric_to_US__Druck_Luft__Pa__to__in(AB36))","v":148.76822713585975},{"$f":"IF($AG$9=1,AC36,Metric_to_US__Druck_Luft__Pa__to__in(AC36))","v":147.94288105434694},{"$f":"IF($AG$9=1,AD36,Metric_to_US__Druck_Luft__Pa__to__in(AD36))","v":152.13524251158438},{"$f":"IF($AG$9=1,AE36,Metric_to_US__Druck_Luft__Pa__to__in(AE36))","v":152.13524251158438},34.889616322671003,28.389616322671003,{"$f":"IFERROR(IF($AG$9=1,AH36,Metric_to_US__Leistung__W__to__BTU_hr(AH36)),\"\")","v":-210},{"$f":"IFERROR(IF($AG$9=1,AI36,Metric_to_US__Leistung__W__to__BTU_hr(AI36)),\"\")","v":-383.61786566131514},{"$f":"IFERROR(IF($AG$9=1,AJ36,Metric_to_US__Leistung__W__to__BTU_hr(AJ36)),\"\")","v":-593.61786566131514},{"$f":"IFERROR(IF($AG$9=1,AK36,Metric_to_US__Leistung__W__to__BTU_hr(AK36)),\"\")","v":-1127.2555792869694},{"$f":"IFERROR(IF($AG$9=1,AL36,Metric_to_US__Leistung__W__to__BTU_hr(AL36)),\"\")","v":-725.50515371866163},{"$f":"IFERROR(IF($AG$9=1,AM36,Metric_to_US__Leistung__W__to__BTU_hr(AM36)),\"\")","v":-935.50515371866163},{"$f":"IFERROR(IF($AG$9=1,AN36,Metric_to_US__Leistung__W__to__BTU_hr(AN36)),\"\")","v":-50},{"$f":"IFERROR(IF($AG$9=1,AO36,Metric_to_US__Leistung__W__to__BTU_hr(AO36)),\"\")","v":1109.8785939264344},{"$f":"IF(IF($AG$9=1,AP36,Metric_to_US__Leistung__W__to__BTU_hr(AP36))=0,\"\",IF($AG$9=1,AP36,Metric_to_US__Leistung__W__to__BTU_hr(AP36)))","v":1059.8785939264344},{"$f":"IFERROR(IF($AG$9=1,AQ36,Metric_to_US__Temp__GradC__to__degF(AQ36)),\"\")","v":17.644076567119921},{"$f":"IFERROR(IF($AG$9=1,AR36,Metric_to_US__Temp__GradC__to__degF(AR36)),\"\")","v":9.1093078016514077},{"$f":"IFERROR(IF($AG$9=1,AS36,Metric_to_US__Temp__GradC__to__degF(AS36)),\"\")","v":50.486754909201991},null,-38.361786566131514,null,null,null,{"$f":"HFB!A36","v":"L"},{"$f":"HFB!B36","v":80},{"$f":"HFB!C36","v":148.76822713585975},{"$f":"HFB!D36","v":147.94288105434694},{"$f":"HFB!E36","v":152.13524251158438},{"$f":"HFB!F36","v":152.13524251158438},{"$f":"HFB!G36","v":34.889616322671003},{"$f":"HFB!H36","v":28.389616322671003},{"$f":"HFB!I36","v":-210},{"$f":"HFB!J36","v":-383.61786566131514},{"$f":"HFB!K36","v":-593.61786566131514},{"$f":"HFB!L36","v":-1127.2555792869694},{"$f":"HFB!M36","v":-725.50515371866163},{"$f":"HFB!N36","v":-935.50515371866163},{"$f":"HFB!O36","v":-50},{"$f":"HFB!P36","v":1109.8785939264344},{"$f":"HFB!Q36","v":1059.8785939264344},{"$f":"HFB!R36","v":17.644076567119921},{"$f":"HFB!S36","v":9.1093078016514077},{"$f":"HFB!T36","v":50.486754909201991},null,{"$f":"HFB!V36","v":-38.361786566131514}]
[{"$f":"Z37","v":"XL"},{"$f":"IFERROR(IF($AG$9=1,AA37,Metric_to_US__Volumenstrom__m3_h__to__cfm(AA37)),\"\")","v":80},{"$f":"IF($AG$9=1,AB37,Metric_to_US__Druck_Luft__Pa__to__in(AB37))","v":110.00652111809663},{"$f":"IF($AG$9=1,AC37,Metric_to_US__Druck_Luft__Pa__to__in(AC37))","v":109.43339722511232},{"$f":"IF($AG$9=1,AD37,Metric_to_US__Druck_Luft__Pa__to__in(AD37))","v":112.33526592906256},{"$f":"IF($AG$9=1,AE37,Metric_to_US__Druck_Luft__Pa__to__in(AE37))","v":112.33526592906256},31.667760254497423,25.167760254497423,{"$f":"IFERROR(IF($AG$9=1,AH37,Metric_to_US__Leistung__W__to__BTU_hr(AH37)),\"\")","v":-210},{"$f":"IFERROR(IF($AG$9=1,AI37,Metric_to_US__Leistung__W__to__BTU_hr(AI37)),\"\")","v":-330.22491196698519},{"$f":"IFERROR(IF($AG$9=1,AJ37,Metric_to_US__Leistung__W__to__BTU_hr(AJ37)),\"\")","v":-540.22491196698525},{"$f":"IFERROR(IF($AG$9=1,AK37,Metric_to_US__Leistung__W__to__BTU_hr(AK37)),\"\")","v":-989.72797652061183},{"$f":"IFERROR(IF($AG$9=1,AL37,Metric_to_US__Leistung__W__to__BTU_hr(AL37)),\"\")","v":-631.25229142752733},{"$f":"IFERROR(IF($AG$9=1,AM37,Metric_to_US__Leistung__W__to__BTU_hr(AM37)),\"\")","v":-841.25229142752733},{"$f":"IFERROR(IF($AG$9=1,AN37,Metric_to_US__Leistung__W__to__BTU_hr(AN37)),\"\")","v":-50},{"$f":"IFERROR(IF($AG$9=1,AO37,Metric_to_US__Leistung__W__to__BTU_hr(AO37)),\"\")","v":1050.0058160808492},{"$f":"IF(IF($AG$9=1,AP37,Metric_to_US__Leistung__W__to__BTU_hr(AP37))=0,\"\",IF($AG$9=1,AP37,Metric_to_US__Leistung__W__to__BTU_hr(AP37)))","v":1000.0058160808492},{"$f":"IFERROR(IF($AG$9=1,AQ37,Metric_to_US__Temp__GradC__to__degF(AQ37)),\"\")","v":17.415249622715653},{"$f":"IFERROR(IF($AG$9=1,AR37,Metric_to_US__Temp__GradC__to__degF(AR37)),\"\")","v":8.7053669632608326},{"$f":"IFERROR(IF($AG$9=1,AS37,Metric_to_US__Temp__GradC__to__degF(AS37)),\"\")","v":50.999950147878437},null,-33.022491196698518,null,null,null,{"$f":"HFB!A37","v":"XL"},{"$f":"HFB!B37","v":80},{"$f":"HFB!C37","v":110.00652111809663},{"$f":"HFB!D37","v":109.43339722511232},{"$f":"HFB!E37","v":112.33526592906256},{"$f":"HFB!F37","v":112.33526592906256},{"$f":"HFB!G37","v":31.667760254497423},{"$f":"HFB!H37","v":25.167760254497423},{"$f":"HFB!I37","v":-210},{"$f":"HFB!J37","v":-330.22491196698519},{"$f":"HFB!K37","v":-540.22491196698525},{"$f":"HFB!L37","v":-989.72797652061183},{"$f":"HFB!M37","v":-631.25229142752733},{"$f":"HFB!N37","v":-841.25229142752733},{"$f":"HFB!O37","v":-50},{"$f":"HFB!P37","v":1050.0058160808492},{"$f":"HFB!Q37","v":1000.0058160808492},{"$f":"HFB!R37","v":17.415249622715653},{"$f":"HFB!S37","v":8.7053669632608326},{"$f":"HFB!T37","v":50.999950147878437},null,{"$f":"HFB!V37","v":-33.022491196698518}]
[null,null,null,null,null,null,null,null,"Min","Max"]
[{"$f":"Legende_Abkürzungen!$A$20","v":"wOK="},{"$f":"IF($AG$9=1,AE39,Metric_to_US__Wassermassenstrom__kg_h__to__gpm(AE39))","v":200},null,null,{"$f":"IF($AG$9=1,AE39,Metric_to_US__Wassermassenstrom__kg_h__to__gpm(AE39))","v":200},{"$f":"IF($AG$9=1,\"kg/h\",\"gpm\")","v":"kg/h"},{"$f":"Legende_Abkürzungen!$A$22","v":"wK="},200,{"$f":"wkmin","v":80},{"$f":"wkmax","v":300},{"$f":"IF($AG$9=1,\"kg/h\",\"gpm\")","v":"kg/h"},{"$f":"Legende_Abkürzungen!$A$24","v":"dpK="},{"$f":"IF($AG$9=1,AL39,Metric_to_US__Wasserdruck__kPa__to__ft(AL39))","v":27.922305024540318},{"$f":"IF($AG$9=1,AM39,\"[ft]\")","v":"[kPa]"},null,null,null,null,null,null,null,null,null,null,null,null,{"$f":"HFB!B39","v":"wOK="},null,null,null,{"$f":"HFB!F39","v":200},{"$f":"HFB!G39","v":"[kg/h]"},{"$f":"HFB!H39","v":"wK="},{"$f":"IF($AG$9=1,H39,US_to_Metric__Wassermassenstrom__gpm__to__kg_h(H39))","v":200},{"$f":"HFB!J39","v":"[kg/h]"},null,{"$f":"HFB!L39","v":"DpK ="},{"$f":"HFB!M39","v":27.922305024540318},{"$f":"HFB!N39","v":"[kPa]"}]
[{"$f":"Legende_Abkürzungen!$A$21","v":"wOH="},{"$f":"IF($AG$9=1,AE40,Metric_to_US__Wassermassenstrom__kg_h__to__gpm(AE40))","v":100},null,null,{"$f":"IF($AG$9=1,AE40,Metric_to_US__Wassermassenstrom__kg_h__to__gpm(AE40))","v":100},{"$f":"IF($AG$9=1,\"kg/h\",\"gpm\")","v":"kg/h"},{"$f":"Legende_Abkürzungen!$A$23","v":"wH="},100,{"$f":"whmin","v":40},{"$f":"whmax","v":250},{"$f":"IF($AG$9=1,\"kg/h\",\"gpm\")","v":"kg/h"},{"$f":"Legende_Abkürzungen!$A$25","v":"dpH="},{"$f":"IF($AG$9=1,AL40,Metric_to_US__Wasserdruck__kPa__to__ft(AL40))","v":1.6},{"$f":"IF($AG$9=1,AM40,\"[ft]\")","v":"[kPa]"},{"$f":"AN40","v":"Eigenkonvektion Heizen Q_E:"},null,null,null,null,null,null,null,null,null,null,null,{"$f":"HFB!B40","v":"wOH="},null,null,null,{"$f":"HFB!F40","v":100},{"$f":"HFB!G40","v":"[kg/h]"},{"$f":"HFB!H40","v":"wH="},{"$f":"IF($AG$9=1,H40,US_to_Metric__Wassermassenstrom__gpm__to__kg_h(H40))","v":100},{"$f":"HFB!J40","v":"[kg/h]"},null,{"$f":"HFB!L40","v":"DpH ="},{"$f":"HFB!M40","v":1.6},{"$f":"HFB!N40","v":"[kPa]"},{"$f":"HFB!O40","v":"Eigenkonvektion Heizen Q_E:"}]
[null,null,null,null,null,null,null,null,null,null,null,null,null,null,{"$f":"IF($AG$9=1,AN41,Metric_to_US__Leistung__W__to__BTU_hr(AN41))","v":175},{"$f":"IF($AG$9=1,AO41,\"[BTU/hr]\")","v":"W"},null,null,null,null,null,null,null,null,null,null,null,null,null,null,null,null,null,null,null,null,null,null,null,{"$f":"HFB!O41","v":175},{"$f":"HFB!P41","v":"W"}]
[null,null,null,null,null,null,null,null,null,null,null,null,null,null,{"$f":"IF($AG$9=2,$AA$1,$AB$1)","v":"t_Room ="},{"$f":"ROUND(IF($AG$9=1,AO42,Metric_to_US__Leistung__W__to__BTU_hr(AO42)),0)","v":20},{"$f":"IF($AG$9=1,AP42,\"°F\")","v":"°C"},{"$f":"IF($AG$9=2,$W$1,$X$1)","v":"t_WWVL ="},{"$f":"ROUND(IF($AG$9=1,AR42,Metric_to_US__Leistung__W__to__BTU_hr(AR42)),0)","v":55},{"$f":"IF($AG$9=1,AS42,\"°F\")","v":"°C"},null,null,null,null,null,null,null,null,null,null,null,null,null,null,null,null,null,null,null,{"$f":"HFB!O42","v":"tR ="},{"$f":"HFB!P42","v":20},{"$f":"HFB!Q42","v":"°C"},{"$f":"HFB!R42","v":"tWWVL ="},{"$f":"HFB!S42","v":55},{"$f":"HFB!T42","v":"°C"}]
[{"$f":"L_BG1000","v":"Baugröße 1000"}]
[null,{"$f":"L_Primärvolumenstrom","v":"Primärvolumenstrom"},null,null,null,127,{"$f":"IF($AG$9=2,\"cfm\",\"m³/h\")","v":"m³/h"},null,null,null,null,null,null,null,null,null,null,null,null,null,null,null,null,null,{"$f":"B44","v":"Primärvolumenstrom"},{"$f":"IF($AG$9=1,F44,US_to_Metric__Volumenstrom__cfm__to__m3_h(F44))","v":127},"m³/h"]
[null,null,null,null,null,null,null,null,null,null,null,null,null,null,null,null,null,null,null,null,null,null,null,null,null,"Ergebenis aus \"HFB\" immer in metric-Unit"]
[{"$f":"L_Düsenkasten","v":"Düsen-kasten"},"VP\n[m³/h]","dp - kühlen\n[Pa]","dp - heizen\n[Pa]","dp - Akustik\n[Pa]","dp\n[Pa]","LWA\n[dB(A)]","LA18\n[dB(A)]","QPK\n[W]","QSK1)\n[W]","QKges1)\n[W]","QTotal2)\n[W]","QSK2)\n[W]","QKges2)\n[W]","QPH\n[W]","QSH\n[W]","QHges\n[W]","tKWRL\n[°C]","tKWRL2)\n[°C]","tWWRL\n[°C]",null,"qSK1)\n[W]",null,null,null,{"$f":"L_Düsenkasten","v":"Düsen-kasten"},"VP\n[cfm]","dp - kühlen\n[in]","dp - heizen\n[in]","dp - Akustik\n[in]","dp\n[in]","LWA\n[dB(A)]","LA18\n[dB(A)]","QPK\n[W]","QSK1)\n[W]","QKges1)\n[W]","QTotal2)\n[W]","QSK2)\n[W]","QKges2)\n[W]","QPH\n[W]","QSH\n[W]","QHges\n[W]","tKWRL\n[°C]","tKWRL2)\n[°C]","tWWRL\n[°C]"]
[]
[{"$f":"Z48","v":"S"},{"$f":"IFERROR(IF($AG$9=1,AA48,Metric_to_US__Volumenstrom__m3_h__to__cfm(AA48)),\"\")","v":""},{"$f":"IF($AG$9=1,AB48,Metric_to_US__Druck_Luft__Pa__to__in(AB48))","v":633.97341706861584},{"$f":"IF($AG$9=1,AC48,Metric_to_US__Druck_Luft__Pa__to__in(AC48))","v":625.37166672293984},{"$f":"IF($AG$9=1,AD48,Metric_to_US__Druck_Luft__Pa__to__in(AD48))","v":675.3805845620235},{"$f":"IF($AG$9=1,AE48,Metric_to_US__Druck_Luft__Pa__to__in(AE48))","v":675.3805845620235},{"$f":"AF48","v":53.617223177199925},{"$f":"AG48","v":47.117223177199925},{"$f":"IFERROR(IF($AG$9=1,AH48,Metric_to_US__Leistung__W__to__BTU_hr(AH48)),\"\")","v":""},{"$f":"IFERROR(IF($AG$9=1,AI48,Metric_to_US__Leistung__W__to__BTU_hr(AI48)),\"\")","v":""},{"$f":"IFERROR(IF($AG$9=1,AJ48,Metric_to_US__Leistung__W__to__BTU_hr(AJ48)),\"\")","v":""},{"$f":"IFERROR(IF($AG$9=1,AK48,Metric_to_US__Leistung__W__to__BTU_hr(AK48)),\"\")","v":""},{"$f":"IFERROR(IF($AG$9=1,AL48,Metric_to_US__Leistung__W__to__BTU_hr(AL48)),\"\")","v":""},{"$f":"IFERROR(IF($AG$9=1,AM48,Metric_to_US__Leistung__W__to__BTU_hr(AM48)),\"\")","v":""},{"$f":"IFERROR(IF($AG$9=1,AN48,Metric_to_US__Leistung__W__to__BTU_hr(AN48)),\"\")","v":""},{"$f":"IFERROR(IF($AG$9=1,AO48,Metric_to_US__Leistung__W__to__BTU_hr(AO48)),\"\")","v":""},{"$f":"IF(IF($AG$9=1,AP48,Metric_to_US__Leistung__W__to__BTU_hr(AP48))=0,\"\",IF($AG$9=1,AP48,Metric_to_US__Leistung__W__to__BTU_hr(AP48)))","v":""},{"$f":"IFERROR(IF($AG$9=1,AQ48,Metric_to_US__Temp__GradC__to__degF(AQ48)),\"\")","v":""},{"$f":"IFERROR(IF($AG$9=1,AR48,Metric_to_US__Temp__GradC__to__degF(AR48)),\"\")","v":""},{"$f":"IFERROR(IF($AG$9=1,AS48,Metric_to_US__Temp__GradC__to__degF(AS48)),\"\")","v":""},null,{"$f":"IFERROR(J48/($K$6-$K$8),\"\")","v":""},null,null,null,{"$f":"HFB!A48","v":"S"},{"$f":"HFB!B48","v":""},{"$f":"HFB!C48","v":633.97341706861584},{"$f":"HFB!D48","v":625.37166672293984},{"$f":"HFB!E48","v":675.3805845620235},{"$f":"HFB!F48","v":675.3805845620235},{"$f":"HFB!G48","v":53.617223177199925},{"$f":"HFB!H48","v":47.117223177199925},{"$f":"HFB!I48","v":""},{"$f":"HFB!J48","v":""},{"$f":"HFB!K48","v":""},{"$f":"HFB!L48","v":""},{"$f":"HFB!M48","v":""},{"$f":"HFB!N48","v":""},{"$f":"HFB!O48","v":""},{"$f":"HFB!P48","v":""},{"$f":"HFB!Q48","v":0},{"$f":"HFB!R48","v":""},{"$f":"HFB!S48","v":""},{"$f":"HFB!T48","v":""},null,{"$f":"HFB!V48","v":""}]
[{"$f":"Z49","v":"M"},{"$f":"IFERROR(IF($AG$9=1,AA49,Metric_to_US__Volumenstrom__m3_h__to__cfm(AA49)),\"\")","v":""},{"$f":"IF($AG$9=1,AB49,Metric_to_US__Druck_Luft__Pa__to__in(AB49))","v":386.75928598847548},{"$f":"IF($AG$9=1,AC49,Metric_to_US__Druck_Luft__Pa__to__in(AC49))","v":382.52519941325642},{"$f":"IF($AG$9=1,AD49,Metric_to_US__Druck_Luft__Pa__to__in(AD49))","v":405.33918703015877},{"$f":"IF($AG$9=1,AE49,Metric_to_US__Druck_Luft__Pa__to__in(AE49))","v":405.33918703015877},{"$f":"AF49","v":48.108456245702989},{"$f":"AG49","v":41.608456245702989},{"$f":"IFERROR(IF($AG$9=1,AH49,Metric_to_US__Leistung__W__to__BTU_hr(AH49)),\"\")","v":""},{"$f":"IFERROR(IF($AG$9=1,AI49,Metric_to_US__Leistung__W__to__BTU_hr(AI49)),\"\")","v":""},{"$f":"IFERROR(IF($AG$9=1,AJ49,Metric_to_US__Leistung__W__to__BTU_hr(AJ49)),\"\")","v":""},{"$f":"IFERROR(IF($AG$9=1,AK49,Metric_to_US__Leistung__W__to__BTU_hr(AK49)),\"\")","v":""},{"$f":"IFERROR(IF($AG$9=1,AL49,Metric_to_US__Leistung__W__to__BTU_hr(AL49)),\"\")","v":""},{"$f":"IFERROR(IF($AG$9=1,AM49,Metric_to_US__Leistung__W__to__BTU_hr(AM49)),\"\")","v":""},{"$f":"IFERROR(IF($AG$9=1,AN49,Metric_to_US__Leistung__W__to__BTU_hr(AN49)),\"\")","v":""},{"$f":"IFERROR(IF($AG$9=1,AO49,Metric_to_US__Leistung__W__to__BTU_hr(AO49)),\"\")","v":""},{"$f":"IF(IF($AG$9=1,AP49,Metric_to_US__Leistung__W__to__BTU_hr(AP49))=0,\"\",IF($AG$9=1,AP49,Metric_to_US__Leistung__W__to__BTU_hr(AP49)))","v":""},{"$f":"IFERROR(IF($AG$9=1,AQ49,Metric_to_US__Temp__GradC__to__degF(AQ49)),\"\")","v":""},{"$f":"IFERROR(IF($AG$9=1,AR49,Metric_to_US__Temp__GradC__to__degF(AR49)),\"\")","v":""},{"$f":"IFERROR(IF($AG$9=1,AS49,Metric_to_US__Temp__GradC__to__degF(AS49)),\"\")","v":""},null,{"$f":"IFERROR(J49/($K$6-$K$8),\"\")","v":""},null,null,null,{"$f":"HFB!A49","v":"M"},{"$f":"HFB!B49","v":""},{"$f":"HFB!C49","v":386.75928598847548},{"$f":"HFB!D49","v":382.52519941325642},{"$f":"HFB!E49","v":405.33918703015877},{"$f":"HFB!F49","v":405.33918703015877},{"$f":"HFB!G49","v":48.108456245702989},{"$f":"HFB!H49","v":41.608456245702989},{"$f":"HFB!I49","v":""},{"$f":"HFB!J49","v":""},{"$f":"HFB!K49","v":""},{"$f":"HFB!L49","v":""},{"$f":"HFB!M49","v":""},{"$f":"HFB!N49","v":""},{"$f":"HFB!O49","v":""},{"$f":"HFB!P49","v":""},{"$f":"HFB!Q49","v":0},{"$f":"HFB!R49","v":""},{"$f":"HFB!S49","v":""},{"$f":"HFB!T49","v":""},null,{"$f":"HFB!V49","v":""}]
[{"$f":"Z50","v":"L"},{"$f":"IFERROR(IF($AG$9=1,AA50,Metric_to_US__Volumenstrom__m3_h__to__cfm(AA50)),\"\")","v":127},{"$f":"IF($AG$9=1,AB50,Metric_to_US__Druck_Luft__Pa__to__in(AB50))","v":243.18126238101019},{"$f":"IF($AG$9=1,AC50,Metric_to_US__Druck_Luft__Pa__to__in(AC50))","v":241.11883096058739},{"$f":"IF($AG$9=1,AD50,Metric_to_US__Druck_Luft__Pa__to__in(AD50))","v":250.98181187105698},{"$f":"IF($AG$9=1,AE50,Metric_to_US__Druck_Luft__Pa__to__in(AE50))","v":250.98181187105698},42.936422447191539,36.436422447191539,{"$f":"IFERROR(IF($AG$9=1,AH50,Metric_to_US__Leistung__W__to__BTU_hr(AH50)),\"\")","v":-340},{"$f":"IFERROR(IF($AG$9=1,AI50,Metric_to_US__Leistung__W__to__BTU_hr(AI50)),\"\")","v":-590.76415118454315},{"$f":"IFERROR(IF($AG$9=1,AJ50,Metric_to_US__Leistung__W__to__BTU_hr(AJ50)),\"\")","v":-930.76415118454315},{"$f":"IFERROR(IF($AG$9=1,AK50,Metric_to_US__Leistung__W__to__BTU_hr(AK50)),\"\")","v":-1726.9823206593444},{"$f":"IFERROR(IF($AG$9=1,AL50,Metric_to_US__Leistung__W__to__BTU_hr(AL50)),\"\")","v":-1111.5153674504588},{"$f":"IFERROR(IF($AG$9=1,AM50,Metric_to_US__Leistung__W__to__BTU_hr(AM50)),\"\")","v":-1451.5153674504588},{"$f":"IFERROR(IF($AG$9=1,AN50,Metric_to_US__Leistung__W__to__BTU_hr(AN50)),\"\")","v":-90},{"$f":"IFERROR(IF($AG$9=1,AO50,Metric_to_US__Leistung__W__to__BTU_hr(AO50)),\"\")","v":1556.8266571921001},{"$f":"IF(IF($AG$9=1,AP50,Metric_to_US__Leistung__W__to__BTU_hr(AP50))=0,\"\",IF($AG$9=1,AP50,Metric_to_US__Leistung__W__to__BTU_hr(AP50)))","v":1466.8266571921001},{"$f":"IFERROR(IF($AG$9=1,AQ50,Metric_to_US__Temp__GradC__to__degF(AQ50)),\"\")","v":18.025477089775578},{"$f":"IFERROR(IF($AG$9=1,AR50,Metric_to_US__Temp__GradC__to__degF(AR50)),\"\")","v":10.763637289073396},{"$f":"IFERROR(IF($AG$9=1,AS50,Metric_to_US__Temp__GradC__to__degF(AS50)),\"\")","v":46.655771509781999},null,-59.076415118454314,null,null,null,{"$f":"HFB!A50","v":"L"},{"$f":"HFB!B50","v":127},{"$f":"HFB!C50","v":243.18126238101019},{"$f":"HFB!D50","v":241.11883096058739},{"$f":"HFB!E50","v":250.98181187105698},{"$f":"HFB!F50","v":250.98181187105698},{"$f":"HFB!G50","v":42.936422447191539},{"$f":"HFB!H50","v":36.436422447191539},{"$f":"HFB!I50","v":-340},{"$f":"HFB!J50","v":-590.76415118454315},{"$f":"HFB!K50","v":-930.76415118454315},{"$f":"HFB!L50","v":-1726.9823206593444},{"$f":"HFB!M50","v":-1111.5153674504588},{"$f":"HFB!N50","v":-1451.5153674504588},{"$f":"HFB!O50","v":-90},{"$f":"HFB!P50","v":1556.8266571921001},{"$f":"HFB!Q50","v":1466.8266571921001},{"$f":"HFB!R50","v":18.025477089775578},{"$f":"HFB!S50","v":10.763637289073396},{"$f":"HFB!T50","v":46.655771509781999},null,{"$f":"HFB!V50","v":-59.076415118454314}]
[{"$f":"Z51","v":"XL"},{"$f":"IFERROR(IF($AG$9=1,AA51,Metric_to_US__Volumenstrom__m3_h__to__cfm(AA51)),\"\")","v":127},{"$f":"IF($AG$9=1,AB51,Metric_to_US__Druck_Luft__Pa__to__in(AB51))","v":180.5935944385005},{"$f":"IF($AG$9=1,AC51,Metric_to_US__Druck_Luft__Pa__to__in(AC51))","v":179.34821747371581},{"$f":"IF($AG$9=1,AD51,Metric_to_US__Druck_Luft__Pa__to__in(AD51))","v":184.56094410441568},{"$f":"IF($AG$9=1,AE51,Metric_to_US__Druck_Luft__Pa__to__in(AE51))","v":184.56094410441568},39.619623034678391,33.119623034678391,{"$f":"IFERROR(IF($AG$9=1,AH51,Metric_to_US__Leistung__W__to__BTU_hr(AH51)),\"\")","v":-340},{"$f":"IFERROR(IF($AG$9=1,AI51,Metric_to_US__Leistung__W__to__BTU_hr(AI51)),\"\")","v":-528.88266954067251},{"$f":"IFERROR(IF($AG$9=1,AJ51,Metric_to_US__Leistung__W__to__BTU_hr(AJ51)),\"\")","v":-868.88266954067251},{"$f":"IFERROR(IF($AG$9=1,AK51,Metric_to_US__Leistung__W__to__BTU_hr(AK51)),\"\")","v":-1572.7704332038904},{"$f":"IFERROR(IF($AG$9=1,AL51,Metric_to_US__Leistung__W__to__BTU_hr(AL51)),\"\")","v":-1004.0039254409631},{"$f":"IFERROR(IF($AG$9=1,AM51,Metric_to_US__Leistung__W__to__BTU_hr(AM51)),\"\")","v":-1344.003925440963},{"$f":"IFERROR(IF($AG$9=1,AN51,Metric_to_US__Leistung__W__to__BTU_hr(AN51)),\"\")","v":-90},{"$f":"IFERROR(IF($AG$9=1,AO51,Metric_to_US__Leistung__W__to__BTU_hr(AO51)),\"\")","v":1496.1888463910407},{"$f":"IF(IF($AG$9=1,AP51,Metric_to_US__Leistung__W__to__BTU_hr(AP51))=0,\"\",IF($AG$9=1,AP51,Metric_to_US__Leistung__W__to__BTU_hr(AP51)))","v":1406.1888463910407},{"$f":"IFERROR(IF($AG$9=1,AQ51,Metric_to_US__Temp__GradC__to__degF(AQ51)),\"\")","v":17.813312009853735},{"$f":"IFERROR(IF($AG$9=1,AR51,Metric_to_US__Temp__GradC__to__degF(AR51)),\"\")","v":10.302873966175557},{"$f":"IFERROR(IF($AG$9=1,AS51,Metric_to_US__Temp__GradC__to__degF(AS51)),\"\")","v":47.175524173791075},null,-52.888266954067248,null,null,null,{"$f":"HFB!A51","v":"XL"},{"$f":"HFB!B51","v":127},{"$f":"HFB!C51","v":180.5935944385005},{"$f":"HFB!D51","v":179.34821747371581},{"$f":"HFB!E51","v":184.56094410441568},{"$f":"HFB!F51","v":184.56094410441568},{"$f":"HFB!G51","v":39.619623034678391},{"$f":"HFB!H51","v":33.119623034678391},{"$f":"HFB!I51","v":-340},{"$f":"HFB!J51","v":-528.88266954067251},{"$f":"HFB!K51","v":-868.88266954067251},{"$f":"HFB!L51","v":-1572.7704332038904},{"$f":"HFB!M51","v":-1004.0039254409631},{"$f":"HFB!N51","v":-1344.003925440963},{"$f":"HFB!O51","v":-90},{"$f":"HFB!P51","v":1496.1888463910407},{"$f":"HFB!Q51","v":1406.1888463910407},{"$f":"HFB!R51","v":17.813312009853735},{"$f":"HFB!S51","v":10.302873966175557},{"$f":"HFB!T51","v":47.175524173791075},null,{"$f":"HFB!V51","v":-52.888266954067248}]
[null,null,null,null,null,null,null,null,"Min","Max"]
[{"$f":"Legende_Abkürzungen!$A$20","v":"wOK="},{"$f":"IF($AG$9=1,AE53,Metric_to_US__Wassermassenstrom__kg_h__to__gpm(AE53))","v":200},null,null,null,{"$f":"IF($AG$9=1,\"kg/h\",\"gpm\")","v":"kg/h"},{"$f":"Legende_Abkürzungen!$A$22","v":"wK="},250,{"$f":"wkmin","v":80},{"$f":"wkmax","v":300},{"$f":"IF($AG$9=1,\"kg/h\",\"gpm\")","v":"kg/h"},{"$f":"Legende_Abkürzungen!$A$24","v":"dpK="},{"$f":"IF($AG$9=1,AL53,Metric_to_US__Wasserdruck__kPa__to__ft(AL53))","v":49.198547464075538},{"$f":"IF($AG$9=1,AM53,\"[ft]\")","v":"[kPa]"},null,null,null,null,null,null,null,null,null,null,null,null,{"$f":"HFB!B53","v":"wOK="},null,null,null,{"$f":"HFB!F53","v":200},{"$f":"HFB!G53","v":"[kg/h]"},{"$f":"HFB!H53","v":"wK="},{"$f":"IF($AG$9=1,H53,US_to_Metric__Wassermassenstrom__gpm__to__kg_h(H53))","v":250},{"$f":"HFB!J53","v":"[kg/h]"},null,{"$f":"HFB!L53","v":"DpK ="},{"$f":"HFB!M53","v":49.198547464075538},{"$f":"HFB!N53","v":"[kPa]"}]
[{"$f":"Legende_Abkürzungen!$A$21","v":"wOH="},{"$f":"IF($AG$9=1,AE54,Metric_to_US__Wassermassenstrom__kg_h__to__gpm(AE54))","v":100},null,null,null,{"$f":"IF($AG$9=1,\"kg/h\",\"gpm\")","v":"kg/h"},{"$f":"Legende_Abkürzungen!$A$23","v":"wH="},100,{"$f":"whmin","v":40},{"$f":"whmax","v":250},{"$f":"IF($AG$9=1,\"kg/h\",\"gpm\")","v":"kg/h"},{"$f":"Legende_Abkürzungen!$A$25","v":"dpH="},{"$f":"IF($AG$9=1,AL54,Metric_to_US__Wasserdruck__kPa__to__ft(AL54))","v":1.8},{"$f":"IF($AG$9=1,AM54,\"[ft]\")","v":"[kPa]"},{"$f":"AN54","v":"Eigenkonvektion Heizen Q_E:"},null,null,null,null,null,null,null,null,null,null,null,{"$f":"HFB!B54","v":"wOH="},null,null,null,{"$f":"HFB!F54","v":100},{"$f":"HFB!G54","v":"[kg/h]"},{"$f":"HFB!H54","v":"wH="},{"$f":"IF($AG$9=1,H54,US_to_Metric__Wassermassenstrom__gpm__to__kg_h(H54))","v":100},{"$f":"HFB!J54","v":"[kg/h]"},null,{"$f":"HFB!L54","v":"DpH ="},{"$f":"HFB!M54","v":1.8},{"$f":"HFB!N54","v":"[kPa]"},{"$f":"HFB!O54","v":"Eigenkonvektion Heizen Q_E:"}]
[null,null,null,null,null,null,null,null,null,null,null,null,null,null,{"$f":"IF($AG$9=1,AN55,Metric_to_US__Leistung__W__to__BTU_hr(AN55))","v":218},{"$f":"IF($AG$9=1,AO55,\"[BTU/hr]\")","v":"W"},null,null,null,null,null,null,null,null,null,null,null,null,null,null,null,null,null,null,null,null,null,null,null,{"$f":"HFB!O55","v":218},{"$f":"HFB!P55","v":"W"}]
[null,null,null,null,null,null,null,null,null,null,null,null,null,null,{"$f":"IF($AG$9=2,$AA$1,$AB$1)","v":"t_Room ="},{"$f":"ROUND(IF($AG$9=1,AO56,Metric_to_US__Leistung__W__to__BTU_hr(AO56)),0)","v":20},{"$f":"IF($AG$9=1,AP56,\"°F\")","v":"°C"},{"$f":"IF($AG$9=2,$W$1,$X$1)","v":"t_WWVL ="},{"$f":"ROUND(IF($AG$9=1,AR56,Metric_to_US__Leistung__W__to__BTU_hr(AR56)),0)","v":55},{"$f":"IF($AG$9=1,AS56,\"°F\")","v":"°C"},null,null,null,null,null,null,null,null,null,null,null,null,null,null,null,null,null,null,null,{"$f":"HFB!O56","v":"tR ="},{"$f":"HFB!P56","v":20},{"$f":"HFB!Q56","v":"°C"},{"$f":"HFB!R56","v":"tWWVL ="},{"$f":"HFB!S56","v":55},{"$f":"HFB!T56","v":"°C"}]
[]
["ã LTG Aktiengesellschaft: 13-01-2025, EI - V3.6"]
[{"$f":"L_Angabe","v":"Angaben zu Toleranzen sowie weitere Spezifikationen sind der aktuellen Technischen Dokumentation der LTG Aktiengesellschaft zu entnehmen. "}]
[{"$f":"L_Fehlerfreiheit","v":"Diese finden Sie auf www.LTG.de. Eine Fehlerfreiheit des Programms kann nicht zugesichert werden."}]
[{"$f":"L_Programmierfehler","v":"Aus Programmierfehlern entstandener Schaden geht nicht zu Lasten der LTG Aktiengesellschaft. Technische Änderungen im Rahmen der Weiterentwicklung vorbehalten."}]

{"sheet":"HFB","index":1,"n_rows":93,"n_cols":234,"rows_kept":93,"cut":false,"hidden":true,"merged":[[11,8,11,9],[0,8,0,9],[5,1,5,6],[6,1,6,6],[7,1,7,6],[8,1,8,6]]}
["  Tel.  +49 (0)711 8201-212",null,null,null,null,"Fax: -720",null,null,null,null,null,null,null,null,null,null,"Email:","Info@LTG.de",null,null,null,null,null,null,null,null,null,"Deutsch",1,"Deutsch",{"$f":"IF(AD1=AB1,AC1,IF(AD1=AB2,AC2,IF(AD1=AB3,AC3,IF(AD1=AB4,AC4,0))))","v":1}]
["LTG Aktiengesellschaft",null,null,null,null,null,null,null,null,null,null,null,null,null,null,null,null,null,null,null,null,null,null,null,null,null,null,"Englisch",2]
["Auslegetool: HFB 4L - Induktionsgerät mit Aluminiumlineargitter",null,null,null,null,null,null,null,null,null,null,null,null,null,null,null,null,null,null,null,null,null,null,null,null,null,null,"Franzoesisch",3]
[null,null,null,null,null,null,null,null,null,null,null,null,null,null,null,null,null,null,null,null,null,null,null,null,null,null,null,"Italienisch",4]
[null,null,null,null,null,null,null,null,"Kühlfall:",null,null,null,null,"Heizfall",null,null,null,null,null,null,null,null,null,"BG","WT","Verhältnis"]
["Projekt:",null,null,null,null,null,null,null,null,"Ansaugtemperatur:",{"$f":"HFB_!Z6","v":26},"°C",null,null,{"$f":"L_Ansaugtemperatur_K","v":"Ansaugtemperatur:"},{"$f":"HFB_!AD6","v":20},"°C",null,null,null,null,null,null,"BG 800",820,{"$f":"Y6/$Y$6","v":1}]
[null,null,null,null,null,null,null,null,null,"Primärlufttemperatur:",{"$f":"HFB_!Z7","v":18},"°C",null,null,{"$f":"L_Primaerlufttemp_K","v":"Primärlufttemperatur:"},{"$f":"HFB_!AD7","v":18},"°C",null,null,null,null,null,null,"BG 1000",1020,{"$f":"Y7/$Y$6","v":1.2439024390243902}]
["Datum:","2018-09-11",null,null,null,null,null,null,null,"Kühlwasservorlauf (1):",{"$f":"HFB_!Z8","v":16},"°C",null,null,"Heizwasservorlauf:",{"$f":"HFB_!AD8","v":60},"°C",null,null,null,null,null,null,"BG 630",590,{"$f":"Y8/$Y$6","v":0.71951219512195119}]
["Bearbeiter:","Tielmann, Thomas ",null,null,null,null,null,null,null,"projektierte Leistung:",{"$f":"HFB_!Z9","v":0},"W",null,null,{"$f":"L_projektierte_Leistung_k","v":"projektierte Leistung:"},null,"W"]
[null,null,null,null,null,null,null,null,null,"Raumtemperatur",{"$f":"HFB_!Z10","v":26},"°C",null,null,{"$f":"L_Raumtemperatur_K","v":"Raumtemperatur"},{"$f":"HFB_!AD10","v":20},"°C"]
[]
[null,null,null,null,null,null,null,null,"Kühlwasservorlauf \nkondensierender Betrieb (2):",null,{"$f":"HFB_!Z12","v":6},"°C"]
[null,null,null,null,null,null,null,null,null,"relative Feuchte (2):",{"$f":"HFB_!Z13","v":50},"%"]
[]
["Baugröße 630"]
[null,"Primärvolumenstrom",null,null,null,{"$f":"HFB_!Z16","v":60},"m³/h",null,null,null,null,null,null,null,null,null,null,null,null,null,null,null,null,null,null,null,null,null,null,null,"Korrektur"]
[]
["Düsen-kasten","VP\n[m³/h]","dp - kühlen\n[Pa]","dp - heizen\n[Pa]","dp - Akustik\n[Pa]","dp\n[Pa]","LWA\n[dB(A)]","LA18\n[dB(A)]","QPK\n[W]","QSK1)\n[W]","QKges1)\n[W]","QTotal2)\n[W]","QSK2)\n[W]","QKges2)\n[W]","QPH\n[W]","QSH\n[W]","QHges\n[W]","tKWRL\n[°C]","tKWRL2)\n[°C]","tWWRL\n[°C]",null,"qSK1)\n[W]",null,null,"Koeffizienten",null,null,"Induktionsverhältnis","Sekundärluft-\nmenge BG630","Sekundärluft-\nmenge BG800","Total","Total","Total","Sensibel","Sensibel","Sensibel","Koeffizienten Total",null,null,"Korrektur Total \nbei mW","Koeffizienten Total",null,null,"Korrektur Sensibel\nbei mW"]
[null,null,null,null,null,null,null,null,null,null,null,null,null,null,null,null,null,null,null,null,null,null,null,null,"a","b","c","[-]","[m³/h]","[m³/h]",{"$f":"Korrektur_BG800_mw120kg_h!$B$2","v":120},{"$f":"Korrektur_BG800_mw200kg_h!$B$2","v":200},{"$f":"Korrektur_BG800_mw280kg_h!$B$2","v":280},{"$f":"Korrektur_BG800_mw120kg_h!$B$2","v":120},{"$f":"Korrektur_BG800_mw200kg_h!$B$2","v":200},{"$f":"Korrektur_BG800_mw280kg_h!$B$2","v":280}]
["S",{"$f":"IF(HFB_630_neu!B16=0,\"\",HFB_630_neu!B16)","v":""},{"$f":"IF(HFB_630_neu!C16=0,\"\",HFB_630_neu!C16)","v":412.41715892427482},{"$f":"IF(HFB_630_neu!D16=0,\"\",HFB_630_neu!D16)","v":409.21554427271326},{"$f":"IF(HFB_630_neu!E16=0,\"\",HFB_630_neu!E16)","v":426.2051252076746},{"$f":"IF(HFB_630_neu!F16=0,\"\",HFB_630_neu!F16)","v":426.2051252076746},{"$f":"IF(HFB_630_neu!G16=0,\"\",HFB_630_neu!G16)","v":44.733917927928168},{"$f":"IF(HFB_630_neu!H16=0,\"\",HFB_630_neu!H16)","v":38.233917927928168},{"$f":"IF(HFB_630_neu!I16=0,\"\",HFB_630_neu!I16)","v":""},{"$f":"IF(HFB_630_neu!J16=0,\"\",HFB_630_neu!J16)","v":""},{"$f":"IF(HFB_630_neu!K16=0,\"\",HFB_630_neu!K16)","v":""},{"$f":"IFERROR(V20*($K$6-$K$12)*AN20,\"\")","v":""},{"$f":"IFERROR(V20*($K$6-$K$12)*AR20,\"\")","v":""},{"$f":"IFERROR(M20+I20,\"\")","v":""},{"$f":"IF(HFB_630_neu!L16=0,\"\",HFB_630_neu!L16)","v":""},{"$f":"IF(HFB_630_neu!M16=0,\"\",HFB_630_neu!M16)","v":""},{"$f":"HFB_630_neu!N16","v":0},{"$f":"IF(IFERROR(IF(J20=0,,$K$8-((J20/(4.2*$I$25/3.6)))),)=0,\"\",IFERROR(IF(J20=0,,$K$8-((J20/(4.2*$I$25/3.6)))),))","v":""},{"$f":"IF(IFERROR(IF(M20=0,,$K$12-((M20/(4.2*$I$25/3.6)))),)=0,\"\",IFERROR(IF(M20=0,,$K$12-((M20/(4.2*$I$25/3.6)))),))","v":""},{"$f":"IF(IFERROR(IF(P20=0,,$P$8-((P20/(4.2*$I$26/3.6)))),)=0,\"\",IFERROR(IF(P20=0,,$P$8-((P20/(4.2*$I$26/3.6)))),))","v":""},null,{"$f":"IFERROR(J20/($K$6-$K$8),\"\")","v":""},null,{"$f":"A20","v":"S"},{"$f":"LINEST($AL$78:$AL$80,$F$78:$F$80^{0,1,2},0,0)","v":-3.1224342756454614E-6},2.7903122669677835E-3,1.6416272187471381,{"$f":"IF(OR(F20>300,F20<50),\"\",(Y20*F20^2+Z20*F20+AA20))","v":""},{"$f":"IFERROR(AB20*$F$16,\"\")","v":""},{"$f":"IFERROR(AC20/$Z$8,\"\")","v":""},{"$f":"IFERROR(Korrektur_BG800_mw120kg_h!Q32,\"\")","v":""},{"$f":"IFERROR(Korrektur_BG800_mw200kg_h!Q32,\"\")","v":""},{"$f":"IFERROR(Korrektur_BG800_mw280kg_h!Q32,\"\")","v":""},{"$f":"IFERROR(Korrektur_BG800_mw120kg_h!S32,\"\")","v":""},{"$f":"IFERROR(Korrektur_BG800_mw200kg_h!S32,\"\")","v":""},{"$f":"IFERROR(Korrektur_BG800_mw280kg_h!S32,\"\")","v":""},{"$f":"LINEST(TRANSPOSE(AE20:AG20),TRANSPOSE(AE19:AG19)^{0,1,2},0,0)","v":{"$error":"#VALUE!"}},{"$error":"#VALUE!"},{"$error":"#VALUE!"},{"$f":"AK20*$I$25^2+AL20*$I$25+AM20","v":{"$error":"#VALUE!"}},{"$f":"LINEST(TRANSPOSE(AH20:AJ20),TRANSPOSE(AH19:AJ19)^{0,1,2},0,0)","v":{"$error":"#VALUE!"}},{"$error":"#VALUE!"},{"$error":"#VALUE!"},{"$f":"AO20*$I$25^2+AP20*$I$25+AQ20","v":{"$error":"#VALUE!"}}]
["M",{"$f":"IF(HFB_630_neu!B17=0,\"\",HFB_630_neu!B17)","v":60},{"$f":"IF(HFB_630_neu!C17=0,\"\",HFB_630_neu!C17)","v":257.87784225269559},{"$f":"IF(HFB_630_neu!D17=0,\"\",HFB_630_neu!D17)","v":256.09696362981077},{"$f":"IF(HFB_630_neu!E17=0,\"\",HFB_630_neu!E17)","v":265.31206443862408},{"$f":"IF(HFB_630_neu!F17=0,\"\",HFB_630_neu!F17)","v":265.31206443862408},{"$f":"IF(HFB_630_neu!G17=0,\"\",HFB_630_neu!G17)","v":39.684743552337345},{"$f":"IF(HFB_630_neu!H17=0,\"\",HFB_630_neu!H17)","v":33.184743552337345},{"$f":"IF(HFB_630_neu!I17=0,\"\",HFB_630_neu!I17)","v":-160},{"$f":"IF(HFB_630_neu!J17=0,\"\",HFB_630_neu!J17)","v":-340.6980653196469},{"$f":"IF(HFB_630_neu!K17=0,\"\",HFB_630_neu!K17)","v":-500.6980653196469},{"$f":"IFERROR(V21*($K$6-$K$12)*AN21,\"\")","v":-966.10924019493757},{"$f":"IFERROR(V21*($K$6-$K$12)*AR21,\"\")","v":-633.7140646988563},{"$f":"IFERROR(M21+I21,\"\")","v":-793.7140646988563},{"$f":"IF(HFB_630_neu!L17=0,\"\",HFB_630_neu!L17)","v":-40},{"$f":"IF(HFB_630_neu!M17=0,\"\",HFB_630_neu!M17)","v":957.8331414062385},{"$f":"HFB_630_neu!N17","v":917.8331414062385},{"$f":"IF(IFERROR(IF(J21=0,,$K$8-((J21/(4.2*$I$25/3.6)))),)=0,\"\",IFERROR(IF(J21=0,,$K$8-((J21/(4.2*$I$25/3.6)))),))","v":17.460134565655629},{"$f":"IF(IFERROR(IF(M21=0,,$K$12-((M21/(4.2*$I$25/3.6)))),)=0,\"\",IFERROR(IF(M21=0,,$K$12-((M21/(4.2*$I$25/3.6)))),))","v":8.7159174201379557},{"$f":"IF(IFERROR(IF(P21=0,,$P$8-((P21/(4.2*$I$26/3.6)))),)=0,\"\",IFERROR(IF(P21=0,,$P$8-((P21/(4.2*$I$26/3.6)))),))","v":51.790001645089383},null,{"$f":"IFERROR(J21/($K$6-$K$8),\"\")","v":-34.069806531964687},null,{"$f":"A21","v":"M"},{"$f":"LINEST($AL$81:$AL$83,$F$81:$F$83^{0,1,2},0,0)","v":-6.0167888958131141E-6},3.7388717227559323E-3,1.3971170618411795,{"$f":"IF(OR(F21>300,F21<50),\"\",(Y21*F21^2+Z21*F21+AA21))","v":1.965560109428},{"$f":"IFERROR(AB21*$F$16,\"\")","v":117.93360656567999},{"$f":"IFERROR(AC21/$Z$8,\"\")","v":163.90772437941965},{"$f":"IFERROR(Korrektur_BG800_mw120kg_h!Q33,\"\")","v":1.2622202033156116},{"$f":"IFERROR(Korrektur_BG800_mw200kg_h!Q33,\"\")","v":1.4178378724993976},{"$f":"IFERROR(Korrektur_BG800_mw280kg_h!Q33,\"\")","v":1.4786486955906728},{"$f":"IFERROR(Korrektur_BG800_mw120kg_h!S33,\"\")","v":0.89436656613608223},{"$f":"IFERROR(Korrektur_BG800_mw200kg_h!S33,\"\")","v":0.93002298692876118},{"$f":"IFERROR(Korrektur_BG800_mw280kg_h!S33,\"\")","v":0.946414342014535},{"$f":"LINEST(TRANSPOSE(AE21:AG21),TRANSPOSE(AE19:AG19)^{0,1,2},0,0)","v":-7.4067848509774564E-6},4.3153920171101166E-3,0.85103086311647225,{"$f":"AK21*$I$25^2+AL21*$I$25+AM21","v":1.4178378724993974},{"$f":"LINEST(TRANSPOSE(AH21:AJ21),TRANSPOSE(AH19:AJ19)^{0,1,2},0,0)","v":-1.5050832583519895E-6},9.2733190258112539E-4,0.80475993674661572,{"$f":"AO21*$I$25^2+AP21*$I$25+AQ21","v":0.93002298692876129}]
["L",{"$f":"IF(HFB_630_neu!B18=0,\"\",HFB_630_neu!B18)","v":60},{"$f":"IF(HFB_630_neu!C18=0,\"\",HFB_630_neu!C18)","v":165.86629149729586},{"$f":"IF(HFB_630_neu!D18=0,\"\",HFB_630_neu!D18)","v":164.85456728020557},{"$f":"IF(HFB_630_neu!E18=0,\"\",HFB_630_neu!E18)","v":169.93341011268888},{"$f":"IF(HFB_630_neu!F18=0,\"\",HFB_630_neu!F18)","v":169.93341011268888},{"$f":"IF(HFB_630_neu!G18=0,\"\",HFB_630_neu!G18)","v":34.939298188429426},{"$f":"IF(HFB_630_neu!H18=0,\"\",HFB_630_neu!H18)","v":28.439298188429426},{"$f":"IF(HFB_630_neu!I18=0,\"\",HFB_630_neu!I18)","v":-160},{"$f":"IF(HFB_630_neu!J18=0,\"\",HFB_630_neu!J18)","v":-288.12123491952167},{"$f":"IF(HFB_630_neu!K18=0,\"\",HFB_630_neu!K18)","v":-448.12123491952167},{"$f":"IFERROR(V22*($K$6-$K$12)*AN22,\"\")","v":-840.80354504887714},{"$f":"IFERROR(V22*($K$6-$K$12)*AR22,\"\")","v":-543.05508966008961},{"$f":"IFERROR(M22+I22,\"\")","v":-703.05508966008961},{"$f":"IF(HFB_630_neu!L18=0,\"\",HFB_630_neu!L18)","v":-40},{"$f":"IF(HFB_630_neu!M18=0,\"\",HFB_630_neu!M18)","v":869.84744690742809},{"$f":"HFB_630_neu!N18","v":829.84744690742809},{"$f":"IF(IFERROR(IF(J22=0,,$K$8-((J22/(4.2*$I$25/3.6)))),)=0,\"\",IFERROR(IF(J22=0,,$K$8-((J22/(4.2*$I$25/3.6)))),))","v":17.234805292512235},{"$f":"IF(IFERROR(IF(M22=0,,$K$12-((M22/(4.2*$I$25/3.6)))),)=0,\"\",IFERROR(IF(M22=0,,$K$12-((M22/(4.2*$I$25/3.6)))),))","v":8.3273789556860986},{"$f":"IF(IFERROR(IF(P22=0,,$P$8-((P22/(4.2*$I$26/3.6)))),)=0,\"\",IFERROR(IF(P22=0,,$P$8-((P22/(4.2*$I$26/3.6)))),))","v":52.544164740793477},null,{"$f":"IFERROR(J22/($K$6-$K$8),\"\")","v":-28.812123491952168},null,{"$f":"A22","v":"L"},{"$f":"LINEST($AL$84:$AL$86,$F$84:$F$86^{0,1,2},0,0)","v":-7.6665416526102026E-6},3.8714993191789351E-3,1.1648471129906155,{"$f":"IF(OR(F22>300,F22<50),\"\",(Y22*F22^2+Z22*F22+AA22))","v":1.6013546816013335},{"$f":"IFERROR(AB22*$F$16,\"\")","v":96.081280896080017},{"$f":"IFERROR(AC22/$Z$8,\"\")","v":133.53669548268749},{"$f":"IFERROR(Korrektur_BG800_mw120kg_h!Q34,\"\")","v":1.3284373817776916},{"$f":"IFERROR(Korrektur_BG800_mw200kg_h!Q34,\"\")","v":1.4591141560318024},{"$f":"IFERROR(Korrektur_BG800_mw280kg_h!Q34,\"\")","v":1.5111820084707293},{"$f":"IFERROR(Korrektur_BG800_mw120kg_h!S34,\"\")","v":0.90752362789537366},{"$f":"IFERROR(Korrektur_BG800_mw200kg_h!S34,\"\")","v":0.94240726444855127},{"$f":"IFERROR(Korrektur_BG800_mw280kg_h!S34,\"\")","v":0.95718090133842337},{"$f":"LINEST(TRANSPOSE(AE22:AG22),TRANSPOSE(AE19:AG19)^{0,1,2},0,0)","v":-6.1413220168113358E-6},3.5986827235560217E-3,0.9850304919930517,{"$f":"AK22*$I$25^2+AL22*$I$25+AM22","v":1.4591141560318026},{"$f":"LINEST(TRANSPOSE(AH22:AJ22),TRANSPOSE(AH19:AJ19)^{0,1,2},0,0)","v":-1.5710937236957794E-6},9.3879544849737398E-4,0.8174919236969076,{"$f":"AO22*$I$25^2+AP22*$I$25+AQ22","v":0.94240726444855127}]
["XL",{"$f":"IF(HFB_630_neu!B19=0,\"\",HFB_630_neu!B19)","v":60},{"$f":"IF(HFB_630_neu!C19=0,\"\",HFB_630_neu!C19)","v":120.89845394970916},{"$f":"IF(HFB_630_neu!D19=0,\"\",HFB_630_neu!D19)","v":120.23091551131691},{"$f":"IF(HFB_630_neu!E19=0,\"\",HFB_630_neu!E19)","v":123.49106378432293},{"$f":"IF(HFB_630_neu!F19=0,\"\",HFB_630_neu!F19)","v":123.49106378432293},{"$f":"IF(HFB_630_neu!G19=0,\"\",HFB_630_neu!G19)","v":31.538791903237303},{"$f":"IF(HFB_630_neu!H19=0,\"\",HFB_630_neu!H19)","v":25.038791903237303},{"$f":"IF(HFB_630_neu!I19=0,\"\",HFB_630_neu!I19)","v":-160},{"$f":"IF(HFB_630_neu!J19=0,\"\",HFB_630_neu!J19)","v":-247.09236077870185},{"$f":"IF(HFB_630_neu!K19=0,\"\",HFB_630_neu!K19)","v":-407.09236077870185},{"$f":"IFERROR(V23*($K$6-$K$12)*AN23,\"\")","v":-736.2460672467256},{"$f":"IFERROR(V23*($K$6-$K$12)*AR23,\"\")","v":-470.74893397905913},{"$f":"IFERROR(M23+I23,\"\")","v":-630.74893397905907},{"$f":"IF(HFB_630_neu!L19=0,\"\",HFB_630_neu!L19)","v":-40},{"$f":"IF(HFB_630_neu!M19=0,\"\",HFB_630_neu!M19)","v":821.17236820970072},{"$f":"HFB_630_neu!N19","v":781.17236820970072},{"$f":"IF(IFERROR(IF(J23=0,,$K$8-((J23/(4.2*$I$25/3.6)))),)=0,\"\",IFERROR(IF(J23=0,,$K$8-((J23/(4.2*$I$25/3.6)))),))","v":17.058967260480152},{"$f":"IF(IFERROR(IF(M23=0,,$K$12-((M23/(4.2*$I$25/3.6)))),)=0,\"\",IFERROR(IF(M23=0,,$K$12-((M23/(4.2*$I$25/3.6)))),))","v":8.0174954313388245},{"$f":"IF(IFERROR(IF(P23=0,,$P$8-((P23/(4.2*$I$26/3.6)))),)=0,\"\",IFERROR(IF(P23=0,,$P$8-((P23/(4.2*$I$26/3.6)))),))","v":52.961379701059705},null,{"$f":"IFERROR(J23/($K$6-$K$8),\"\")","v":-24.709236077870184},null,{"$f":"A23","v":"XL"},{"$f":"LINEST($AL$87:$AL$89,$F$87:$F$89^{0,1,2},0,0)","v":-8.6247076566084954E-6},4.2829402111093035E-3,0.93295863295665371,{"$f":"IF(OR(F23>300,F23<50),\"\",(Y23*F23^2+Z23*F23+AA23))","v":1.3303363145521525},{"$f":"IFERROR(AB23*$F$16,\"\")","v":79.820178873129151},{"$f":"IFERROR(AC23/$Z$8,\"\")","v":110.93651978977272},{"$f":"IFERROR(Korrektur_BG800_mw120kg_h!Q35,\"\")","v":1.3841783658404048},{"$f":"IFERROR(Korrektur_BG800_mw200kg_h!Q35,\"\")","v":1.4898195657010096},{"$f":"IFERROR(Korrektur_BG800_mw280kg_h!Q35,\"\")","v":1.5359102437452969},{"$f":"IFERROR(Korrektur_BG800_mw120kg_h!S35,\"\")","v":0.92080503608217346},{"$f":"IFERROR(Korrektur_BG800_mw200kg_h!S35,\"\")","v":0.95257686740195524},{"$f":"IFERROR(Korrektur_BG800_mw280kg_h!S35,\"\")","v":0.96669360369437951},{"$f":"LINEST(TRANSPOSE(AE23:AG23),TRANSPOSE(AE19:AG19)^{0,1,2},0,0)","v":-4.6523845168998944E-6},2.8092780436655296E-3,1.1140593376438996,{"$f":"AK23*$I$25^2+AL23*$I$25+AM23","v":1.4898195657010098},{"$f":"LINEST(TRANSPOSE(AH23:AJ23),TRANSPOSE(AH19:AJ19)^{0,1,2},0,0)","v":-1.3793042990122954E-6},8.3852526718120718E-4,0.84004398592620566,{"$f":"AO23*$I$25^2+AP23*$I$25+AQ23","v":0.95257686740195524}]
[]
[null,"wOK=",null,null,null,{"$f":"wok","v":200},"[kg/h]","wK=",{"$f":"HFB_!AH25","v":200},"[kg/h]",null,"DpK =",{"$f":"HFB_630_neu!M21","v":22.402217158456612},"[kPa]"]
[null,"wOH=",null,null,null,{"$f":"woh","v":100},"[kg/h]","wH=",{"$f":"HFB_!AH26","v":100},"[kg/h]",null,"DpH =",{"$f":"HFB_630_neu!M22","v":1.3},"[kPa]","Eigenkonvektion Heizen Q_E:"]
[null,null,null,null,null,null,null,{"$f":"IF(I25/F25<0.2,\"Kaltwassermenge mind. 20% von Nennwassermenge!\",\"\")","v":""},null,null,null,null,null,null,126,"W"]
[null,null,null,null,null,null,null,{"$f":"IF(I26/F26<0.4,\"Heizwassermenge mind. 40% von Nennwassermenge!\",\"\")","v":""},null,null,null,null,null,null,"tR =",20,"°C","tWWVL =",55,"°C"]
["Baugröße 800"]
[null,{"$f":"L_Primärvolumenstrom","v":"Primärvolumenstrom"},null,null,null,{"$f":"HFB_!Z30","v":80},"m³/h"]
[null,null,null,null,null,null,null,null,null,null,null,null,null,null,null,null,null,null,null,null,null,null,null,null,null,null,null,null,null,null,"Korrektur"]
[{"$f":"L_Düsenkasten","v":"Düsen-kasten"},"VP\n[m³/h]","dp - kühlen\n[Pa]","dp - heizen\n[Pa]","dp - Akustik\n[Pa]","dp\n[Pa]","LWA\n[dB(A)]","LA18\n[dB(A)]","QPK\n[W]","QSK1)\n[W]","QKges1)\n[W]","QTotal2)\n[W]","QSK2)\n[W]","QKges2)\n[W]","QPH\n[W]","QSH\n[W]","QHges\n[W]","tKWRL\n[°C]","tKWRL2)\n[°C]","tWWRL\n[°C]",null,"qSK1)\n[W]",null,null,"Koeffizienten",null,null,"Induktionsverhältnis","Sekundärluft-\nmenge BG800","Sekundärluft-\nmenge BG800","Total","Total","Total","Sensibel","Sensibel","Sensibel","Koeffizienten Total",null,null,"Korrektur Total \nbei mW","Koeffizienten Total",null,null,"Korrektur Sensibel\nbei mW"]
[null,null,null,null,null,null,null,null,null,null,null,null,null,null,null,null,null,null,null,null,null,null,null,null,"a","b","c","[-]","[m³/h]","[m³/h]",{"$f":"Korrektur_BG800_mw120kg_h!$B$2","v":120},{"$f":"Korrektur_BG800_mw200kg_h!$B$2","v":200},{"$f":"Korrektur_BG800_mw280kg_h!$B$2","v":280},{"$f":"Korrektur_BG800_mw120kg_h!$B$2","v":120},{"$f":"Korrektur_BG800_mw200kg_h!$B$2","v":200},{"$f":"Korrektur_BG800_mw280kg_h!$B$2","v":280}]
["S",{"$f":"IF('HFB 800_neu'!B16=0,\"\",'HFB 800_neu'!B16)","v":""},{"$f":"IF('HFB 800_neu'!C16=0,\"\",'HFB 800_neu'!C16)","v":388.22605904105114},{"$f":"IF('HFB 800_neu'!D16=0,\"\",'HFB 800_neu'!D16)","v":385.65559879360325},{"$f":"IF('HFB 800_neu'!E16=0,\"\",'HFB 800_neu'!E16)","v":398.82349760233751},{"$f":"IF('HFB 800_neu'!F16=0,\"\",'HFB 800_neu'!F16)","v":398.82349760233751},{"$f":"IF('HFB 800_neu'!G16=0,\"\",'HFB 800_neu'!G16)","v":45.127812058942027},{"$f":"IF('HFB 800_neu'!H16=0,\"\",'HFB 800_neu'!H16)","v":38.627812058942027},{"$f":"IF('HFB 800_neu'!I16=0,\"\",'HFB 800_neu'!I16)","v":""},{"$f":"IF('HFB 800_neu'!J16=0,\"\",'HFB 800_neu'!J16)","v":""},{"$f":"IF('HFB 800_neu'!K16=0,\"\",'HFB 800_neu'!K16)","v":""},{"$f":"IFERROR(V34*($K$6-$K$12)*AN34,\"\")","v":""},{"$f":"IFERROR(V34*($K$6-$K$12)*AR34,\"\")","v":""},{"$f":"IFERROR(M34+I34,\"\")","v":""},{"$f":"IF('HFB 800_neu'!L16=0,\"\",'HFB 800_neu'!L16)","v":""},{"$f":"IF('HFB 800_neu'!M16=0,\"\",'HFB 800_neu'!M16)","v":""},{"$f":"'HFB 800_neu'!N16","v":0},{"$f":"IF(IFERROR(IF(J34=0,,$K$8-((J34/(4.2*$I$39/3.6)))),)=0,\"\",IFERROR(IF(J34=0,,$K$8-((J34/(4.2*$I$39/3.6)))),))","v":""},{"$f":"IF(IFERROR(IF(M34=0,,$K$12-((M34/(4.2*$I$25/3.6)))),)=0,\"\",IFERROR(IF(M34=0,,$K$12-((M34/(4.2*$I$25/3.6)))),))","v":""},{"$f":"IF(IFERROR(IF(P34=0,,$P$8-((P34/(4.2*$I$40/3.6)))),)=0,\"\",IFERROR(IF(P34=0,,$P$8-((P34/(4.2*$I$40/3.6)))),))","v":""},null,{"$f":"IFERROR(J34/($K$6-$K$8),\"\")","v":""},null,{"$f":"A34","v":"S"},{"$f":"LINEST($AL$78:$AL$80,$F$78:$F$80^{0,1,2},0,0)","v":-3.1224342756454614E-6},2.7903122669677835E-3,1.6416272187471381,{"$f":"IF(OR(F34>300,F34<50),\"\",(Y34*F34^2+Z34*F34+AA34))","v":""},{"$f":"IFERROR(AB34*$F$30,\"\")","v":""},{"$f":"IFERROR(AC34/$Z$6,\"\")","v":""},{"$f":"IFERROR(Korrektur_BG800_mw120kg_h!Q36,\"\")","v":""},{"$f":"IFERROR(Korrektur_BG800_mw200kg_h!Q36,\"\")","v":""},{"$f":"IFERROR(Korrektur_BG800_mw280kg_h!Q36,\"\")","v":""},{"$f":"IFERROR(Korrektur_BG800_mw120kg_h!S36,\"\")","v":""},{"$f":"IFERROR(Korrektur_BG800_mw200kg_h!S36,\"\")","v":""},{"$f":"IFERROR(Korrektur_BG800_mw280kg_h!S36,\"\")","v":""},{"$f":"LINEST(TRANSPOSE(AE34:AG34),TRANSPOSE(AE33:AG33)^{0,1,2},0,0)","v":{"$error":"#VALUE!"}},{"$error":"#VALUE!"},{"$error":"#VALUE!"},{"$f":"AK34*$I$39^2+AL34*$I$39+AM34","v":{"$error":"#VALUE!"}},{"$f":"LINEST(TRANSPOSE(AH34:AJ34),TRANSPOSE(AH33:AJ33)^{0,1,2},0,0)","v":{"$error":"#VALUE!"}},{"$error":"#VALUE!"},{"$error":"#VALUE!"},{"$f":"AO34*$I$39^2+AP34*$I$39+AQ34","v":{"$error":"#VALUE!"}}]
["M",{"$f":"IF('HFB 800_neu'!B17=0,\"\",'HFB 800_neu'!B17)","v":80},{"$f":"IF('HFB 800_neu'!C17=0,\"\",'HFB 800_neu'!C17)","v":233.43235636647188},{"$f":"IF('HFB 800_neu'!D17=0,\"\",'HFB 800_neu'!D17)","v":232.01961365707601},{"$f":"IF('HFB 800_neu'!E17=0,\"\",'HFB 800_neu'!E17)","v":239.22631500515524},{"$f":"IF('HFB 800_neu'!F17=0,\"\",'HFB 800_neu'!F17)","v":239.22631500515524},{"$f":"IF('HFB 800_neu'!G17=0,\"\",'HFB 800_neu'!G17)","v":39.698148498608759},{"$f":"IF('HFB 800_neu'!H17=0,\"\",'HFB 800_neu'!H17)","v":33.198148498608759},{"$f":"IF('HFB 800_neu'!I17=0,\"\",'HFB 800_neu'!I17)","v":-210},{"$f":"IF('HFB 800_neu'!J17=0,\"\",'HFB 800_neu'!J17)","v":-453.32698593522781},{"$f":"IF('HFB 800_neu'!K17=0,\"\",'HFB 800_neu'!K17)","v":-663.32698593522787},{"$f":"IFERROR(V35*($K$6-$K$12)*AN35,\"\")","v":-1295.4392320357488},{"$f":"IFERROR(V35*($K$6-$K$12)*AR35,\"\")","v":-846.16948337893052},{"$f":"IFERROR(M35+I35,\"\")","v":-1056.1694833789306},{"$f":"IF('HFB 800_neu'!L17=0,\"\",'HFB 800_neu'!L17)","v":-50},{"$f":"IF('HFB 800_neu'!M17=0,\"\",'HFB 800_neu'!M17)","v":1235.5015017078222},{"$f":"'HFB 800_neu'!N17","v":1185.5015017078222},{"$f":"IF(IFERROR(IF(J35=0,,$K$8-((J35/(4.2*$I$39/3.6)))),)=0,\"\",IFERROR(IF(J35=0,,$K$8-((J35/(4.2*$I$39/3.6)))),))","v":17.942829939722404},{"$f":"IF(IFERROR(IF(M35=0,,$K$12-((M35/(4.2*$I$25/3.6)))),)=0,\"\",IFERROR(IF(M35=0,,$K$12-((M35/(4.2*$I$25/3.6)))),))","v":9.6264406430525593},{"$f":"IF(IFERROR(IF(P35=0,,$P$8-((P35/(4.2*$I$40/3.6)))),)=0,\"\",IFERROR(IF(P35=0,,$P$8-((P35/(4.2*$I$40/3.6)))),))","v":49.409987128218667},null,{"$f":"IFERROR(J35/($K$6-$K$8),\"\")","v":-45.332698593522778},null,{"$f":"A35","v":"M"},{"$f":"LINEST($AL$81:$AL$83,$F$81:$F$83^{0,1,2},0,0)","v":-6.0167888958131141E-6},3.7388717227559323E-3,1.3971170618411795,{"$f":"IF(OR(F35>300,F35<50),\"\",(Y35*F35^2+Z35*F35+AA35))","v":1.947217372030958},{"$f":"IFERROR(AB35*$F$30,\"\")","v":155.77738976247664},{"$f":"IFERROR(AC35/$Z$6,\"\")","v":155.77738976247664},{"$f":"IFERROR(Korrektur_BG800_mw120kg_h!Q37,\"\")","v":1.2787926672084151},{"$f":"IFERROR(Korrektur_BG800_mw200kg_h!Q37,\"\")","v":1.4288132763188772},{"$f":"IFERROR(Korrektur_BG800_mw280kg_h!Q37,\"\")","v":1.4869103651640458},{"$f":"IFERROR(Korrektur_BG800_mw120kg_h!S37,\"\")","v":0.89725620540165374},{"$f":"IFERROR(Korrektur_BG800_mw200kg_h!S37,\"\")","v":0.9332882330325607},{"$f":"IFERROR(Korrektur_BG800_mw280kg_h!S37,\"\")","v":0.94902513292017898},{"$f":"LINEST(TRANSPOSE(AE35:AG35),TRANSPOSE(AE33:AG33)^{0,1,2},0,0)","v":-7.181525020726121E-6},4.1733456205131384E-3,0.88140515304529465,{"$f":"AK35*$I$39^2+AL35*$I$39+AM35","v":1.4288132763188774},{"$f":"LINEST(TRANSPOSE(AH35:AJ35),TRANSPOSE(AH33:AJ33)^{0,1,2},0,0)","v":-1.5855568549444478E-6},9.5777853896856352E-4,0.80515479943662605,{"$f":"AO35*$I$39^2+AP35*$I$39+AQ35","v":0.93328823303256081}]
["L",{"$f":"IF('HFB 800_neu'!B18=0,\"\",'HFB 800_neu'!B18)","v":80},{"$f":"IF('HFB 800_neu'!C18=0,\"\",'HFB 800_neu'!C18)","v":148.76822713585975},{"$f":"IF('HFB 800_neu'!D18=0,\"\",'HFB 800_neu'!D18)","v":147.94288105434694},{"$f":"IF('HFB 800_neu'!E18=0,\"\",'HFB 800_neu'!E18)","v":152.13524251158438},{"$f":"IF('HFB 800_neu'!F18=0,\"\",'HFB 800_neu'!F18)","v":152.13524251158438},{"$f":"IF('HFB 800_neu'!G18=0,\"\",'HFB 800_neu'!G18)","v":34.889616322671003},{"$f":"IF('HFB 800_neu'!H18=0,\"\",'HFB 800_neu'!H18)","v":28.389616322671003},{"$f":"IF('HFB 800_neu'!I18=0,\"\",'HFB 800_neu'!I18)","v":-210},{"$f":"IF('HFB 800_neu'!J18=0,\"\",'HFB 800_neu'!J18)","v":-383.61786566131514},{"$f":"IF('HFB 800_neu'!K18=0,\"\",'HFB 800_neu'!K18)","v":-593.61786566131514},{"$f":"IFERROR(V36*($K$6-$K$12)*AN36,\"\")","v":-1127.2555792869694},{"$f":"IFERROR(V36*($K$6-$K$12)*AR36,\"\")","v":-725.50515371866163},{"$f":"IFERROR(M36+I36,\"\")","v":-935.50515371866163},{"$f":"IF('HFB 800_neu'!L18=0,\"\",'HFB 800_neu'!L18)","v":-50},{"$f":"IF('HFB 800_neu'!M18=0,\"\",'HFB 800_neu'!M18)","v":1109.8785939264344},{"$f":"'HFB 800_neu'!N18","v":1059.8785939264344},{"$f":"IF(IFERROR(IF(J36=0,,$K$8-((J36/(4.2*$I$39/3.6)))),)=0,\"\",IFERROR(IF(J36=0,,$K$8-((J36/(4.2*$I$39/3.6)))),))","v":17.644076567119921},{"$f":"IF(IFERROR(IF(M36=0,,$K$12-((M36/(4.2*$I$25/3.6)))),)=0,\"\",IFERROR(IF(M36=0,,$K$12-((M36/(4.2*$I$25/3.6)))),))","v":9.1093078016514077},{"$f":"IF(IFERROR(IF(P36=0,,$P$8-((P36/(4.2*$I$40/3.6)))),)=0,\"\",IFERROR(IF(P36=0,,$P$8-((P36/(4.2*$I$40/3.6)))),))","v":50.486754909201991},null,{"$f":"IFERROR(J36/($K$6-$K$8),\"\")","v":-38.361786566131514},null,{"$f":"A36","v":"L"},{"$f":"LINEST($AL$84:$AL$86,$F$84:$F$86^{0,1,2},0,0)","v":-7.6665416526102026E-6},3.8714993191789351E-3,1.1648471129906155,{"$f":"IF(OR(F36>300,F36<50),\"\",(Y36*F36^2+Z36*F36+AA36))","v":1.5763954821563946},{"$f":"IFERROR(AB36*$F$30,\"\")","v":126.11163857251157},{"$f":"IFERROR(AC36/$Z$6,\"\")","v":126.11163857251157},{"$f":"IFERROR(Korrektur_BG800_mw120kg_h!Q38,\"\")","v":1.3462349590921923},{"$f":"IFERROR(Korrektur_BG800_mw200kg_h!Q38,\"\")","v":1.4692428066973684},{"$f":"IFERROR(Korrektur_BG800_mw280kg_h!Q38,\"\")","v":1.5194512356207897},{"$f":"IFERROR(Korrektur_BG800_mw120kg_h!S38,\"\")","v":0.91161382939031377},{"$f":"IFERROR(Korrektur_BG800_mw200kg_h!S38,\"\")","v":0.94560918385275139},{"$f":"IFERROR(Korrektur_BG800_mw280kg_h!S38,\"\")","v":0.96018842232629054},{"$f":"LINEST(TRANSPOSE(AE36:AG36),TRANSPOSE(AE33:AG33)^{0,1,2},0,0)","v":-5.6874545845121074E-6},3.3575835621085753E-3,1.0252242776561378,{"$f":"AK36*$I$39^2+AL36*$I$39+AM36","v":1.4692428066973684},{"$f":"LINEST(TRANSPOSE(AH36:AJ36),TRANSPOSE(AH33:AJ33)^{0,1,2},0,0)","v":-1.5168840616327179E-6},9.1034483050294256E-4,0.8242155802174721,{"$f":"AO36*$I$39^2+AP36*$I$39+AQ36","v":0.94560918385275183}]
["XL",{"$f":"IF('HFB 800_neu'!B19=0,\"\",'HFB 800_neu'!B19)","v":80},{"$f":"IF('HFB 800_neu'!C19=0,\"\",'HFB 800_neu'!C19)","v":110.00652111809663},{"$f":"IF('HFB 800_neu'!D19=0,\"\",'HFB 800_neu'!D19)","v":109.43339722511232},{"$f":"IF('HFB 800_neu'!E19=0,\"\",'HFB 800_neu'!E19)","v":112.33526592906256},{"$f":"IF('HFB 800_neu'!F19=0,\"\",'HFB 800_neu'!F19)","v":112.33526592906256},{"$f":"IF('HFB 800_neu'!G19=0,\"\",'HFB 800_neu'!G19)","v":31.667760254497423},{"$f":"IF('HFB 800_neu'!H19=0,\"\",'HFB 800_neu'!H19)","v":25.167760254497423},{"$f":"IF('HFB 800_neu'!I19=0,\"\",'HFB 800_neu'!I19)","v":-210},{"$f":"IF('HFB 800_neu'!J19=0,\"\",'HFB 800_neu'!J19)","v":-330.22491196698519},{"$f":"IF('HFB 800_neu'!K19=0,\"\",'HFB 800_neu'!K19)","v":-540.22491196698525},{"$f":"IFERROR(V37*($K$6-$K$12)*AN37,\"\")","v":-989.72797652061183},{"$f":"IFERROR(V37*($K$6-$K$12)*AR37,\"\")","v":-631.25229142752733},{"$f":"IFERROR(M37+I37,\"\")","v":-841.25229142752733},{"$f":"IF('HFB 800_neu'!L19=0,\"\",'HFB 800_neu'!L19)","v":-50},{"$f":"IF('HFB 800_neu'!M19=0,\"\",'HFB 800_neu'!M19)","v":1050.0058160808492},{"$f":"'HFB 800_neu'!N19","v":1000.0058160808492},{"$f":"IF(IFERROR(IF(J37=0,,$K$8-((J37/(4.2*$I$39/3.6)))),)=0,\"\",IFERROR(IF(J37=0,,$K$8-((J37/(4.2*$I$39/3.6)))),))","v":17.415249622715653},{"$f":"IF(IFERROR(IF(M37=0,,$K$12-((M37/(4.2*$I$25/3.6)))),)=0,\"\",IFERROR(IF(M37=0,,$K$12-((M37/(4.2*$I$25/3.6)))),))","v":8.7053669632608326},{"$f":"IF(IFERROR(IF(P37=0,,$P$8-((P37/(4.2*$I$40/3.6)))),)=0,\"\",IFERROR(IF(P37=0,,$P$8-((P37/(4.2*$I$40/3.6)))),))","v":50.999950147878437},null,{"$f":"IFERROR(J37/($K$6-$K$8),\"\")","v":-33.022491196698518},null,{"$f":"A37","v":"XL"},{"$f":"LINEST($AL$87:$AL$89,$F$87:$F$89^{0,1,2},0,0)","v":-8.6247076566084954E-6},4.2829402111093035E-3,0.93295863295665371,{"$f":"IF(OR(F37>300,F37<50),\"\",(Y37*F37^2+Z37*F37+AA37))","v":1.3052468464201972},{"$f":"IFERROR(AB37*$F$30,\"\")","v":104.41974771361578},{"$f":"IFERROR(AC37/$Z$6,\"\")","v":104.41974771361578},{"$f":"IFERROR(Korrektur_BG800_mw120kg_h!Q39,\"\")","v":1.4010295652565925},{"$f":"IFERROR(Korrektur_BG800_mw200kg_h!Q39,\"\")","v":1.4985664930990452},{"$f":"IFERROR(Korrektur_BG800_mw280kg_h!Q39,\"\")","v":1.5426090581921208},{"$f":"IFERROR(Korrektur_BG800_mw120kg_h!S39,\"\")","v":0.92504149986018147},{"$f":"IFERROR(Korrektur_BG800_mw200kg_h!S39,\"\")","v":0.95579144478754197},{"$f":"IFERROR(Korrektur_BG800_mw280kg_h!S39,\"\")","v":0.96961224150568648},{"$f":"LINEST(TRANSPOSE(AE37:AG37),TRANSPOSE(AE33:AG33)^{0,1,2},0,0)","v":-4.1792470897951172E-6},2.5565706667651012E-3,1.1544222433378297,{"$f":"AK37*$I$39^2+AL37*$I$39+AM37","v":1.4985664930990452},{"$f":"LINEST(TRANSPOSE(AH37:AJ37),TRANSPOSE(AH33:AJ33)^{0,1,2},0,0)","v":-1.3225897038450095E-6},8.0760301682241157E-4,0.84717442957686018,{"$f":"AO37*$I$39^2+AP37*$I$39+AQ37","v":0.95579144478754208}]
[]
[null,"wOK=",null,null,null,{"$f":"wok","v":200},"[kg/h]","wK=",{"$f":"HFB_!AH39","v":200},"[kg/h]",null,"DpK =",{"$f":"'HFB 800_neu'!M21","v":27.922305024540318},"[kPa]"]
[null,"wOH=",null,null,null,{"$f":"woh","v":100},"[kg/h]","wH=",{"$f":"HFB_!AH40","v":100},"[kg/h]",null,"DpH =",{"$f":"'HFB 800_neu'!M22","v":1.6},"[kPa]",{"$f":"L_Konvektion","v":"Eigenkonvektion Heizen Q_E:"}]
[null,null,null,null,null,null,null,{"$f":"IF(I39/F39<0.2,\"Kaltwassermenge mind. 20% von Nennwassermenge!\",\"\")","v":""},null,null,null,null,null,null,175,"W"]
[null,null,null,null,null,null,null,{"$f":"IF(I40/F40<0.4,\"Heizwassermenge mind. 40% von Nennwassermenge!\",\"\")","v":""},null,null,null,null,null,null,"tR =",20,"°C","tWWVL =",55,"°C"]
["Baugröße 1000"]
[null,{"$f":"L_Primärvolumenstrom","v":"Primärvolumenstrom"},null,null,null,{"$f":"HFB_!Z44","v":127},"m³/h"]
[null,null,null,null,null,null,null,null,null,null,null,null,null,null,null,null,null,null,null,null,null,null,null,null,null,null,null,null,null,null,"Korrektur"]
[{"$f":"L_Düsenkasten","v":"Düsen-kasten"},"VP\n[m³/h]","dp - kühlen\n[Pa]","dp - heizen\n[Pa]","dp - Akustik\n[Pa]","dp\n[Pa]","LWA\n[dB(A)]","LA18\n[dB(A)]","QPK\n[W]","QSK1)\n[W]","QKges1)\n[W]","QTotal2)\n[W]","QSK2)\n[W]","QKges2)\n[W]","QPH\n[W]","QSH\n[W]","QHges\n[W]","tKWRL\n[°C]","tKWRL2)\n[°C]","tWWRL\n[°C]",null,"qSK1)\n[W]",null,null,"Koeffizienten",null,null,"Induktionsverhältnis","Sekundärluft-\nmenge BG1000","Sekundärluft-\nmenge BG800","Total","Total","Total","Sensibel","Sensibel","Sensibel","Koeffizienten Total",null,null,"Korrektur Total \nbei mW","Koeffizienten Total",null,null,"Korrektur Sensibel\nbei mW"]
[null,null,null,null,null,null,null,null,null,null,null,null,null,null,null,null,null,null,null,null,null,null,null,null,"a","b","c","[-]","[m³/h]","[m³/h]",{"$f":"Korrektur_BG800_mw120kg_h!$B$2","v":120},{"$f":"Korrektur_BG800_mw200kg_h!$B$2","v":200},{"$f":"Korrektur_BG800_mw280kg_h!$B$2","v":280},{"$f":"Korrektur_BG800_mw120kg_h!$B$2","v":120},{"$f":"Korrektur_BG800_mw200kg_h!$B$2","v":200},{"$f":"Korrektur_BG800_mw280kg_h!$B$2","v":280}]
["S",{"$f":"IF('HFB 1000_neu'!B16=0,\"\",'HFB 1000_neu'!B16)","v":""},{"$f":"IF('HFB 1000_neu'!C16=0,\"\",'HFB 1000_neu'!C16)","v":633.97341706861584},{"$f":"IF('HFB 1000_neu'!D16=0,\"\",'HFB 1000_neu'!D16)","v":625.37166672293984},{"$f":"IF('HFB 1000_neu'!E16=0,\"\",'HFB 1000_neu'!E16)","v":675.3805845620235},{"$f":"IF('HFB 1000_neu'!F16=0,\"\",'HFB 1000_neu'!F16)","v":675.3805845620235},{"$f":"IF('HFB 1000_neu'!G16=0,\"\",'HFB 1000_neu'!G16)","v":53.617223177199925},{"$f":"IF('HFB 1000_neu'!H16=0,\"\",'HFB 1000_neu'!H16)","v":47.117223177199925},{"$f":"IF('HFB 1000_neu'!I16=0,\"\",'HFB 1000_neu'!I16)","v":""},{"$f":"IF('HFB 1000_neu'!J16=0,\"\",'HFB 1000_neu'!J16)","v":""},{"$f":"IF('HFB 1000_neu'!K16=0,\"\",'HFB 1000_neu'!K16)","v":""},{"$f":"IFERROR(V48*($K$6-$K$12)*AN48,\"\")","v":""},{"$f":"IFERROR(V48*($K$6-$K$12)*AR48,\"\")","v":""},{"$f":"IFERROR(M48+I48,\"\")","v":""},{"$f":"IF('HFB 1000_neu'!L16=0,\"\",'HFB 1000_neu'!L16)","v":""},{"$f":"IF('HFB 1000_neu'!M16=0,\"\",'HFB 1000_neu'!M16)","v":""},{"$f":"IF('HFB 1000_neu'!N16=0,,'HFB 1000_neu'!N16)","v":0},{"$f":"IF(IFERROR(IF(J48=0,,$K$8-((J48/(4.2*$I$53/3.6)))),)=0,\"\",IFERROR(IF(J48=0,,$K$8-((J48/(4.2*$I$53/3.6)))),))","v":""},{"$f":"IF(IFERROR(IF(M48=0,,$K$12-((M48/(4.2*$I$25/3.6)))),)=0,\"\",IFERROR(IF(M48=0,,$K$12-((M48/(4.2*$I$25/3.6)))),))","v":""},{"$f":"IF(IFERROR(IF(P48=0,,$P$8-((P48/(4.2*$I$54/3.6)))),)=0,\"\",IFERROR(IF(P48=0,,$P$8-((P48/(4.2*$I$54/3.6)))),))","v":""},null,{"$f":"IFERROR(J48/($K$6-$K$8),\"\")","v":""},null,{"$f":"A48","v":"S"},{"$f":"LINEST($AL$78:$AL$80,$F$78:$F$80^{0,1,2},0,0)","v":-3.1224342756454614E-6},2.7903122669677835E-3,1.6416272187471381,{"$f":"IF(OR(F48>300,F48<50),\"\",(Y48*F48^2+Z48*F48+AA48))","v":""},{"$f":"IFERROR(AB48*$F$44,\"\")","v":""},{"$f":"IFERROR(AC48/$Z$7,\"\")","v":""},{"$f":"IFERROR(Korrektur_BG800_mw120kg_h!Q40,\"\")","v":""},{"$f":"IFERROR(Korrektur_BG800_mw200kg_h!Q40,\"\")","v":""},{"$f":"IFERROR(Korrektur_BG800_mw280kg_h!Q40,\"\")","v":""},{"$f":"IFERROR(Korrektur_BG800_mw120kg_h!S40,\"\")","v":""},{"$f":"IFERROR(Korrektur_BG800_mw200kg_h!S40,\"\")","v":""},{"$f":"IFERROR(Korrektur_BG800_mw280kg_h!S40,\"\")","v":""},{"$f":"LINEST(TRANSPOSE(AE48:AG48),TRANSPOSE(AE47:AG47)^{0,1,2},0,0)","v":{"$error":"#VALUE!"}},{"$error":"#VALUE!"},{"$error":"#VALUE!"},{"$f":"AK48*$I$53^2+AL48*$I$53+AM48","v":{"$error":"#VALUE!"}},{"$f":"LINEST(TRANSPOSE(AH48:AJ48),TRANSPOSE(AH47:AJ47)^{0,1,2},0,0)","v":{"$error":"#VALUE!"}},{"$error":"#VALUE!"},{"$error":"#VALUE!"},{"$f":"AO48*$I$53^2+AP48*$I$53+AQ48","v":{"$error":"#VALUE!"}}]
["M",{"$f":"IF('HFB 1000_neu'!B17=0,\"\",'HFB 1000_neu'!B17)","v":""},{"$f":"IF('HFB 1000_neu'!C17=0,\"\",'HFB 1000_neu'!C17)","v":386.75928598847548},{"$f":"IF('HFB 1000_neu'!D17=0,\"\",'HFB 1000_neu'!D17)","v":382.52519941325642},{"$f":"IF('HFB 1000_neu'!E17=0,\"\",'HFB 1000_neu'!E17)","v":405.33918703015877},{"$f":"IF('HFB 1000_neu'!F17=0,\"\",'HFB 1000_neu'!F17)","v":405.33918703015877},{"$f":"IF('HFB 1000_neu'!G17=0,\"\",'HFB 1000_neu'!G17)","v":48.108456245702989},{"$f":"IF('HFB 1000_neu'!H17=0,\"\",'HFB 1000_neu'!H17)","v":41.608456245702989},{"$f":"IF('HFB 1000_neu'!I17=0,\"\",'HFB 1000_neu'!I17)","v":""},{"$f":"IF('HFB 1000_neu'!J17=0,\"\",'HFB 1000_neu'!J17)","v":""},{"$f":"IF('HFB 1000_neu'!K17=0,\"\",'HFB 1000_neu'!K17)","v":""},{"$f":"IFERROR(V49*($K$6-$K$12)*AN49,\"\")","v":""},{"$f":"IFERROR(V49*($K$6-$K$12)*AR49,\"\")","v":""},{"$f":"IFERROR(M49+I49,\"\")","v":""},{"$f":"IF('HFB 1000_neu'!L17=0,\"\",'HFB 1000_neu'!L17)","v":""},{"$f":"IF('HFB 1000_neu'!M17=0,\"\",'HFB 1000_neu'!M17)","v":""},{"$f":"IF('HFB 1000_neu'!N17=0,,'HFB 1000_neu'!N17)","v":0},{"$f":"IF(IFERROR(IF(J49=0,,$K$8-((J49/(4.2*$I$53/3.6)))),)=0,\"\",IFERROR(IF(J49=0,,$K$8-((J49/(4.2*$I$53/3.6)))),))","v":""},{"$f":"IF(IFERROR(IF(M49=0,,$K$12-((M49/(4.2*$I$25/3.6)))),)=0,\"\",IFERROR(IF(M49=0,,$K$12-((M49/(4.2*$I$25/3.6)))),))","v":""},{"$f":"IF(IFERROR(IF(P49=0,,$P$8-((P49/(4.2*$I$54/3.6)))),)=0,\"\",IFERROR(IF(P49=0,,$P$8-((P49/(4.2*$I$54/3.6)))),))","v":""},null,{"$f":"IFERROR(J49/($K$6-$K$8),\"\")","v":""},null,{"$f":"A49","v":"M"},{"$f":"LINEST($AL$81:$AL$83,$F$81:$F$83^{0,1,2},0,0)","v":-6.0167888958131141E-6},3.7388717227559323E-3,1.3971170618411795,{"$f":"IF(OR(F49>300,F49<50),\"\",(Y49*F49^2+Z49*F49+AA49))","v":""},{"$f":"IFERROR(AB49*$F$44,\"\")","v":""},{"$f":"IFERROR(AC49/$Z$7,\"\")","v":""},{"$f":"IFERROR(Korrektur_BG800_mw120kg_h!Q41,\"\")","v":""},{"$f":"IFERROR(Korrektur_BG800_mw200kg_h!Q41,\"\")","v":""},{"$f":"IFERROR(Korrektur_BG800_mw280kg_h!Q41,\"\")","v":""},{"$f":"IFERROR(Korrektur_BG800_mw120kg_h!S41,\"\")","v":""},{"$f":"IFERROR(Korrektur_BG800_mw200kg_h!S41,\"\")","v":""},{"$f":"IFERROR(Korrektur_BG800_mw280kg_h!S41,\"\")","v":""},{"$f":"LINEST(TRANSPOSE(AE49:AG49),TRANSPOSE(AE47:AG47)^{0,1,2},0,0)","v":{"$error":"#VALUE!"}},{"$error":"#VALUE!"},{"$error":"#VALUE!"},{"$f":"AK49*$I$53^2+AL49*$I$53+AM49","v":{"$error":"#VALUE!"}},{"$f":"LINEST(TRANSPOSE(AH49:AJ49),TRANSPOSE(AH47:AJ47)^{0,1,2},0,0)","v":{"$error":"#VALUE!"}},{"$error":"#VALUE!"},{"$error":"#VALUE!"},{"$f":"AO49*$I$53^2+AP49*$I$53+AQ49","v":{"$error":"#VALUE!"}}]
["L",{"$f":"IF('HFB 1000_neu'!B18=0,\"\",'HFB 1000_neu'!B18)","v":127},{"$f":"IF('HFB 1000_neu'!C18=0,\"\",'HFB 1000_neu'!C18)","v":243.18126238101019},{"$f":"IF('HFB 1000_neu'!D18=0,\"\",'HFB 1000_neu'!D18)","v":241.11883096058739},{"$f":"IF('HFB 1000_neu'!E18=0,\"\",'HFB 1000_neu'!E18)","v":250.98181187105698},{"$f":"IF('HFB 1000_neu'!F18=0,\"\",'HFB 1000_neu'!F18)","v":250.98181187105698},{"$f":"IF('HFB 1000_neu'!G18=0,\"\",'HFB 1000_neu'!G18)","v":42.936422447191539},{"$f":"IF('HFB 1000_neu'!H18=0,\"\",'HFB 1000_neu'!H18)","v":36.436422447191539},{"$f":"IF('HFB 1000_neu'!I18=0,\"\",'HFB 1000_neu'!I18)","v":-340},{"$f":"IF('HFB 1000_neu'!J18=0,\"\",'HFB 1000_neu'!J18)","v":-590.76415118454315},{"$f":"IF('HFB 1000_neu'!K18=0,\"\",'HFB 1000_neu'!K18)","v":-930.76415118454315},{"$f":"IFERROR(V50*($K$6-$K$12)*AN50,\"\")","v":-1726.9823206593444},{"$f":"IFERROR(V50*($K$6-$K$12)*AR50,\"\")","v":-1111.5153674504588},{"$f":"IFERROR(M50+I50,\"\")","v":-1451.5153674504588},{"$f":"IF('HFB 1000_neu'!L18=0,\"\",'HFB 1000_neu'!L18)","v":-90},{"$f":"IF('HFB 1000_neu'!M18=0,\"\",'HFB 1000_neu'!M18)","v":1556.8266571921001},{"$f":"IF('HFB 1000_neu'!N18=0,,'HFB 1000_neu'!N18)","v":1466.8266571921001},{"$f":"IF(IFERROR(IF(J50=0,,$K$8-((J50/(4.2*$I$53/3.6)))),)=0,\"\",IFERROR(IF(J50=0,,$K$8-((J50/(4.2*$I$53/3.6)))),))","v":18.025477089775578},{"$f":"IF(IFERROR(IF(M50=0,,$K$12-((M50/(4.2*$I$25/3.6)))),)=0,\"\",IFERROR(IF(M50=0,,$K$12-((M50/(4.2*$I$25/3.6)))),))","v":10.763637289073396},{"$f":"IF(IFERROR(IF(P50=0,,$P$8-((P50/(4.2*$I$54/3.6)))),)=0,\"\",IFERROR(IF(P50=0,,$P$8-((P50/(4.2*$I$54/3.6)))),))","v":46.655771509781999},null,{"$f":"IFERROR(J50/($K$6-$K$8),\"\")","v":-59.076415118454314},null,{"$f":"A50","v":"L"},{"$f":"LINEST($AL$84:$AL$86,$F$84:$F$86^{0,1,2},0,0)","v":-7.6665416526102026E-6},3.8714993191789351E-3,1.1648471129906155,{"$f":"IF(OR(F50>300,F50<50),\"\",(Y50*F50^2+Z50*F50+AA50))","v":1.6535932324876179},{"$f":"IFERROR(AB50*$F$44,\"\")","v":210.00634052592747},{"$f":"IFERROR(AC50/$Z$7,\"\")","v":168.82862669731423},{"$f":"IFERROR(Korrektur_BG800_mw120kg_h!Q42,\"\")","v":1.2526490463939708},{"$f":"IFERROR(Korrektur_BG800_mw200kg_h!Q42,\"\")","v":1.4112425387144596},{"$f":"IFERROR(Korrektur_BG800_mw280kg_h!Q42,\"\")","v":1.4739104267727394},{"$f":"IFERROR(Korrektur_BG800_mw120kg_h!S42,\"\")","v":0.89287167760681141},{"$f":"IFERROR(Korrektur_BG800_mw200kg_h!S42,\"\")","v":0.9280381626615376},{"$f":"IFERROR(Korrektur_BG800_mw280kg_h!S42,\"\")","v":0.94494305606572293},{"$f":"LINEST(TRANSPOSE(AE50:AG50),TRANSPOSE(AE47:AG47)^{0,1,2},0,0)","v":-7.4941878329851485E-6},4.380558760561361E-3,0.83489829992159315,{"$f":"AK50*$I$53^2+AL50*$I$53+AM50","v":1.4616512505003616},{"$f":"LINEST(TRANSPOSE(AH50:AJ50),TRANSPOSE(AH47:AJ47)^{0,1,2},0,0)","v":-1.4266868476984944E-6},8.9612085444759528E-4,0.80588146567995833,{"$f":"AO50*$I$53^2+AP50*$I$53+AQ50","v":0.94074375131070131}]
["XL",{"$f":"IF('HFB 1000_neu'!B19=0,\"\",'HFB 1000_neu'!B19)","v":127},{"$f":"IF('HFB 1000_neu'!C19=0,\"\",'HFB 1000_neu'!C19)","v":180.5935944385005},{"$f":"IF('HFB 1000_neu'!D19=0,\"\",'HFB 1000_neu'!D19)","v":179.34821747371581},{"$f":"IF('HFB 1000_neu'!E19=0,\"\",'HFB 1000_neu'!E19)","v":184.56094410441568},{"$f":"IF('HFB 1000_neu'!F19=0,\"\",'HFB 1000_neu'!F19)","v":184.56094410441568},{"$f":"IF('HFB 1000_neu'!G19=0,\"\",'HFB 1000_neu'!G19)","v":39.619623034678391},{"$f":"IF('HFB 1000_neu'!H19=0,\"\",'HFB 1000_neu'!H19)","v":33.119623034678391},{"$f":"IF('HFB 1000_neu'!I19=0,\"\",'HFB 1000_neu'!I19)","v":-340},{"$f":"IF('HFB 1000_neu'!J19=0,\"\",'HFB 1000_neu'!J19)","v":-528.88266954067251},{"$f":"IF('HFB 1000_neu'!K19=0,\"\",'HFB 1000_neu'!K19)","v":-868.88266954067251},{"$f":"IFERROR(V51*($K$6-$K$12)*AN51,\"\")","v":-1572.7704332038904},{"$f":"IFERROR(V51*($K$6-$K$12)*AR51,\"\")","v":-1004.0039254409631},{"$f":"IFERROR(M51+I51,\"\")","v":-1344.003925440963},{"$f":"IF('HFB 1000_neu'!L19=0,\"\",'HFB 1000_neu'!L19)","v":-90},{"$f":"IF('HFB 1000_neu'!M19=0,\"\",'HFB 1000_neu'!M19)","v":1496.1888463910407},{"$f":"IF('HFB 1000_neu'!N19=0,,'HFB 1000_neu'!N19)","v":1406.1888463910407},{"$f":"IF(IFERROR(IF(J51=0,,$K$8-((J51/(4.2*$I$53/3.6)))),)=0,\"\",IFERROR(IF(J51=0,,$K$8-((J51/(4.2*$I$53/3.6)))),))","v":17.813312009853735},{"$f":"IF(IFERROR(IF(M51=0,,$K$12-((M51/(4.2*$I$25/3.6)))),)=0,\"\",IFERROR(IF(M51=0,,$K$12-((M51/(4.2*$I$25/3.6)))),))","v":10.302873966175557},{"$f":"IF(IFERROR(IF(P51=0,,$P$8-((P51/(4.2*$I$54/3.6)))),)=0,\"\",IFERROR(IF(P51=0,,$P$8-((P51/(4.2*$I$54/3.6)))),))","v":47.175524173791075},null,{"$f":"IFERROR(J51/($K$6-$K$8),\"\")","v":-52.888266954067248},null,{"$f":"A51","v":"XL"},{"$f":"LINEST($AL$87:$AL$89,$F$87:$F$89^{0,1,2},0,0)","v":-8.6247076566084954E-6},4.2829402111093035E-3,0.93295863295665371,{"$f":"IF(OR(F51>300,F51<50),\"\",(Y51*F51^2+Z51*F51+AA51))","v":1.4296409293641466},{"$f":"IFERROR(AB51*$F$44,\"\")","v":181.5643980292466},{"$f":"IFERROR(AC51/$Z$7,\"\")","v":145.96353567057079},{"$f":"IFERROR(Korrektur_BG800_mw120kg_h!Q43,\"\")","v":1.2999683131551805},{"$f":"IFERROR(Korrektur_BG800_mw200kg_h!Q43,\"\")","v":1.4421540924852323},{"$f":"IFERROR(Korrektur_BG800_mw280kg_h!Q43,\"\")","v":1.49741819218446},{"$f":"IFERROR(Korrektur_BG800_mw120kg_h!S43,\"\")","v":0.90138858933955723},{"$f":"IFERROR(Korrektur_BG800_mw200kg_h!S43,\"\")","v":0.93725293565807788},{"$f":"IFERROR(Korrektur_BG800_mw280kg_h!S43,\"\")","v":0.95245293122885122},{"$f":"LINEST(TRANSPOSE(AE51:AG51),TRANSPOSE(AE47:AG47)^{0,1,2},0,0)","v":-6.7907562211582179E-6},3.950364232396285E-3,0.92371149485230386,{"$f":"AK51*$I$53^2+AL51*$I$53+AM51","v":1.4868802891289863},{"$f":"LINEST(TRANSPOSE(AH51:AJ51),TRANSPOSE(AH47:AJ47)^{0,1,2},0,0)","v":-1.6144024021678116E-6},9.6491309767521305E-4,0.80884641220974784,{"$f":"AO51*$I$53^2+AP51*$I$53+AQ51","v":0.94917453649306283}]
[]
[null,"wOK=",null,null,null,{"$f":"wok","v":200},"[kg/h]","wK=",{"$f":"HFB_!AH53","v":250},"[kg/h]",null,"DpK =",{"$f":"'HFB 1000_neu'!M21","v":49.198547464075538},"[kPa]"]
[null,"wOH=",null,null,null,{"$f":"woh","v":100},"[kg/h]","wH=",{"$f":"HFB_!AH54","v":100},"[kg/h]",null,"DpH =",{"$f":"'HFB 1000_neu'!M22","v":1.8},"[kPa]",{"$f":"O40","v":"Eigenkonvektion Heizen Q_E:"}]
[null,null,null,null,null,null,null,{"$f":"IF(I53/F53<0.2,\"Kaltwassermenge mind. 20% von Nennwassermenge!\",\"\")","v":""},null,null,null,null,null,null,218,"W"]
[null,null,null,null,null,null,null,{"$f":"IF(I54/F54<0.4,\"Heizwassermenge mind. 40% von Nennwassermenge!\",\"\")","v":""},null,null,null,null,null,null,"tR =",20,"°C","tWWVL =",55,"°C"]
[]
["ã LTG Aktiengesellschaft: 22.08.2018, TT - V2.3"]
["Angaben zu Toleranzen sowie weitere Spezifikationen sind der aktuellen Technischen Dokumentation der LTG Aktiengesellschaft zu entnehmen. "]
["Diese finden Sie auf www.LTG.de. Eine Fehlerfreiheit des Programms kann nicht zugesichert werden.",null,null,null,null,null,null,null,null,null,null,null,null,null,null,null,null,null,null,null,null,null,null,null,null,null,null,null,null,null,null,null,null,null,null,null,null,null,null,null,null,null,null,null,null,null,null,null,null,null,null,null,null,null,null,null,null,null,null,null,null,null,null,null,null,null,null,null,null,null,null,null,null,null,null,null,null,null,null,null,null,null,null,null,null,null,null,null,null,null,null,null,null,null,null,null,null,null,null,null,null,null,null,null,null,null,null,null,null,null,null,null,null,null,null,null,null,null,null,null,null,null,null,null,null,null,null,null,null,null,null,null,null,null,null,null,null,null,null,null,null,null,null,null,null,null,null,null,null,null,null,null,null,null,null,null,null,null,null,null,null,null,null,null,null,null,null,null,null,null,null,null,null,null,null,null,null,null,null,null,null,null,null,null,null,null,null,null,null,null,null,null,null,null,null,null,null,null,null,null,null,null,null,null,null,null,null,null,null,null,null,null,null,null,null,null,null,null,null,null,null,null,null,null,null,null,null,null,null,null,350,10,270,10]
["Aus Programmierfehlern entstandener Schaden geht nicht zu Lasten der LTG Aktiengesellschaft. Technische Änderungen im Rahmen der Weiterentwicklung vorbehalten.",null,null,null,null,null,null,null,null,null,null,null,null,null,null,null,null,null,null,null,null,null,null,null,null,null,null,null,null,null,null,null,null,null,null,null,null,null,null,null,null,null,null,null,null,null,null,null,null,null,null,null,null,null,null,null,null,null,null,null,null,null,null,null,null,null,null,null,null,null,null,null,null,null,null,null,null,null,null,null,null,null,null,null,null,null,null,null,null,null,null,null,null,null,null,null,null,null,null,null,null,null,null,null,null,null,null,null,1072193,2.7000000000000006,50,{"$f":"(1.2*EC61/3600*1004.5*(DX61-EK61)-DO61/3600*4180*DR61)/(1004.5*(DW61-DX61)/3600)/EC61","v":2.3146170791442735},{"$f":"(((4180/1004.5)*(DO61/(1.2*EC61))*(DR61))+(EK61-DX61))/(DX61-DW61)","v":1.9288475659535618},{"$f":"(1.2*EC61/3600*1004.5*(DX61-EK61)-DO61/3600*4180*DR61)/(1.2*1004.5*(DW61-DX61)/3600)/EC61","v":1.9288475659535613},"2016-07-26",null,null,null,99.861389999999986,64.13133333333333,58.304333333333339,5.8269999999999991,675.63775566666664,19.562878000000001,117.636526,2.1264516666666666,29.594555666666668,42.581778,null,null,null,11.9,55.320571999999999,29.356666666666666,29.583333333333332,29.846666666666668,41.550000000000004,43.620000000000005,42.576666666666661,29.12,31.156666666666666,null,null,null,null,null,null,null,null,null,null,null,null,null,null,null,null,null,null,null,null,null,null,null,null,null,null,null,null,null,null,null,null,null,null,null,null,null,null,null,null,null,null,null,null,null,null,null,null,null,null,null,null,null,null,null,null,null,null,null,null,null,null,null,null,null,null,null,null,null,null,null,null,null,null,null,null,null,null,null,null,null,null,null,null,null,null,null,null,null,400,10,280,10]
[null,null,null,null,null,null,null,null,null,null,null,null,null,null,null,null,null,null,null,null,null,null,null,null,null,null,null,null,null,null,null,null,null,null,null,null,null,null,null,null,null,null,null,null,null,null,null,null,null,null,null,null,null,null,null,null,null,null,null,null,null,null,null,null,null,null,null,null,null,null,null,null,null,null,null,null,null,null,null,null,null,null,null,null,null,null,null,null,null,null,null,null,null,null,null,null,null,null,null,null,null,null,null,null,null,null,null,null,1072193,2.7000000000000006,100,{"$f":"(1.2*EC62/3600*1004.5*(DX62-EK62)-DO62/3600*4180*DR62)/(1004.5*(DW62-DX62)/3600)/EC62","v":2.1972386944740276},{"$f":"(((4180/1004.5)*(DO62/(1.2*EC62))*(DR62))+(EK62-DX62))/(DX62-DW62)","v":1.8310322453950232},{"$f":"(1.2*EC62/3600*1004.5*(DX62-EK62)-DO62/3600*4180*DR62)/(1.2*1004.5*(DW62-DX62)/3600)/EC62","v":1.8310322453950234},"2016-07-26",null,null,null,103.399964,64.172666666666672,56.610999999999997,7.5616666666666665,907.8466196666667,26.108248333333332,155.72864866666669,1.9865436666666667,29.400221999999999,42.327221999999999,null,null,null,24.399999999999995,78.391761000000002,29.196666666666669,29.39,29.616666666666671,41.68333333333333,43.036666666666669,42.263333333333328,29.14,31.41,null,null,null,null,null,null,null,null,null,null,null,null,null,null,null,null,null,null,null,null,null,null,null,null,null,null,null,null,null,null,null,null,null,null,null,null,null,null,null,null,null,null,null,null,null,null,null,null,null,null,null,null,null,null,null,null,null,null,null,null,null,null,null,null,null,null,null,null,null,null,null,null,null,null,null,null,null,null,null,null,null,null,null,null,null,null,null,null,null,400,100,280,100]
[null,null,null,null,null,null,null,null,null,null,null,null,null,null,null,null,null,null,null,null,null,null,null,null,null,null,null,null,null,null,null,null,null,null,null,null,null,null,null,null,null,null,null,null,null,null,null,null,null,null,null,null,null,null,null,null,null,null,null,null,null,null,null,null,null,null,null,null,null,null,null,null,null,null,null,null,null,null,null,null,null,null,null,null,null,null,null,null,null,null,null,null,null,null,null,null,null,null,null,null,null,null,null,null,null,null,null,null,1072193,2.9,150,{"$f":"(1.2*EC63/3600*1004.5*(DX63-EK63)-DO63/3600*4180*DR63)/(1004.5*(DW63-DX63)/3600)/EC63","v":2.181401847053162},{"$f":"(((4180/1004.5)*(DO63/(1.2*EC63))*(DR63))+(EK63-DX63))/(DX63-DW63)","v":1.8178348725443014},{"$f":"(1.2*EC63/3600*1004.5*(DX63-EK63)-DO63/3600*4180*DR63)/(1.2*1004.5*(DW63-DX63)/3600)/EC63","v":1.8178348725443019},"2016-07-26",null,null,null,101.52513499999999,64.160666666666671,55.387,8.7736666666666654,1034.229,29.717732333333334,184.92578600000002,1.9463593333333333,29.358889000000001,41.752000000000002,null,null,null,36.200000000000003,95.011116999999999,29.193333333333332,29.343333333333334,29.540000000000003,41.356666666666669,42.276666666666664,41.623333333333335,29.343333333333334,31.77,null,null,null,null,null,null,null,null,null,null,null,null,null,null,null,null,null,null,null,null,null,null,null,null,null,null,null,null,null,null,null,null,null,null,null,null,null,null,null,null,null,null,null,null,null,null,null,null,null,null,null,null,null,null,null,null,null,null,null,null,null,null,null,null,null,null,null,null,null,null,null,null,null,null,null,null,null,null,null,null,null,null,null,null,null,null,null,null,null,400,10,280,10]
[]
[]
[]
[]
[]
[]
[]
[null,null,null,null,null,null,null,null,null,null,null,null,null,null,null,null,null,null,null,null,null,null,null,null,null,null,null,null,null,null,null,null,null,null,null,null,null,null,"y =","axn+bx(n-1)+...+nx+m"]
[]
[]
["BG",800,null,null,null,null,null,null,null,null,null,null,null,null,null,null,null,null,null,null,null,null,null,null,null,null,null,null,null,null,null,null,null,"Kontrolle"]
["Länge WT",820,null,null,null,null,null,null,null,null,null,null,null,null,null,null,null,null,null,null,null,null,null,null,null,null,null,null,null,null,null,"Eurocoil","Sekundärluftmenge","Sekundärluftmenge"]
["Düsen-\nkasten","VP\n[m³/h]","dp - kühlen\n[Pa]","dp - heizen\n[Pa]","dp - Akustik\n[Pa]","dp\n[Pa]","LWA\n[dB(A)]","LA18\n[dB(A)]","QPK\n[W]","qSK1)\n[W/K]","QSK1)\n[W]","QSK2)\n[W]","QKSens2)\n[W]","QPH\n[W]","QSH\n[W]","QHges\n[W]",null,null,null,null,null,null,null,null,null,"gültig für Düsenanzahl","qSK1)\n[W]","QSK-trocken2)\n[W]","qSK-trocken2)\n[W]",null,null,"Q_Trocken","aus Eurocoil rausgeschrieben","berechnet","QTK-(rf50%)2)\n[W]","QSK-(rf50%)2)\n[W]",null,"Induktion"]
[null,null,null,null,null,null,null,null,null,null,null,null,null,null,null,null,null,null,null,null,null,null,null,null,null,null,null,null,null,null,null,null,"Stützpunkte"]
["S",30.45,56.21479076194381,57.413351546364623,50.025128576965876,50.025128576965876,15.370283188456142,8.8702831884561419,-80,{"$f":"K78/10","v":-17.253925565670922},-172.53925565670923,{"$f":"AI78*1000*-1","v":-940},{"$f":"AJ78*1000*-1","v":-600},-20,943.46369907435383,923.46369907435383,null,null,null,null,null,null,null,null,null,33,{"$f":"K78/10","v":-17.253925565670922},{"$f":"AA78*20","v":-345.07851131341846},{"$f":"AB78/20","v":-17.253925565670922},null,null,{"$f":"ABS(AB78/1000)","v":0.34507851131341843},54,{"$f":"(AM78*F78^2+AM79*F78+AM80)*B78","v":53.999999999999986},0.94,0.6,null,{"$f":"AG78/B78","v":1.7733990147783252},{"$f":"TRANSPOSE(LINEST(AL78:AL80,F78:F80^{0,1,2},0,0))","v":-3.1224342756454614E-6},"a ="]
["S",50.755826783802178,156.23156837683538,157.23838512608955,150.0000140871534,150.0000140871534,31.110716894603726,24.610716894603726,-140,{"$f":"K79/10","v":-31.465698458090156},-314.65698458090156,0,0,-30,1427.9292901462582,1397.9292901462582,null,null,null,null,null,null,null,null,null,33,-31.465698458090156,{"$f":"AA79*20","v":-629.31396916180313},{"$f":"AB79/20","v":-31.465698458090156},null,null,0.62931396916180316,101,{"$f":"(AM78*F79^2+AM79*F79+AM80)*B79","v":101},null,null,null,{"$f":"AG79/B79","v":1.9899193137019759},2.7903122669677835E-3,"b ="]
["S",70.073214770018723,297.83616089549054,296.99201042437079,299.99951414054692,299.99951414054692,41.046343468325091,34.546343468325091,-190,-44.961998297517148,-449.61998297517147,0,0,-50,1780.5042911310436,1730.5042911310436,null,null,null,null,null,null,null,null,null,33,-44.961998297517148,-899.23996595034293,-44.961998297517148,null,null,0.89923996595034295,154,{"$f":"(AM78*F80^2+AM79*F80+AM80)*B80","v":154},null,null,null,{"$f":"AG80/B80","v":2.1977013685675786},1.6416272187471381,"c ="]
["M",38.240452516695591,52.16099347538777,52.61750578278663,50.000131973729076,50.000131973729076,17.442869098350812,10.942869098350812,-100,-19.547600509552915,-195.47600509552913,0,0,-30,941.51952970500452,911.51952970500452,null,null,null,null,null,null,null,null,null,42,-19.547600509552915,-390.95201019105832,-19.547600509552915,null,null,0.3909520101910583,60,{"$f":"(AM81*F81^2+AM82*F81+AM83)*B81","v":60.000000000000021},null,null,null,{"$f":"AG81/B81","v":1.5690190897663749},{"$f":"TRANSPOSE(LINEST(AL81:AL83,F81:F83^{0,1,2},0,0))","v":-6.0167888958131141E-6},"a ="]
["M",64.195061916441105,149.31296209799689,149.0650163881518,150.00001210669129,150.00001210669129,33.061950740983377,26.561950740983377,-170,-36.217880405817063,-362.17880405817061,0,0,-40,1460.9495124695889,1420.9495124695889,null,null,null,null,null,null,null,null,null,42,-36.217880405817063,-724.35760811634123,-36.217880405817063,null,null,0.7243576081163412,117,{"$f":"(AM81*F82^2+AM82*F82+AM83)*B82","v":117.00000000000003},null,null,null,1.8225700935111169,3.7388717227559323E-3,"b ="]
["M",89.011729366412155,289.91825912957916,287.54823517165818,299.99942939592222,299.99942939592222,42.916488836199818,36.416488836199818,-240,-50.178621336183895,-501.78621336183897,0,0,-60,1807.8625907218732,1747.8625907218732,null,null,null,null,null,null,null,null,null,42,-50.178621336183895,-1003.5724267236778,-50.178621336183895,null,null,1.0035724267236779,176,{"$f":"(AM81*F83^2+AM82*F83+AM83)*B83","v":176},null,null,null,1.9772675045499357,1.3971170618411795,"c ="]
["L",47.041025663733897,49.918622751942365,49.967887895374623,50.000253866898923,50.000253866898923,19.187847638243213,12.687847638243213,-130,-20.531583183351284,-205.31583183351285,0,0,-30,983.21642413701147,953.21642413701147,null,null,null,null,null,null,null,null,null,52,-20.531583183351284,-410.63166366702569,-20.531583183351284,null,null,0.41063166366702569,63,{"$f":"(AM84*F84^2+AM85*F84+AM86)*B84","v":63.000000000000014},null,null,null,1.3392565130349532,{"$f":"TRANSPOSE(LINEST(AL84:AL86,F84:F86^{0,1,2},0,0))","v":-7.6665416526102026E-6},"a ="]
["L",79.462208473357975,146.71890420256247,145.91706695700165,150.00000333328222,150.00000333328222,34.690165175528861,28.190165175528861,-210,-38.107681676712851,-381.07681676712849,0,0,-50,1518.8447332727353,1468.8447332727353,null,null,null,null,null,null,null,null,null,52,-38.107681676712851,-762.15363353425698,-38.107681676712851,null,null,0.76215363353425702,125,{"$f":"(AM84*F85^2+AM85*F85+AM86)*B85","v":125},null,null,null,1.5730748289221019,3.8714993191789351E-3,"b ="]
["L",110.61482919071743,289.66940411608886,286.91334507916525,299.99934995034346,299.99934995034346,44.471052675057649,37.971052675057649,-300,-50.812590295341707,-508.12590295341704,0,0,-70,1849.5467850167238,1779.5467850167238,null,null,null,null,null,null,null,null,null,52,-50.812590295341707,-1016.2518059068341,-50.812590295341707,null,null,1.0162518059068342,181,{"$f":"(AM84*F86^2+AM85*F86+AM86)*B86","v":181.00000000000003},null,null,null,1.636308633518996,1.1648471129906155,"c ="]
["XL",54.196021379304227,49.051017475726759,48.932068054881064,50.000000654164033,50.000000654164033,20.304291133524785,13.804291133524785,-150,-19.828147085044701,-198.28147085044702,0,0,-40,1050.6117887900459,1010.6117887900459,null,null,null,null,null,null,null,null,null,60,-19.828147085044701,-396.56294170089404,-19.828147085044701,null,null,0.39656294170089407,61,{"$f":"(AM87*F87^2+AM88*F87+AM89)*B87","v":61.000000000000028},null,null,null,1.1255438766081454,{"$f":"TRANSPOSE(LINEST(AL87:AL89,F87:F89^{0,1,2},0,0))","v":-8.6247076566084954E-6},"a ="]
["XL",91.9394615315869,146.79676634525973,145.88621395778105,150.00000088765523,150.00000088765523,35.726884331139885,29.226884331139885,-250,-38.379319356782112,-383.79319356782111,0,0,-60,1593.4312141318474,1533.4312141318474,null,null,null,null,null,null,null,null,null,60,-38.379319356782112,-767.58638713564221,-38.379319356782112,null,null,0.7675863871356422,127,{"$f":"(AM87*F88^2+AM88*F88+AM89)*B88","v":127.00000000000004},null,null,null,1.3813437438544018,4.2829402111093035E-3,"b ="]
["XL",128.32806380524497,293.14414960878065,290.62927743310365,299.99929474995037,299.99929474995037,45.457424235510686,38.957424235510686,-340,-51.785918481468869,-517.85918481468866,0,0,-90,1923.803555563358,1833.803555563358,null,null,null,null,null,null,null,null,null,60,-51.785918481468869,-1035.7183696293773,-51.785918481468869,null,null,1.0357183696293772,185,{"$f":"(AM87*F89^2+AM88*F89+AM89)*B89","v":185.00000000000006},null,null,null,1.4416176361918955,0.93295863295665371,"c ="]
[]
[]
["wOK=",null,null,null,{"$f":"wok","v":200},"[kg/h]","wK=",200,"[kg/h]"]
["wOH=",null,null,null,{"$f":"woh","v":100},"[kg/h]","wH=",100,"[kg/h]"]

{"sheet":"Legende","index":2,"n_rows":107,"n_cols":7,"rows_kept":107,"cut":false,"hidden":true,"merged":[]}
[]
["Zellenname","Deutsch","Englisch","Französisch","Italienisch","Portugues","Turkish"]
[]
[]
["L_Kuehlfall","Kühlfall:","cooling mode:","mode de refroidissement:","in raffescamento:"]
["L_Ansaugtemperatur_K","Ansaugtemperatur:","intake air temperature","température de l'air d'admission","temperatura aria in ingresso "]
["L_Primaerlufttemp_K","Primärlufttemperatur:","primary air temperature:","température de l'air primaire:","temperatura dell'aria primaria:"]
["L_Kuehlwasservorlauf","Kühlwasservorlauf (1):","water supply temperature (1):","température de l'eau (1):","temperatura acqua in ingresso (1):"]
["L_Raumtemperatur_K","Raumtemperatur","room temperature:","température ambiante:","temperatura ambiente:"]
["L_Kuehlwasservorlauf_kon","Kühlwasservorlauf \nkondensierender Betrieb (2):","water supply temperature (condensation mode) (2):","température de l'eau (Mode de condensation) (2):","temperatura acqua in ingresso (2):"]
["L_rF_kon","relative Feuchte (2):","relative humidity (2):","humidité relative (2):"]
["L_projektierte_Leistung_k","projektierte Leistung:","required capacity for design situation:","capacité requise pour la conception:","potenzialità richiesta di progetto:"]
["L_Heizwasservorlauf","Heizwasservorlauf:","water supply temperature:","température de l'eau:","temperatura acqua in ingresso:"]
["L_Primärvolumenstrom","Primärvolumenstrom","primary air flow rate","débit d'air primaire","flusso di aria primaria","Caudal de ar"]
["L_Date","Datum:","Date:","Data:","Data:","Data:","Tarih:"]
["L_Projekt","Projekt:","Project:","Projet:","Progetto:","Projecto:","Proje"]
["L_Bearbeiter","Bearbeiter:","Editor:","Responsable:","Responsabile:","Responsável:","Hazirlayan:"]
["L_Auslegetool","Auslegetool: HFB 4L - Induktionsgerät mit Aluminiumlineargitter","Selection Software: HFB 4 pipe, induction unit with aluminum linear grid","programme de calcul: HFB 4 pipe, appareil à induction avec grille linéaire en aluminium","risultato del dimensionamento: Éjecto-convecteurs de plancher série HFB - 4p, con filtro"]
["L_BG630","Baugröße 630","Size 630","Taille 630","Grandezza 630"]
["L_BG800","Baugröße 800","Size 800","Taille 800","Grandezza 800"]
["L_BG1000","Baugröße 1000","Size 1000","Taille 1000","Grandezza 1000"]
["L_Düsenkasten","Düsen-kasten","type","type d'attribut","Variante"]
["L_Konvektion","Eigenkonvektion Heizen Q_E:","heating capacity by natural convection Q_E:","puissance calorifique de convection propre Q_E:","potenza calorifera a convezione naturale Q_E:"]
["L_Angabe","Angaben zu Toleranzen sowie weitere Spezifikationen sind der aktuellen Technischen Dokumentation der LTG Aktiengesellschaft zu entnehmen. ","Information on tolerances as well as further technical specifications can be found in the current technical documentation of LTG","Informations sur les tolérances et autres spécifications du portefeuille actuel de composants LTG se trouve dans. ","Informazioni sui tolleranze e altre specifiche della corrente portafoglio componente LTG può essere trovato in. "]
["L_Fehlerfreiheit","Diese finden Sie auf www.LTG.de. Eine Fehlerfreiheit des Programms kann nicht zugesichert werden.","These can be found at www.LTG.de. A fault-free program can not be guaranteed.","Ceux-ci peuvent être trouvés à www.LTG.de. Une précision du programme ne peut pas être garantie. ","Questi possono essere trovati su www.LTG.de. Una precisione del programma non può essere garantita."]
["L_Programmierfehler","Aus Programmierfehlern entstandener Schaden geht nicht zu Lasten der LTG Aktiengesellschaft. Technische Änderungen im Rahmen der Weiterentwicklung vorbehalten.","Damage resulting from programming errors shall not be charged to LTG Aktiengesellschaft. We reserve the right to make technical changes within the scope of further development","découlant du mal des erreurs de programmation ne sont pas au détriment de LTG. Sous réserve de modifications techniques dans le cadre du développement.","derivanti da errori di programmazione danno non va a scapito della LTG. Con riserva di modifiche tecniche come parte dello sviluppo."]
["L_Konvektion","Eigenkonvektion Heizen Q_E:","heating capacity by natural convection Q_E(WOH):","\n\n\n\ncapacité de chauffage par convection naturelle (Q_E(WOH):","capacità di riscaldamento per convezione naturale Q_E(WOH):"]
["L_Heizfall","Heizfall","heating mode:","mode de chauffage:","modalità di riscaldamento:"]
["L_LTG","LTG Aktiengesellschaft","LTG Incorporated","LTG Aktiengesellschaft","LTG Aktiengesellschaft"]
[]
[]
[]
[]
[]
[]
[]
[]
[]
[]
[]
[]
[]
[]
[]
[]
[]
[]
[]
[]
[]
[]
[]
[]
[]
[]
[]
[]
[]
[]
[]
[]
[]
[]
[]
[]
[]
[]
[]
[]
[]
[]
[]
[]
[]
[]
[]
[]
[]
[]
[]
[]
[]
[]
["L_Nennkühlwassermenge_K","Nennwassermenge:","Nominal Water Flow Rate:","quantité d'eau nominale","Portata acqua nominale:"]
["L_Istkühlwassermenge_K","Wassermenge Kühlen:","Cold Water Flow Rate:","quantité d'eau:","Portata acqua refrigerata:"]
["L_Heizfall","Heizfall:","Heating Mode:","Mode chauffage","In riscaldamento:"]
[]
["L_Ansaugtemperatur_H","Ansaugtemperatur:","Intake Air Temperature","Température de l'air d'admission","Temperatura aria in ingresso "]
["L_projektierte_Leistung_h","projektierte Leistung:","Required Capacity For Design Situation:","Capacité requise pour la conception:","Potenzialità richiesta di progetto:"]
["L_Nennheizwassermenge_H","Nennwassermenge:","nominal water mass flow (heating):","quantité d'eau nominale","Portata acqua nominale:"]
["L_Istheizwassermenge_H","Wassermenge Heizen:","Hot Water Flow Rate:","quantité d'eau:","Portata acqua calda:"]
["L_Volumenstrom","Volumenstrom","Air flow rate","Debit d`air","Portata aria","Caudal de ar"]
["L_Drehzahl","Drehzahl","Fan Speed","nombre de révolutions","Velocità del ventilatore "]
[]
["L_Auslegung","Auslegung","calculation","calculer","calcole"]
["L_Kondensat","Kondensat²","condensate²","condensé","condensato²"]
["L_mitFilter","mit Filter ","with filter ","avec filtre ","con filtro"]
["L_ohneFilter","ohne Filter","without filter","sans filtre","senza filtro"]
["L_mit3D","mit 3D-Strömung","with 3D-flow-application","avec 3D-courent","con 3D-corrente"]
["L_ohne3D","ohne 3D-Strömung","without 3D-flow-application"]
["L_mitSchalld","mit Schalldämmung","with sound insulation"]
["L_ohneSchalld","ohne Schalldämmung","without Schalldämmung"]
["L_Steuerspannung","Steuerspannung    (mit Filter)","Control voltage     (with filter)","tension de commande (avec filtre)","tensione di controllo (con filtro)"]
[]
[]
[]
["L_BG1250","Baugröße 1250","Size 1250","Taille 1250","Grandezza 1250"]

{"sheet":"HFB_630_neu","index":3,"n_rows":76,"n_cols":172,"rows_kept":76,"cut":false,"hidden":true,"merged":[[27,38,29,38],[0,8,0,9],[0,14,0,16],[4,13,4,16],[5,13,5,16],[6,13,6,14],[7,13,7,14]]}
["Tel.  +49 (0)711 8201-212",null,null,null,null,"Fax: -720",null,"Email:","Raumluft@LTG-AG.de",null,null,null,null,null,null,null,null,null,null,null,null,null,null,null,null,"\\\\file\\Daten\\E\\cer\\Projekte\\Produktpflege Kleinaufträge\\2016\\2016-03-17 HFB - Optimierung\\Messungen\\16-08-25 Kalorik HFB_Nullseriengerät_800_4L_Rohdaten und Auswertung.xlsx",null,null,null,null,null,null,null,null,null,null,null,null,null,"\\\\file\\Daten\\E\\cer\\Projekte\\Produktpflege Kleinaufträge\\2016\\2016-03-17 HFB - Optimierung\\Messungen\\16-08-25 Kalorik HFB_Nullseriengerät_800_4L_Rohdaten und Auswertung.xlsx",null,null,null,null,null,null,null,null,null,null,null,null,null,null,null,null,null,null,null,null,null,null,null,null,null,null,null,null,null,null,null,null,null,null,null,null,"\\\\file\\Daten\\E\\cer\\Projekte\\Produktpflege Kleinaufträge\\2016\\2016-03-17 HFB - Optimierung\\Messungen\\Akustik\\2016-08-26 Akustik_HFB_800_4.xlsm"]
["LTG Auslegungstabelle HFB - Induktionsgerät für den Einbau in Doppelböden",null,null,null,null,null,null,null,null,null,null,null,null,null,null,null,"LTG Aktiengesellschaft",null,null,null,null,null,null,null,null,"Wassermengenvariation",null,null,null,null,null,null,null,null,null,null,null,null,null,"Kalorische Leistung BG800 - ohne Schieber, mit Al-Lineargitter",null,null,null,null,null,null,null,null,null,"y(f=Vpr) = Druck",null,null,null,null,null,null,"y (Vpr)= spez. Leistung\n",null,null,null,null,null,null,"y(f=Vpr) = Druck",null,null,null,null,null,null,"y (Vpr)= spez. Leistung\n",null,null,null,null,null,"Akustik BG800 - ohne Schieber",null,null,null,null,"Abhängig von V_Primär",null,null,null,null,null,null,null,null,null,null,null,null,null,null,null,null,null,null,null,null,"Für Auslegetool nicht verwendet"]
[null,null,null,null,null,null,null,null,null,null,null,null,null,null,null,null,null,null,null,null,null,null,null,null,null,null,null,null,null,null,null,null,null,null,null,null,null,null,null,null,null,null,null,null,null,"Matrix_Leistung_düsenkästen",null,null,null,null,null,null,null,null,null,null,null,null,null,null,null,null,null,null,null,null,null,null,null,null,null,null,null,null,null,null,null,null,null,"Akustik_Matrix",null,null,null,null,null,null,null,null,null,null,null,null,null,null,null,null,null,null,null,null,null,null,null,null,null,null,null,null,null,{"$f":"COLUMN(AU6)","v":47},{"$f":"ROW()","v":3},{"$f":"ADDRESS(DG3,DF3,4)","v":"AU3"}]
["Kühlfall:",null,null,null,null,null,null,null,"Heizfall:",null,null,null,null,null,null,null,null,null,null,null,null,null,null,null,null,null,null,null,null,null,null,null,null,null,null,null,null,null,null,null,null,null,"offene_Düsen_kühlen",null,null,null,"y = Druck \nx = V_Primär ","y =","mxb","Druck_abhängig_von_Vpr_kühlen","y = Druck \nx = Anzahl Düsen","y =","mxb","y = q_k\nx = V_Prim","y =","axn+bx(n-1)+...+nx+m","Leistung_abhängig_von_Vpr_kühlen","y = q_k\nx = Düsenanzahl","y =","axn+bx(n-1)+...+nx+m","y = Druck \nx = V_Primär ","y =","mxb","Druck_abhängig_von_Vpr_heizen","y = Druck \nx = Anzahl Düsen","y =","mxb","y = q_k\nx = V_Prim","y =","axn+bx(n-1)+...+nx+m","Leistung_abhängig_von_Vpr_heizen","y = q_k\nx = Düsenanzahl","y =","axn+bx(n-1)+...+nx+m","Für BG630 Berechnung",null,null,"Akustik_AnzahlDüsen","y = L_wa\nx = V_Pr","y =","mLN(x) + b","LWAabhaengigvonVpr","y = L_wa (ab. Von Vpr)\nx = Anzahl Düse","y = mLN(x) + b","y = Druck \nx = V_Primär ","y =","mxb","Akustik_Druck_P_abhaengigvonVpr","y = Druck\nx = Anzahl Düse","y =","mxb","Für BG630 Berechnung",null,null,null,null,null,null,null,null,null,null,null,null,{"$f":"INDIRECT(DH3)","v":0},{"$f":"LEFT(ADDRESS(DG3,DF3,4), 2)","v":"AU"},{"$f":"INDIRECT(DB4 & DG3)","v":0},null,null,{"$f":"COLUMN(AU7)","v":47},{"$f":"ROW()","v":4},{"$f":"ADDRESS(DG4,DF4,4)","v":"AU4"}]
[null,"Ansaugtemperatur:",null,null,null,{"$f":"HFB!K6","v":26},"°C",null,null,"Ansaugtemperatur:",{"$f":"HFB!P6","v":20},"°C","Projekt:",{"$f":"HFB!B6","v":0},null,null,null,null,null,null,null,null,null,null,null,"Tabellenblatt: 08-08-2016_kühlen Wassermengvar",null,null,null,null,null,"Tabellenblatt: 26-07-2016_Heizen_WasserMengVar",null,null,null,null,null,null,null,"Größe","Zeichnungsnummer","Düsenkasten","offene Düsen","1. Reihe","2. Reihe","Kasten","m","b","R2","Druck [Pa]","m","b","R2","a*x2","b*x","m","spez. Leistung [W/K]","a*x2","b*x","m","m","b","R2","Druck [Pa]","m","b","R2","a*x2","b*x","m","spez. Leistung [W/K]","a*x2","b*x","m","offene Düsen",null,"Größe","offene Düsen","m","b","R2","y(Vpr) =  ?? dB(A)","m","b","m","b","R2","y(Vpr) =  ?? Pa","m","b","R2","offene Düsen",null,null,null,null,null,null,null,null,null,null,null,null,{"$f":"INDIRECT(DH4)","v":"y = Druck \nx = V_Primär "},{"$f":"LEFT(ADDRESS(DG4,DF4,4), 2)","v":"AU"},{"$f":"INDIRECT(DB5 & DG4)","v":"y = Druck \nx = V_Primär "},null,null,{"$f":"COLUMN(AU8)","v":47},{"$f":"ROW()","v":5},{"$f":"ADDRESS(DG5,DF5,4)","v":"AU5"}]
[null,"Primärlufttemperatur:",null,null,null,{"$f":"HFB!K7","v":18},"°C",null,null,"Primärlufttemperatur:",{"$f":"HFB!P7","v":18},"°C",null,{"$f":"HFB!B7","v":0},null,null,null,null,null,null,null,null,null,null,null,"\\\\file\\Daten\\E\\cer\\Projekte\\Produktpflege Kleinaufträge\\2016\\2016-03-17 HFB - Optimierung\\Messungen\\16-08-25 Kalorik HFB_Nullseriengerät_800_4L_Rohdaten und Auswertung.xlsx",null,null,null,null,null,null,null,null,null,null,null,null,null,"S",1072184,1,33,30,3,"K4",{"$f":"INDEX(LOGEST(dP_1_kühlen,LN(V_Prim_1_kühlen),,TRUE),1,2)","v":6.4164497108830987E-2},{"$f":"LN(INDEX(LOGEST(dP_1_kühlen,LN(V_Prim_1_kühlen),,TRUE),1,1))","v":1.9833119051334793},{"$f":"INDEX(LOGEST(dP_1_kühlen,LN(V_Prim_1_kühlen),,TRUE),3,1)","v":0.99963958938392905},{"$f":"AU6*V_pr^AV6","v":414.43961306216414},{"$f":"INDEX(LOGEST(Druck_abhängig_von_Vpr_kühlen,LN(offene_Düsen_kühlen),,TRUE),1,2)","v":661409.75786953315},{"$f":"LN(INDEX(LOGEST(Druck_abhängig_von_Vpr_kühlen,LN(offene_Düsen_kühlen),,TRUE),1,1))","v":-2.1042479732738624},{"$f":"INDEX(LOGEST(Druck_abhängig_von_Vpr_kühlen,LN(offene_Düsen_kühlen),,TRUE),3,1)","v":0.99719724065624571},{"$f":"LINEST(qk_1_kühlen,V_Prim_1_kühlen^{0,1,2},0,0)","v":6.2432104921172676E-5},0.6940246780284457,-3.9213144518019161,{"$f":"BB6*V_pr^2+BC6*V_pr+BD6","v":54.387430174070275},{"$f":"LINEST(Leistung_abhängig_von_Vpr_kühlen,offene_Düsen_kühlen^{0,1,2},0,0)","v":3.1683975639828694E-3},-1.0228402773362113,84.555695053651945,{"$f":"INDEX(LOGEST(dP_1_heizen,LN(V_Prim_1_heizen),,TRUE),1,2)","v":6.5194424688041777E-2},{"$f":"LN(INDEX(LOGEST(dP_1_heizen,LN(V_Prim_1_heizen),,TRUE),1,1))","v":1.9785995589074163},{"$f":"INDEX(LOGEST(dP_1_heizen,LN(V_Prim_1_heizen),,TRUE),3,1)","v":0.99942308891095244},{"$f":"BI6*V_pr^BJ6","v":412.4050473882856},{"$f":"INDEX(LOGEST(Druck_abhängig_von_Vpr_heizen,LN(offene_Düsen_kühlen),,TRUE),1,2)","v":647428.60390530562},{"$f":"LN(INDEX(LOGEST(Druck_abhängig_von_Vpr_heizen,LN(offene_Düsen_kühlen),,TRUE),1,1))","v":-2.1003783467252135},{"$f":"INDEX(LOGEST(Druck_abhängig_von_Vpr_heizen,LN(offene_Düsen_kühlen),,TRUE),3,1)","v":0.99715118939278791},{"$f":"LINEST(qk_1_heizen,V_Prim_1_heizen^{0,1,2},0,0)","v":-2.584231178983115E-3},0.64692538031176028,-0.37948098866617064,{"$f":"BP6*V_pr^2+BQ6*V_pr+BR6","v":35.597125097504723},{"$f":"LINEST(Leistung_abhängig_von_Vpr_heizen,offene_Düsen_kühlen^{0,1,2},0,0)","v":6.9642290813587433E-3},-0.96668734737213424,59.990490249956309,{"$f":"H51","v":33.355932203389834},null,"S",33,{"$f":"LINEST(Akustik_Lwa1,LN(Akustik_Vpr1),TRUE,FALSE)","v":30.948265184506486},-90.448266219356682,null,{"$f":"CA6*LN(V_pr)+CB6","v":46.452200793288952},{"$f":"LINEST(LWAabhaengigvonVpr,LN(Akustik_AnzahlDüsen),TRUE,FALSE)","v":-22.627471624672054},125.52341111807597,{"$f":"INDEX(LOGEST(Akustik_P1,LN(Akustik_Vpr1),,TRUE),1,2)","v":3.0503727380972727E-2},{"$f":"LN(INDEX(LOGEST(Akustik_P1,LN(Akustik_Vpr1),,TRUE),1,1))","v":2.163617799686802},{"$f":"INDEX(LOGEST(Akustik_P1,LN(Akustik_Vpr1),,TRUE),3,1)","v":0.99995887766037961},{"$f":"CG6*V_pr^CH6","v":437.4288168996988},{"$f":"INDEX(LOGEST(Akustik_Druck_P_abhaengigvonVpr,LN(Akustik_AnzahlDüsen),,TRUE),1,2)","v":733209.54020507983},{"$f":"LN(INDEX(LOGEST(Akustik_Druck_P_abhaengigvonVpr,LN(Akustik_AnzahlDüsen),,TRUE),1,1))","v":-2.1242559211156915},{"$f":"INDEX(LOGEST(Akustik_Druck_P_abhaengigvonVpr,LN(Akustik_AnzahlDüsen),,TRUE),3,1)","v":0.99986665918359785},{"$f":"H51","v":33.355932203389834},null,null,null,null,null,null,null,null,null,null,null,null,null,{"$f":"LEFT(ADDRESS(DG5,DF5,4), 2)","v":"AU"},{"$f":"INDIRECT(DB6 & DG5)","v":"m"},null,null,{"$f":"COLUMN(BB9)","v":54},{"$f":"ROW()","v":6},{"$f":"ADDRESS(DG6,DF6,4)","v":"BB6"}]
[null,"Kühlwasservorlauf:",null,null,null,{"$f":"HFB!K8","v":16},"°C",null,null,"Heizwasservorlauf:",{"$f":"HFB!P8","v":60},"°C","Datum:",null,null,null,null,null,null,null,null,null,null,null,null,"kühlen - Wassermengenvariation - Messung vom 08.08.2016, mit Al-Lineargitter",null,null,null,null,null,"Wassermengenvariation - Messung vom 27.07.2016 - Mit Al-Lineargitter",null,null,null,null,null,null,null,"M",1072187,2,42,30,12,"K3",{"$f":"INDEX(LOGEST(dP_2_kühlen,LN(V_Prim_2_kühlen),,TRUE),1,2)","v":2.7959505466494543E-2},{"$f":"LN(INDEX(LOGEST(dP_2_kühlen,LN(V_Prim_2_kühlen),,TRUE),1,1))","v":2.0642289630554385},{"$f":"INDEX(LOGEST(dP_2_kühlen,LN(V_Prim_2_kühlen),,TRUE),3,1)","v":0.99977580976214553},{"$f":"AU7*V_pr^AV7","v":258.31330114395098},{"$f":"INDEX(LOGEST(Druck_abhängig_von_Vpr_kühlen,LN(offene_Düsen_kühlen),,TRUE),1,2)","v":661409.75786953315},{"$f":"LN(INDEX(LOGEST(Druck_abhängig_von_Vpr_kühlen,LN(offene_Düsen_kühlen),,TRUE),1,1))","v":-2.1042479732738624},{"$f":"INDEX(LOGEST(Druck_abhängig_von_Vpr_kühlen,LN(offene_Düsen_kühlen),,TRUE),3,1)","v":0.99719724065624571},{"$f":"LINEST(qk_2_kühlen,V_Prim_2_kühlen^{0,1,2},0,0)","v":-1.8364896692213044E-3},0.82701549333639091,-9.3935020969488097,{"$f":"BB7*V_pr^2+BC7*V_pr+BD7","v":46.800480631189366},{"$f":"LINEST(Leistung_abhängig_von_Vpr_kühlen,offene_Düsen_kühlen^{0,1,2},0,0)","v":3.1683975639828694E-3},-1.0228402773362113,84.555695053651945,{"$f":"INDEX(LOGEST(dP_2_heizen,LN(V_Prim_2_heizen),,TRUE),1,2)","v":3.6267938338931362E-2},{"$f":"LN(INDEX(LOGEST(dP_2_heizen,LN(V_Prim_2_heizen),,TRUE),1,1))","v":2.002374491075392},{"$f":"INDEX(LOGEST(dP_2_heizen,LN(V_Prim_2_heizen),,TRUE),3,1)","v":0.99946779871716307},{"$f":"BI7*V_pr^BJ7","v":254.86530392203287},{"$f":"INDEX(LOGEST(Druck_abhängig_von_Vpr_heizen,LN(offene_Düsen_kühlen),,TRUE),1,2)","v":647428.60390530562},{"$f":"LN(INDEX(LOGEST(Druck_abhängig_von_Vpr_heizen,LN(offene_Düsen_kühlen),,TRUE),1,1))","v":-2.1003783467252135},{"$f":"INDEX(LOGEST(Druck_abhängig_von_Vpr_heizen,LN(offene_Düsen_kühlen),,TRUE),3,1)","v":0.99715118939278791},{"$f":"LINEST(qk_2_heizen,V_Prim_2_heizen^{0,1,2},0,0)","v":-2.1281550369413155E-3},0.57321554640403194,-1.1082499063456628,{"$f":"BP7*V_pr^2+BQ7*V_pr+BR7","v":31.893197012340387},{"$f":"LINEST(Leistung_abhängig_von_Vpr_heizen,offene_Düsen_kühlen^{0,1,2},0,0)","v":6.9642290813587433E-3},-0.96668734737213424,59.990490249956309,{"$f":"H52","v":41.694915254237287},null,"M",42,{"$f":"LINEST(Akustik_Lwa2,LN(Akustik_Vpr2),TRUE,FALSE)","v":29.793137008482152},-90.867975046940956,null,{"$f":"CA7*LN(V_pr)+CB7","v":40.922752023435976},{"$f":"LINEST(LWAabhaengigvonVpr,LN(Akustik_AnzahlDüsen),TRUE,FALSE)","v":-22.627471624672054},125.52341111807597,{"$f":"INDEX(LOGEST(Akustik_P2,LN(Akustik_Vpr2),,TRUE),1,2)","v":2.5025358200351087E-2},{"$f":"LN(INDEX(LOGEST(Akustik_P2,LN(Akustik_Vpr2),,TRUE),1,1))","v":2.0913273417273692},{"$f":"INDEX(LOGEST(Akustik_P2,LN(Akustik_Vpr2),,TRUE),3,1)","v":0.99994156906321174},{"$f":"CG7*V_pr^CH7","v":260.64934415163037},{"$f":"INDEX(LOGEST(Akustik_Druck_P_abhaengigvonVpr,LN(Akustik_AnzahlDüsen),,TRUE),1,2)","v":733209.54020507983},{"$f":"LN(INDEX(LOGEST(Akustik_Druck_P_abhaengigvonVpr,LN(Akustik_AnzahlDüsen),,TRUE),1,1))","v":-2.1242559211156915},{"$f":"INDEX(LOGEST(Akustik_Druck_P_abhaengigvonVpr,LN(Akustik_AnzahlDüsen),,TRUE),3,1)","v":0.99986665918359785},{"$f":"H52","v":41.694915254237287}]
[null,"projektierte Leistung:",null,null,null,{"$f":"HFB!K9","v":0},"W",null,null,"projektierte Leistung:",{"$f":"HFB!P9","v":0},"W","Bearbeiter:",null,null,null,null,null,null,null,null,null,"Kühlen","Heizen",null,"Düsenkasten Stellung 3 (27 oben offen, unten 0 offen)",null,null,null,null,null,"Düsenkasten K1 - 1072193",null,null,null,null,null,null,null,"L",1072190,3,52,30,22,"K2",{"$f":"INDEX(LOGEST(dP_3_kühlen,LN(V_Prim_3_kühlen),,TRUE),1,2)","v":1.9822241982065624E-2},{"$f":"LN(INDEX(LOGEST(dP_3_kühlen,LN(V_Prim_3_kühlen),,TRUE),1,1))","v":2.0436442112655047},{"$f":"INDEX(LOGEST(dP_3_kühlen,LN(V_Prim_3_kühlen),,TRUE),3,1)","v":0.99967670471274561},{"$f":"AU8*V_pr^AV8","v":167.19543724594331},{"$f":"INDEX(LOGEST(Druck_abhängig_von_Vpr_kühlen,LN(offene_Düsen_kühlen),,TRUE),1,2)","v":661409.75786953315},{"$f":"LN(INDEX(LOGEST(Druck_abhängig_von_Vpr_kühlen,LN(offene_Düsen_kühlen),,TRUE),1,1))","v":-2.1042479732738624},{"$f":"INDEX(LOGEST(Druck_abhängig_von_Vpr_kühlen,LN(offene_Düsen_kühlen),,TRUE),3,1)","v":0.99719724065624571},{"$f":"LINEST(qk_3_kühlen,V_Prim_3_kühlen^{0,1,2},0,0)","v":-1.8287427991500653E-3},0.78390063633172025,-12.306861693836341,{"$f":"BB8*V_pr^2+BC8*V_pr+BD8","v":40.345651095886616},{"$f":"LINEST(Leistung_abhängig_von_Vpr_kühlen,offene_Düsen_kühlen^{0,1,2},0,0)","v":3.1683975639828694E-3},-1.0228402773362113,84.555695053651945,{"$f":"INDEX(LOGEST(dP_3_heizen,LN(V_Prim_3_heizen),,TRUE),1,2)","v":2.0530319357473265E-2},{"$f":"LN(INDEX(LOGEST(dP_3_heizen,LN(V_Prim_3_heizen),,TRUE),1,1))","v":2.0352676974930297},{"$f":"INDEX(LOGEST(dP_3_heizen,LN(V_Prim_3_heizen),,TRUE),3,1)","v":0.99969318219635583},{"$f":"BI8*V_pr^BJ8","v":166.8687922481835},{"$f":"INDEX(LOGEST(Druck_abhängig_von_Vpr_heizen,LN(offene_Düsen_kühlen),,TRUE),1,2)","v":647428.60390530562},{"$f":"LN(INDEX(LOGEST(Druck_abhängig_von_Vpr_heizen,LN(offene_Düsen_kühlen),,TRUE),1,1))","v":-2.1003783467252135},{"$f":"INDEX(LOGEST(Druck_abhängig_von_Vpr_heizen,LN(offene_Düsen_kühlen),,TRUE),3,1)","v":0.99715118939278791},{"$f":"LINEST(qk_3_heizen,V_Prim_3_heizen^{0,1,2},0,0)","v":-1.7237526174336065E-3},0.52682807545161292,-3.6244010965959021,{"$f":"BP8*V_pr^2+BQ8*V_pr+BR8","v":28.320961840332956},{"$f":"LINEST(Leistung_abhängig_von_Vpr_heizen,offene_Düsen_kühlen^{0,1,2},0,0)","v":6.9642290813587433E-3},-0.96668734737213424,59.990490249956309,{"$f":"H53","v":51.423728813559322},null,"L",52,{"$f":"LINEST(Akustik_Lwa3,LN(Akustik_Vpr3),TRUE,FALSE)","v":29.870193394358694},-96.140239800858353,null,{"$f":"CA8*LN(V_pr)+CB8","v":35.991348224079815},{"$f":"LINEST(LWAabhaengigvonVpr,LN(Akustik_AnzahlDüsen),TRUE,FALSE)","v":-22.627471624672054},125.52341111807597,{"$f":"INDEX(LOGEST(Akustik_P3,LN(Akustik_Vpr3),,TRUE),1,2)","v":1.464897707281794E-2},{"$f":"LN(INDEX(LOGEST(Akustik_P3,LN(Akustik_Vpr3),,TRUE),1,1))","v":2.1085725002869347},{"$f":"INDEX(LOGEST(Akustik_P3,LN(Akustik_Vpr3),,TRUE),3,1)","v":0.99996599143625708},{"$f":"CG8*V_pr^CH8","v":164.66963891032418},{"$f":"INDEX(LOGEST(Akustik_Druck_P_abhaengigvonVpr,LN(Akustik_AnzahlDüsen),,TRUE),1,2)","v":733209.54020507983},{"$f":"LN(INDEX(LOGEST(Akustik_Druck_P_abhaengigvonVpr,LN(Akustik_AnzahlDüsen),,TRUE),1,1))","v":-2.1242559211156915},{"$f":"INDEX(LOGEST(Akustik_Druck_P_abhaengigvonVpr,LN(Akustik_AnzahlDüsen),,TRUE),3,1)","v":0.99986665918359785},{"$f":"H53","v":51.423728813559322},null,null,null,null,null,null,null,null,null,null,null,null,null,null,null,null,null,null,null,null,null,null,null,null,null,null,null,null,null,null,null,null,null,null,null,null,null,null,null,null,null,null,null,null,null,null,null,null,null,null,null,null,"TWI","TWO","QA","VA","TAI","UR","PT","PS","TAO","UR","QW","VW","DPW","DPA","T_Misch","Q_Eurocoil","Q_KSP","Korrekturwert","q_Eurocoil","q / Düse","q_KSP","q_KSP/Düse","Korrekturwert","V_Prim_KSP","Düsenanzahl","V_Prim/Düsenanzahl",null,"Druck"]
[null,"Raumtemperatur:",null,null,null,{"$f":"HFB!K10","v":26},"°C",null,null,"Raumtemperatur:",{"$f":"HFB!P10","v":20},"°C",null,null,null,null,null,null,null,null,null,null,"Wassermenge\nKorrekturfaktor","Wasser-menge\nin %",null,null,null,null,null,null,null,null,null,null,null,null,null,null,null,"XL",1072193,4,60,30,30,"K1",{"$f":"INDEX(LOGEST(dP_4_kühlen,LN(V_Prim_4_kühlen),,TRUE),1,2)","v":1.2262182072896531E-2},{"$f":"LN(INDEX(LOGEST(dP_4_kühlen,LN(V_Prim_4_kühlen),,TRUE),1,1))","v":2.0700840394104336},{"$f":"INDEX(LOGEST(dP_4_kühlen,LN(V_Prim_4_kühlen),,TRUE),3,1)","v":0.99978094539444018},{"$f":"AU9*V_pr^AV9","v":116.26080031598249},{"$f":"INDEX(LOGEST(Druck_abhängig_von_Vpr_kühlen,LN(offene_Düsen_kühlen),,TRUE),1,2)","v":661409.75786953315},{"$f":"LN(INDEX(LOGEST(Druck_abhängig_von_Vpr_kühlen,LN(offene_Düsen_kühlen),,TRUE),1,1))","v":-2.1042479732738624},{"$f":"INDEX(LOGEST(Druck_abhängig_von_Vpr_kühlen,LN(offene_Düsen_kühlen),,TRUE),3,1)","v":0.99719724065624571},{"$f":"LINEST(qk_4_kühlen,V_Prim_4_kühlen^{0,1,2},0,0)","v":-1.7711360796645649E-3},0.74407444645725318,-15.300899904435456,{"$f":"BB9*V_pr^2+BC9*V_pr+BD9","v":34.431102944981134},{"$f":"LINEST(Leistung_abhängig_von_Vpr_kühlen,offene_Düsen_kühlen^{0,1,2},0,0)","v":3.1683975639828694E-3},-1.0228402773362113,84.555695053651945,{"$f":"INDEX(LOGEST(dP_4_heizen,LN(V_Prim_4_heizen),,TRUE),1,2)","v":1.1833586444865096E-2},{"$f":"LN(INDEX(LOGEST(dP_4_heizen,LN(V_Prim_4_heizen),,TRUE),1,1))","v":2.0767664550319114},{"$f":"INDEX(LOGEST(dP_4_heizen,LN(V_Prim_4_heizen),,TRUE),3,1)","v":0.99961328786907044},{"$f":"BI9*V_pr^BJ9","v":115.56321396455165},{"$f":"INDEX(LOGEST(Druck_abhängig_von_Vpr_heizen,LN(offene_Düsen_kühlen),,TRUE),1,2)","v":647428.60390530562},{"$f":"LN(INDEX(LOGEST(Druck_abhängig_von_Vpr_heizen,LN(offene_Düsen_kühlen),,TRUE),1,1))","v":-2.1003783467252135},{"$f":"INDEX(LOGEST(Druck_abhängig_von_Vpr_heizen,LN(offene_Düsen_kühlen),,TRUE),3,1)","v":0.99715118939278791},{"$f":"LINEST(qk_4_heizen,V_Prim_4_heizen^{0,1,2},0,0)","v":-1.2869627753065729E-3},0.44654705893670099,-1.1365308730957464,{"$f":"BP9*V_pr^2+BQ9*V_pr+BR9","v":27.15158878906011},{"$f":"LINEST(Leistung_abhängig_von_Vpr_heizen,offene_Düsen_kühlen^{0,1,2},0,0)","v":6.9642290813587433E-3},-0.96668734737213424,59.990490249956309,{"$f":"H54","v":59.762711864406782},null,"XL",60,{"$f":"LINEST(Akustik_Lwa4,LN(Akustik_Vpr4),TRUE,FALSE)","v":29.096360072207251},-95.72363188065296,null,{"$f":"CA9*LN(V_pr)+CB9","v":32.984884041183449},{"$f":"LINEST(LWAabhaengigvonVpr,LN(Akustik_AnzahlDüsen),TRUE,FALSE)","v":-22.627471624672054},125.52341111807597,{"$f":"INDEX(LOGEST(Akustik_P4,LN(Akustik_Vpr4),,TRUE),1,2)","v":1.2413529254586983E-2},{"$f":"LN(INDEX(LOGEST(Akustik_P4,LN(Akustik_Vpr4),,TRUE),1,1))","v":2.0805916554829502},{"$f":"INDEX(LOGEST(Akustik_P4,LN(Akustik_Vpr4),,TRUE),3,1)","v":0.99908493729838777},{"$f":"CG9*V_pr^CH9","v":123.29547517396344},{"$f":"INDEX(LOGEST(Akustik_Druck_P_abhaengigvonVpr,LN(Akustik_AnzahlDüsen),,TRUE),1,2)","v":733209.54020507983},{"$f":"LN(INDEX(LOGEST(Akustik_Druck_P_abhaengigvonVpr,LN(Akustik_AnzahlDüsen),,TRUE),1,1))","v":-2.1242559211156915},{"$f":"INDEX(LOGEST(Akustik_Druck_P_abhaengigvonVpr,LN(Akustik_AnzahlDüsen),,TRUE),3,1)","v":0.99986665918359785},{"$f":"H54","v":59.762711864406782},null,null,null,null,null,null,null,null,null,null,"Düsenstellung","Dp - Wasserseitig\n[kPa]","Dp - Düsenkasten\n[Pa]","i (-) kontroller - Stand Labview","i (-) korrigiert ","i (-) - Thomas","Date","Time","Name","Projekt","Wassermenge [kg/h]","T Wasser Vorlauf [°C]","T Wasser Rücklauf [°C]","T Wasser Spreizung [°C]","Q Sek [W]","q Sek [W/K]","V Sek [m³/h]","i [-]","T Ansaug mean [°C]","T Ausblas mean [°C]","T WT in [°C]","T WT out [°C]","Mess-strecke","Wirkdruck","V Prim [m³/h]","T Ansaug 1","T Ansaug 2","T Ansaug 3","T Ausblas 1","T Ausblas 2","T Ausblas 3","T Primärluft","T Halle",null,"Q wasser","qwasser","Vsek","Vsek_Hallraum / Vsek_Berechnet",null,null,null,null,"°C","°C","m3/h","m/s","°C"," % ","kW","kW","°C"," % ","l/h","m/s","kPa","Pa"]
[null,null,null,null,null,null,null,null,null,null,null,null,null,null,null,null,null,null,null,null,null,null,"kühlen_Korrekturfaktor_Wasser","heizen_Korrekturfaktor_Wasser",null,"Dp - Düsenkasten = 150 Pa",null,null,null,null,null,"Dp - Düsenkasten = 150 Pa",null,null,null,null,null,null,null,1,2,3,4,5,6,7,8,9,10,11,12,13,14,15,16,17,18,19,20,21,22,23,24,25,26,27,28,29,30,31,32,33,34,35,36,null,1,2,3,4,5,6,7,8,9,10,11,12,13,14,15,16]
[null,"Primärvolumenstrom",null,null,null,{"$f":"HFB!F16","v":60},"m³/h",null,null,null,null,null,null,null,null,null,null,null,null,null,null,null,{"$f":"$I$21/$F$21","v":1},{"$f":"$I$22/$F$22","v":1},null,"Wassermenge","spez. Leistung","Kühlleistung in % der Nennleistung","Wassermenge w in % der Nennwassermenge (200 kg/h)","wasserseit. Druckverlust - kühlen",null,"Wassermenge","spez. Leistung","Kühlleistung in % der Nennleistung","Wassermenge w in % der Nennwassermenge (200 kg/h)","wasserseit. Druckverlust - kühlen",null,null,null,"Zeichnungs-\nnummer","Düsenanzahl","Düsenanzahl","V Prim [m³/h]","q Sek [W/K]","Dp - Düsenkasten\n[Pa]","Dp - Düsenkasten\n[Pa]","i (-) korrigiert ",null,null,null,null,null,null,null,null,null,null,null,null,null,null,null,null,null,null,null,null,null,null,null,null,null,null,null,null,null,"Düsen [-]","Volumenstrom [m³/h]","Druck im Düsenkasten\n[Pa]","Lwa\n(Hallraum)","Lwlin\n(Hallraum)","Diagramm bezeichnung"]
[null,null,null,null,null,null,null,null,null,null,null,null,null,null,null,null,null,null,null,null,null,null,null,null,null,"[kg/h]","[W/K]","[-]","[-]","[kPa]",null,"[kg/h]","[W/K]","[-]","[-]","[kPa]",null,null,null,null,null,null,null,null,null,null,null,null,null,null,null,null,null,null,null,null,null,null,null,null,null,null,null,null,null,null,null,null,null,null,null,null,null,null,null,null,null,"Akustik_Vpr1","Akustik_P1","Akustik_Lwa1",null,null,null,null,null,null,null,null,null,null,null,null,null,null,null,null,null,null,null,null,null,null,"kühlen ohne Schieber"]
["Baugröße 630",null,null,null,null,null,null,null,null,null,null,null,null,null,null,null,null,null,null,null,null,null,null,null,"Name des Bereichs","WM_Roh_wk","WM_Roh_qk","WM_Roh_qk_Proz","WM_Roh_wk_Proz","WM_kPa_kühlen",null,"WM_Roh_wh","WM_Roh_qh","WM_Roh_qh_Proz","WM_Roh_wh_Proz","WM_kPa_heizen",null,null,null,"Messwerte",null,null,null,null,null,null,null,null,null,null,null,null,null,null,null,null,null,null,null,null,null,null,null,null,null,null,null,null,null,null,null,null,null,null,null,null,33,59.433582170251533,210,36,41,"M7;2554; Düsen 33 (30 / 3); mit Edelstahlgitter"]
["Düsen-\nkasten","VP\n[m³/h]","dp - kühlen\n[Pa]","dp - heizen\n[Pa]","dp - Akustik\n[Pa]","dp\n[Pa]","LWA\n[dB(A)]","LA18\n[dB(A)]","QPK\n[W]","QSK1)\n[W]","QKges\n[W]","QPH\n[W]","QSH\n[W]","QHges\n[W]","tKWRL\n[°C]","tWWRL\n[°C]",null,null,"qSK BG800\n[W/K]","qSK\n[W/K]","qSH BG800\n[W/K]","qSH\n[W/K]","Leist. in % bei \nversch. Wasserm.","Leist. in % bei \nversch. Wasserm.",null,75.524435999999994,25.621320999999998,{"$f":"AA14/AA$21","v":0.84665348576812871},{"$f":"Z14/Z$21","v":0.37762217999999997},4.5999999999999996,null,23.179323333333333,16.405839333333333,{"$f":"AG14/AG$21","v":0.55169342485132244},{"$f":"AF14/AF$21","v":0.23179323333333332},0.10000000000000002,null,null,null,"Kühlen - ohne Schieber, mit Al-Lineargitter (Tabellenblatt: 03-08-2016_kühlen ohne Schieber)",null,null,null,null,null,null,null,null,null,null,null,null,null,null,null,null,null,null,null,null,null,null,null,null,null,null,null,null,null,null,null,null,null,null,null,null,33,70.295491286162715,303,41.1,43.6,"M7;2555; Düsen 33 (30 / 3); mit Edelstahlgitter",null,null,null,null,null,null,null,null,null,null,null,null,null,null,null,null,null,null,null,null,"Mittelwerte Ergebnis - Sortiert"]
[null,null,null,null,null,null,null,null,null,null,null,null,null,null,null,null,null,null,null,null,null,null,null,null,null,112.464769666667,28.179683333333333,{"$f":"AA15/AA$21","v":0.93119426285665396},{"$f":"Z15/Z$21","v":0.56232384833333493},9.9,null,69.751286666666672,26.848827333333332,0.90286886295861968,0.69751286666666668,1.3999999999999997,null,null,null,null,null,null,"V_Prim_1_kühlen","qk_1_kühlen","dP_1_kühlen",null,null,null,null,null,null,null,null,null,null,null,null,null,null,null,null,null,null,null,null,null,null,null,null,null,null,null,null,null,null,null,33,80.247087220134915,402,45.3,46.7,"M7;2556; Düsen 33 (30 / 3); mit Edelstahlgitter",null,null,null,null,null,null,null,null,null,null,null,null,null,null,null,null,null,null,null,null,"2016-08-08"]
[{"$f":"HFB!A20","v":"S"},{"$f":"IF(OR(F16>300,F16<50),,$F$11)","v":0},{"$f":"VLOOKUP(A16,Matrix_Leistung_Düsenkästen,12,0)*VLOOKUP(A16,Matrix_Leistung_Düsenkästen,36,0)^VLOOKUP(A16,Matrix_Leistung_Düsenkästen,13,0)","v":412.41715892427482},{"$f":"VLOOKUP(A16,Matrix_Leistung_Düsenkästen,26,0)*VLOOKUP(A16,Matrix_Leistung_Düsenkästen,36,0)^VLOOKUP(A16,Matrix_Leistung_Düsenkästen,27,0)","v":409.21554427271326},{"$f":"VLOOKUP(A16,Akustik_Matrix,13,0)*(VLOOKUP(A16,Akustik_Matrix,16,0))^VLOOKUP(A16,Akustik_Matrix,14,0)","v":426.2051252076746},{"$f":"E16","v":426.2051252076746},{"$f":"10*LOG($H$29/$H$27)+(VLOOKUP(A16,Akustik_Matrix,7,0)*LN(VLOOKUP(A16,Akustik_Matrix,16,0))+VLOOKUP(A16,Akustik_Matrix,8,0))","v":44.733917927928168},{"$f":"G16-6.5","v":38.233917927928168},{"$f":"IF(OR(F16>300,F16<50),\"\",IFERROR(ROUND(B16*1.2*1004.5*($F$6-$F$9)/3600,-1),0))","v":""},{"$f":"IF(OR(F16>300,F16<50),\"\",IF(A16=0,,IFERROR((T16*($F$7-$F$5))*W16,T16)))","v":""},{"$f":"IFERROR((I16+J16),)","v":0},{"$f":"IF(OR(F16>300,F16<50),\"\",IFERROR(ROUND(B16*1.2*1004.5*($K$6-$K$9)/3600,-1),))","v":""},{"$f":"IF(OR(F16>300,F16<50),\"\",IF(A16=0,,IFERROR((V16*($K$7-$K$5))*X16,V16)))","v":""},{"$f":"IFERROR((L16+M16),)","v":0},{"$f":"IFERROR(IF(J16=0,,$F$7-((J16/(4.2*$I$21/3.6)))),)","v":0},{"$f":"IFERROR(IF(M16=0,,($K$7-((M16/(4.2*$I$22/3.6))))),)","v":0},null,null,{"$f":"VLOOKUP(A16,Matrix_Leistung_Düsenkästen,19,0)*VLOOKUP(A16,Matrix_Leistung_Düsenkästen,36,0)^2+VLOOKUP(A16,Matrix_Leistung_Düsenkästen,20,0)*VLOOKUP(A16,Matrix_Leistung_Düsenkästen,36,0)+VLOOKUP(A16,Matrix_Leistung_Düsenkästen,21,0)","v":53.963120944138879},{"$f":"($G$35*S16^$G$34+$H$35*S16^$H$34+$I$35*S16^$I$34+$J$35*S16^$J$34+$K$35*S16^$K$34+$L$35*S16^$L$34+$M$35)*S16","v":38.997844376353903},{"$f":"VLOOKUP(A16,Matrix_Leistung_Düsenkästen,33,0)*VLOOKUP(A16,Matrix_Leistung_Düsenkästen,36,0)^2+VLOOKUP(A16,Matrix_Leistung_Düsenkästen,34,0)*VLOOKUP(A16,Matrix_Leistung_Düsenkästen,36,0)+VLOOKUP(A16,Matrix_Leistung_Düsenkästen,35,0)","v":35.494260745654991},{"$f":"($G$40*U16^$G$39+$H$40*U16^$H$39+$I$40*U16^$I$39+$J$40*U16^$J$39+$K$40*U16^$K$39+$L$40*U16^$L$39+$M$40)*U16","v":26.615364301438468},{"$f":"IF($W$11=100,100,$AB$23)","v":1.0000000000000002},{"$f":"IF($X$11=100,100,$AH$23)","v":1.0000000000000004},null,158.72402333333332,29.487200666666666,{"$f":"AA16/AA$21","v":0.97440101663679335},{"$f":"Z16/Z$21","v":0.79362011666666665},18.399999999999999,null,101.52513499999999,29.717732333333334,0.99934402603102923,1.01525135,2.9,null,null,null,1072184,{"$f":"VLOOKUP(AN16,Duesenkaesten_Groeßen_Matrix,3)","v":33},{"$f":"CONCATENATE(\"\"&AO16&\" Düsen \")","v":"33 Düsen "},28.603288000000003,15.981152,50,{"$f":"CONCATENATE(\"\"&AS16&\" Pa \")","v":"50 Pa "},1.9430061353138612,null,null,null,null,null,null,null,null,null,null,null,null,null,null,null,null,null,null,null,null,null,null,null,null,null,null,null,null,null,null,"Akustik_Vpr2","Akustik_P2","Akustik_Lwa2",null,null,null,null,null,null,null,null,null,null,null,null,null,null,null,null,null,null,null,null,null,null,null,null,null,null,null,null,null,null,null,null,5,3,null,4,null,null,1,null,2]
[{"$f":"HFB!A21","v":"M"},{"$f":"IF(OR(F17>300,F17<50),,$F$11)","v":60},{"$f":"VLOOKUP(A17,Matrix_Leistung_Düsenkästen,12,0)*VLOOKUP(A17,Matrix_Leistung_Düsenkästen,36,0)^VLOOKUP(A17,Matrix_Leistung_Düsenkästen,13,0)","v":257.87784225269559},{"$f":"VLOOKUP(A17,Matrix_Leistung_Düsenkästen,26,0)*VLOOKUP(A17,Matrix_Leistung_Düsenkästen,36,0)^VLOOKUP(A17,Matrix_Leistung_Düsenkästen,27,0)","v":256.09696362981077},{"$f":"VLOOKUP(A17,Akustik_Matrix,13,0)*(VLOOKUP(A17,Akustik_Matrix,16,0))^VLOOKUP(A17,Akustik_Matrix,14,0)","v":265.31206443862408},{"$f":"E17","v":265.31206443862408},{"$f":"10*LOG($H$29/$H$27)+(VLOOKUP(A17,Akustik_Matrix,7,0)*LN(VLOOKUP(A17,Akustik_Matrix,16,0))+VLOOKUP(A17,Akustik_Matrix,8,0))","v":39.684743552337345},{"$f":"G17-6.5","v":33.184743552337345},{"$f":"IF(OR(F17>300,F17<50),\"\",IFERROR(ROUND(B17*1.2*1004.5*($F$6-$F$9)/3600,-1),0))","v":-160},{"$f":"IF(OR(F17>300,F17<50),\"\",IF(A17=0,,IFERROR((T17*($F$7-$F$5))*W17,T17)))","v":-340.6980653196469},{"$f":"IFERROR((I17+J17),)","v":-500.6980653196469},{"$f":"IF(OR(F17>300,F17<50),\"\",IFERROR(ROUND(B17*1.2*1004.5*($K$6-$K$9)/3600,-1),))","v":-40},{"$f":"IF(OR(F17>300,F17<50),\"\",IF(A17=0,,IFERROR((V17*($K$7-$K$5))*X17,V17)))","v":957.8331414062385},{"$f":"IFERROR((L17+M17),)","v":917.8331414062385},{"$f":"IFERROR(IF(J17=0,,$F$7-((J17/(4.2*$I$21/3.6)))),)","v":17.460134565655629},{"$f":"IFERROR(IF(M17=0,,($K$7-((M17/(4.2*$I$22/3.6))))),)","v":51.790001645089383},null,null,{"$f":"VLOOKUP(A17,Matrix_Leistung_Düsenkästen,19,0)*VLOOKUP(A17,Matrix_Leistung_Düsenkästen,36,0)^2+VLOOKUP(A17,Matrix_Leistung_Düsenkästen,20,0)*VLOOKUP(A17,Matrix_Leistung_Düsenkästen,36,0)+VLOOKUP(A17,Matrix_Leistung_Düsenkästen,21,0)","v":47.416607678076261},{"$f":"($G$35*S17^$G$34+$H$35*S17^$H$34+$I$35*S17^$I$34+$J$35*S17^$J$34+$K$35*S17^$K$34+$L$35*S17^$L$34+$M$35)*S17","v":34.069806531964687},{"$f":"VLOOKUP(A17,Matrix_Leistung_Düsenkästen,33,0)*VLOOKUP(A17,Matrix_Leistung_Düsenkästen,36,0)^2+VLOOKUP(A17,Matrix_Leistung_Düsenkästen,34,0)*VLOOKUP(A17,Matrix_Leistung_Düsenkästen,36,0)+VLOOKUP(A17,Matrix_Leistung_Düsenkästen,35,0)","v":31.791618405991649},{"$f":"($G$40*U17^$G$39+$H$40*U17^$H$39+$I$40*U17^$I$39+$J$40*U17^$J$39+$K$40*U17^$K$39+$L$40*U17^$L$39+$M$40)*U17","v":23.94582853515595},{"$f":"IF($W$11=100,100,$AB$23)","v":1.0000000000000002},{"$f":"IF($X$11=100,100,$AH$23)","v":1.0000000000000004},null,198.96853533333331,30.336126333333329,{"$f":"AA17/AA$21","v":1.0024536636818604},{"$f":"Z17/Z$21","v":0.99484267666666648},27.7,null,151.77418866666665,31.959669000000002,1.0747355797822622,1.5177418866666665,6.2,null,null,null,1072184,{"$f":"VLOOKUP(AN17,Duesenkaesten_Groeßen_Matrix,3)","v":33},{"$f":"CONCATENATE(\"\"&AO17&\" Düsen \")","v":"33 Düsen "},50.449883999999997,31.251051666666665,150,{"$f":"CONCATENATE(\"\"&AS17&\" Pa \")","v":"150 Pa "},2.0151545040955705,null,null,null,null,null,null,null,null,null,null,null,null,null,null,null,null,null,null,null,null,null,null,null,null,null,null,null,null,null,42,104.54208221870478,419,47.7,49,"M6;2552; Düsen 42 (30 / 12); mit Al-Lineargitter"]
[{"$f":"HFB!A22","v":"L"},{"$f":"IF(OR(F18>300,F18<50),,$F$11)","v":60},{"$f":"VLOOKUP(A18,Matrix_Leistung_Düsenkästen,12,0)*VLOOKUP(A18,Matrix_Leistung_Düsenkästen,36,0)^VLOOKUP(A18,Matrix_Leistung_Düsenkästen,13,0)","v":165.86629149729586},{"$f":"VLOOKUP(A18,Matrix_Leistung_Düsenkästen,26,0)*VLOOKUP(A18,Matrix_Leistung_Düsenkästen,36,0)^VLOOKUP(A18,Matrix_Leistung_Düsenkästen,27,0)","v":164.85456728020557},{"$f":"VLOOKUP(A18,Akustik_Matrix,13,0)*(VLOOKUP(A18,Akustik_Matrix,16,0))^VLOOKUP(A18,Akustik_Matrix,14,0)","v":169.93341011268888},{"$f":"E18","v":169.93341011268888},{"$f":"10*LOG($H$29/$H$27)+(VLOOKUP(A18,Akustik_Matrix,7,0)*LN(VLOOKUP(A18,Akustik_Matrix,16,0))+VLOOKUP(A18,Akustik_Matrix,8,0))","v":34.939298188429426},{"$f":"G18-6.5","v":28.439298188429426},{"$f":"IF(OR(F18>300,F18<50),\"\",IFERROR(ROUND(B18*1.2*1004.5*($F$6-$F$9)/3600,-1),0))","v":-160},{"$f":"IF(OR(F18>300,F18<50),\"\",IF(A18=0,,IFERROR((T18*($F$7-$F$5))*W18,T18)))","v":-288.12123491952167},{"$f":"IFERROR((I18+J18),)","v":-448.12123491952167},{"$f":"IF(OR(F18>300,F18<50),\"\",IFERROR(ROUND(B18*1.2*1004.5*($K$6-$K$9)/3600,-1),))","v":-40},{"$f":"IF(OR(F18>300,F18<50),\"\",IF(A18=0,,IFERROR((V18*($K$7-$K$5))*X18,V18)))","v":869.84744690742809},{"$f":"IFERROR((L18+M18),)","v":829.84744690742809},{"$f":"IFERROR(IF(J18=0,,$F$7-((J18/(4.2*$I$21/3.6)))),)","v":17.234805292512235},{"$f":"IFERROR(IF(M18=0,,($K$7-((M18/(4.2*$I$22/3.6))))),)","v":52.544164740793477},null,null,{"$f":"VLOOKUP(A18,Matrix_Leistung_Düsenkästen,19,0)*VLOOKUP(A18,Matrix_Leistung_Düsenkästen,36,0)^2+VLOOKUP(A18,Matrix_Leistung_Düsenkästen,20,0)*VLOOKUP(A18,Matrix_Leistung_Düsenkästen,36,0)+VLOOKUP(A18,Matrix_Leistung_Düsenkästen,21,0)","v":40.335944166446104},{"$f":"($G$35*S18^$G$34+$H$35*S18^$H$34+$I$35*S18^$I$34+$J$35*S18^$J$34+$K$35*S18^$K$34+$L$35*S18^$L$34+$M$35)*S18","v":28.812123491952164},{"$f":"VLOOKUP(A18,Matrix_Leistung_Düsenkästen,33,0)*VLOOKUP(A18,Matrix_Leistung_Düsenkästen,36,0)^2+VLOOKUP(A18,Matrix_Leistung_Düsenkästen,34,0)*VLOOKUP(A18,Matrix_Leistung_Düsenkästen,36,0)+VLOOKUP(A18,Matrix_Leistung_Düsenkästen,35,0)","v":28.696028833681581},{"$f":"($G$40*U18^$G$39+$H$40*U18^$H$39+$I$40*U18^$I$39+$J$40*U18^$J$39+$K$40*U18^$K$39+$L$40*U18^$L$39+$M$40)*U18","v":21.746186172685693},{"$f":"IF($W$11=100,100,$AB$23)","v":1.0000000000000002},{"$f":"IF($X$11=100,100,$AH$23)","v":1.0000000000000004},null,325.3458536666667,31.223874333333331,{"$f":"AA18/AA$21","v":1.0317891900851901},{"$f":"Z18/Z$21","v":1.6267292683333334},67.5,null,199.25634266666665,32.917877666666669,1.1069580958202847,1.9925634266666665,10.699999999999998,null,null,null,1072184,{"$f":"VLOOKUP(AN18,Duesenkaesten_Groeßen_Matrix,3)","v":33},{"$f":"CONCATENATE(\"\"&AO18&\" Düsen \")","v":"33 Düsen "},70.412695999999997,45.256369333333339,300,{"$f":"CONCATENATE(\"\"&AS18&\" Pa \")","v":"300 Pa "},2.2193599569636762,null,null,null,null,null,null,null,null,null,null,null,null,null,null,null,null,null,null,null,null,null,null,null,null,null,null,null,null,null,42,89.333149514465148,300,42.9,45,"M6;2553; Düsen 42 (30 / 12); mit Al-Lineargitter"]
[{"$f":"HFB!A23","v":"XL"},{"$f":"IF(OR(F19>300,F19<50),,$F$11)","v":60},{"$f":"VLOOKUP(A19,Matrix_Leistung_Düsenkästen,12,0)*VLOOKUP(A19,Matrix_Leistung_Düsenkästen,36,0)^VLOOKUP(A19,Matrix_Leistung_Düsenkästen,13,0)","v":120.89845394970916},{"$f":"VLOOKUP(A19,Matrix_Leistung_Düsenkästen,26,0)*VLOOKUP(A19,Matrix_Leistung_Düsenkästen,36,0)^VLOOKUP(A19,Matrix_Leistung_Düsenkästen,27,0)","v":120.23091551131691},{"$f":"VLOOKUP(A19,Akustik_Matrix,13,0)*(VLOOKUP(A19,Akustik_Matrix,16,0))^VLOOKUP(A19,Akustik_Matrix,14,0)","v":123.49106378432293},{"$f":"E19","v":123.49106378432293},{"$f":"10*LOG($H$29/$H$27)+(VLOOKUP(A19,Akustik_Matrix,7,0)*LN(VLOOKUP(A19,Akustik_Matrix,16,0))+VLOOKUP(A19,Akustik_Matrix,8,0))","v":31.538791903237303},{"$f":"G19-6.5","v":25.038791903237303},{"$f":"IF(OR(F19>300,F19<50),\"\",IFERROR(ROUND(B19*1.2*1004.5*($F$6-$F$9)/3600,-1),0))","v":-160},{"$f":"IF(OR(F19>300,F19<50),\"\",IF(A19=0,,IFERROR((T19*($F$7-$F$5))*W19,T19)))","v":-247.09236077870185},{"$f":"IFERROR((I19+J19),)","v":-407.09236077870185},{"$f":"IF(OR(F19>300,F19<50),\"\",IFERROR(ROUND(B19*1.2*1004.5*($K$6-$K$9)/3600,-1),))","v":-40},{"$f":"IF(OR(F19>300,F19<50),\"\",IF(A19=0,,IFERROR((V19*($K$7-$K$5))*X19,V19)))","v":821.17236820970072},{"$f":"IFERROR((L19+M19),)","v":781.17236820970072},{"$f":"IFERROR(IF(J19=0,,$F$7-((J19/(4.2*$I$21/3.6)))),)","v":17.058967260480152},{"$f":"IFERROR(IF(M19=0,,($K$7-((M19/(4.2*$I$22/3.6))))),)","v":52.961379701059705},null,null,{"$f":"VLOOKUP(A19,Matrix_Leistung_Düsenkästen,19,0)*VLOOKUP(A19,Matrix_Leistung_Düsenkästen,36,0)^2+VLOOKUP(A19,Matrix_Leistung_Düsenkästen,20,0)*VLOOKUP(A19,Matrix_Leistung_Düsenkästen,36,0)+VLOOKUP(A19,Matrix_Leistung_Düsenkästen,21,0)","v":34.744177126857032},{"$f":"($G$35*S19^$G$34+$H$35*S19^$H$34+$I$35*S19^$I$34+$J$35*S19^$J$34+$K$35*S19^$K$34+$L$35*S19^$L$34+$M$35)*S19","v":24.70923607787018},{"$f":"VLOOKUP(A19,Matrix_Leistung_Düsenkästen,33,0)*VLOOKUP(A19,Matrix_Leistung_Düsenkästen,36,0)^2+VLOOKUP(A19,Matrix_Leistung_Düsenkästen,34,0)*VLOOKUP(A19,Matrix_Leistung_Düsenkästen,36,0)+VLOOKUP(A19,Matrix_Leistung_Düsenkästen,35,0)","v":27.091946192241949},{"$f":"($G$40*U19^$G$39+$H$40*U19^$H$39+$I$40*U19^$I$39+$J$40*U19^$J$39+$K$40*U19^$K$39+$L$40*U19^$L$39+$M$40)*U19","v":20.529309205242509},{"$f":"IF($W$11=100,100,$AB$23)","v":1.0000000000000002},{"$f":"IF($X$11=100,100,$AH$23)","v":1.0000000000000004},null,null,null,null,null,null,null,250.33175600000001,33.656164333333329,1.131785103532583,2.5033175600000002,16.7,null,null,null,null,null,null,"V_Prim_2_kühlen","qk_2_kühlen","dP_2_kühlen",null,null,null,null,null,null,null,null,null,null,null,null,null,null,null,null,null,null,null,null,null,null,null,null,null,null,null,null,null,null,null,42,72.535799320759111,195,36.799999999999997,40.700000000000003,"M6;; Düsen 42 (30 / 12); mit Al-Lineargitter",null,null,null,null,null,null,null,null,null,null,null,null,null,null,null,null,null,null,null,null,1072184,27.8,50,{"$f":"(1.2*DW19/3600*1004.5*(DR19-ED19)-DI19/3600*4180*DL19)/(1004.5*(DQ19-DR19)/3600)/DW19","v":2.3316073623766336},{"$f":"(((4180/1004.5)*(DI19/(1.2*DW19))*(DL19))+(ED19-DR19))/(DR19-DQ19)","v":1.9430061353138612},{"$f":"(1.2*DW19/3600*1004.5*(DR19-ED19)-DI19/3600*4180*DL19)/(1.2*1004.5*(DQ19-DR19)/3600)/DW19","v":1.9430061353138612},"2016-08-04",null,null,null,198.06684933333335,15.933666666666667,16.742000000000001,-0.80833333333333346,-185.89816966666669,15.981152,66.681854666666666,2.3312653333333331,27.566000000000003,21.49977766666667,null,null,null,null,28.603288000000003,27.733333333333334,27.600000000000005,27.360000000000003,22.103333333333335,21.163333333333334,21.233333333333334,29.123333333333335,27.973333333333333,null,null,null,{"$f":"(1.2*DW19/3600*1004.5*(DR19-ED19)-DI19/3600*4180*DL19)/(1004.5*(DQ19-DR19)/3600)","v":66.691636888979218},null,null,null,null,null,15.9,17,67,0.1,27.6,40,0.25,0.25,16.149999999999999,80.400000000000006,198,0.8,20.5,0,{"$f":"(EQ19*EW19+DW19*ED19)/(EQ19+DW19)","v":20.031456353816338},{"$f":"-EU19*1000","v":-250},{"$f":"DM19","v":-185.89816966666669},{"$f":"FE19/FD19","v":0.74359267866666678},{"$f":"EU19*1000/(ES19-EO19)","v":21.367521367521366},{"$f":"FG19/FM19","v":0.64750064750064751},{"$f":"DN19","v":15.981152},{"$f":"FI19/FM19","v":0.48427733333333334},{"$f":"FI19/FG19","v":0.74791791360000004},{"$f":"DW19","v":28.603288000000003},33,{"$f":"FL19/FM19","v":0.86676630303030311},{"$f":"FI19/FN19","v":18.437671081730183},50]
[null,null,null,null,null,null,null,null,null,null,null,null,null,null,null,null,null,null,null,null,null,null,null,null,null,"wok",null,null,null,null,null,"woh",null,null,null,null,null,null,null,1072187,{"$f":"VLOOKUP(AN20,Duesenkaesten_Groeßen_Matrix,3)","v":42},{"$f":"CONCATENATE(\"\"&AO20&\" Düsen \")","v":"42 Düsen "},37.532280999999998,19.059263999999999,50,{"$f":"CONCATENATE(\"\"&AS20&\" Pa \")","v":"50 Pa "},1.7944332586438212,null,null,null,null,null,null,null,null,null,null,null,null,null,null,null,null,null,null,null,null,null,null,null,null,null,null,null,null,null,null,"Akustik_Vpr3","Akustik_P3","Akustik_Lwa3",null,null,null,null,null,null,null,null,null,null,null,null,null,null,null,null,null,null,null,null,null,null,1072184,27.8,150,{"$f":"(1.2*DW20/3600*1004.5*(DR20-ED20)-DI20/3600*4180*DL20)/(1004.5*(DQ20-DR20)/3600)/DW20","v":2.4181854049146843},{"$f":"(((4180/1004.5)*(DI20/(1.2*DW20))*(DL20))+(ED20-DR20))/(DR20-DQ20)","v":2.0151545040955705},{"$f":"(1.2*DW20/3600*1004.5*(DR20-ED20)-DI20/3600*4180*DL20)/(1.2*1004.5*(DQ20-DR20)/3600)/DW20","v":2.0151545040955705},"2016-08-04",null,null,null,199.07974033333335,15.944000000000001,17.541333333333331,-1.5973333333333333,-369.21455833333334,31.251051666666665,121.98510533333332,2.4179463333333335,27.758444666666666,21.184000000000001,null,null,null,null,50.449883999999997,27.893333333333334,27.763333333333335,27.623333333333335,21.166666666666668,21.116666666666664,21.27,29.793333333333333,27.986666666666668,null,null,null,{"$f":"(1.2*DW20/3600*1004.5*(DR20-ED20)-DI20/3600*4180*DL20)/(1004.5*(DQ20-DR20)/3600)","v":121.99717316843883},null,null,null,null,null,15.9,17.8,122,0.2,27.8,40,0.43,0.43,16.850000000000001,77.8,199,0.8,20.6,0,{"$f":"(EQ20*EW20+DW20*ED20)/(EQ20+DW20)","v":20.636547431020599},{"$f":"-EU20*1000","v":-430},{"$f":"DM20","v":-369.21455833333334},{"$f":"FE20/FD20","v":0.85863850775193806},{"$f":"EU20*1000/(ES20-EO20)","v":36.134453781512605},{"$f":"FG20/FM20","v":1.0949834479246243},{"$f":"DN20","v":31.251051666666665},{"$f":"FI20/FM20","v":0.94700156565656557},{"$f":"FI20/FG20","v":0.86485468565891466},{"$f":"DW20","v":50.449883999999997},33,{"$f":"FL20/FM20","v":1.5287843636363636},{"$f":"FI20/FN20","v":20.441765634188574},150]
[null,"wOK=",null,null,null,{"$f":"wok","v":200},"[kg/h]","wK=",{"$f":"HFB!I25","v":200},"[kg/h]",null,"DpK =",{"$f":"AA38*$I$21^AB38*J29","v":22.402217158456612},"[kPa]",null,null,null,null,null,null,null,null,null,null,null,200,{"$f":"Z30*Z21^Z29+AA30*Z21^AA29+AB30*Z21^AB29+AC30*Z21^AC29+AD30","v":30.261873872467419},{"$f":"Z47*AC21^Z46+AA47*AC21^AA46+AB47*AC21^AB46+AC47*AC21^AC46+AD47","v":1.0000000000000002},{"$f":"wok/wok","v":1},{"$f":"AA38*Z21^AB38","v":27.922305024540318},null,100,{"$f":"AF30*AF21^4+AG30*AF21^3+AH30*AF21^2+AI30*AF21+AJ30","v":29.737239188149818},{"$f":"AF47*AI21^AF46+AG47*AI21^AG46+AH47*AI21^AH46+AI47*AI21^AI46+AJ47","v":1.0000000000000004},{"$f":"woh/woh","v":1},{"$f":"AG38*AF21^AH38","v":2.561828504966845},null,null,null,1072187,{"$f":"VLOOKUP(AN21,Duesenkaesten_Groeßen_Matrix,3)","v":42},{"$f":"CONCATENATE(\"\"&AO21&\" Düsen \")","v":"42 Düsen "},64.566884000000002,36.348201666666668,150,{"$f":"CONCATENATE(\"\"&AS21&\" Pa \")","v":"150 Pa "},1.8308842628244268,null,null,null,null,null,null,null,null,null,null,null,null,null,null,null,null,null,null,null,null,null,null,null,null,null,null,null,null,null,52,125.90718886578425,392,48.3,49.8,"M4;2547; Düsen 52 (30 / 22); mit Edelstahlgitter",null,null,null,null,null,null,null,null,null,null,null,null,null,null,null,null,null,null,null,null,1072184,27.8,300,{"$f":"(1.2*DW21/3600*1004.5*(DR21-ED21)-DI21/3600*4180*DL21)/(1004.5*(DQ21-DR21)/3600)/DW21","v":2.6632319483564113},{"$f":"(((4180/1004.5)*(DI21/(1.2*DW21))*(DL21))+(ED21-DR21))/(DR21-DQ21)","v":2.2193599569636766},{"$f":"(1.2*DW21/3600*1004.5*(DR21-ED21)-DI21/3600*4180*DL21)/(1.2*1004.5*(DQ21-DR21)/3600)/DW21","v":2.2193599569636762},"2016-08-04",null,null,null,199.25852466666666,15.954666666666668,18.103999999999999,-2.1493333333333333,-497.27147399999996,45.256369333333339,187.54194300000003,2.6634679999999999,26.942555333333331,21.427666666666667,null,null,null,null,70.412695999999997,26.916666666666668,26.766666666666666,27.146666666666665,21.186666666666667,21.396666666666665,21.696666666666669,30.28,27.993333333333329,null,null,null,{"$f":"(1.2*DW21/3600*1004.5*(DR21-ED21)-DI21/3600*4180*DL21)/(1004.5*(DQ21-DR21)/3600)","v":187.52534155710768},null,null,null,null,null,16,18.399999999999999,188,0.4,26.9,40,0.56000000000000005,0.56000000000000005,17.72,69.8,199,0.8,20.6,1,{"$f":"(EQ21*EW21+DW21*ED21)/(EQ21+DW21)","v":21.142368465054055},{"$f":"-EU21*1000","v":-560},{"$f":"DM21","v":-497.27147399999996},{"$f":"FE21/FD21","v":0.88798477499999995},{"$f":"EU21*1000/(ES21-EO21)","v":51.37614678899083},{"$f":"FG21/FM21","v":1.5568529329997221},{"$f":"DN21","v":45.256369333333339},{"$f":"FI21/FM21","v":1.3714051313131315},{"$f":"FI21/FG21","v":0.88088290309523809},{"$f":"DW21","v":70.412695999999997},33,{"$f":"FL21/FM21","v":2.1337180606060606},{"$f":"FI21/FN21","v":21.210098076630956},300]
[null,"wOH=",null,null,null,{"$f":"woh","v":100},"[kg/h]","wH=",{"$f":"HFB!I26","v":100},"[kg/h]",null,"DpH =",{"$f":"(AH32/100^AI32)*I22^AI32","v":1.3},"[kPa]","Eigenkonvektion Heizen QE:",null,null,null,null,null,null,null,null,null,null,"wk",null,null,null,null,null,"wh",null,null,null,null,null,null,null,1072187,{"$f":"VLOOKUP(AN22,Duesenkaesten_Groeßen_Matrix,3)","v":42},{"$f":"CONCATENATE(\"\"&AO22&\" Düsen \")","v":"42 Düsen "},89.238556000000003,49.783244333333336,300,{"$f":"CONCATENATE(\"\"&AS22&\" Pa \")","v":"300 Pa "},1.9502942443348572,null,null,null,null,null,null,null,null,null,null,null,null,null,null,null,null,null,null,null,null,null,null,null,null,null,null,null,null,null,52,110.88194832419616,301,44.5,46.6,"M4;2548; Düsen 52 (30 / 22); mit Edelstahlgitter"]
[null,null,null,null,null,null,null,{"$f":"IF(I21/F21<0.2,\"Kaltwassermenge mind. 20% von Nennwassermenge!\",0)","v":0},null,null,null,null,null,null,"126 W bei WWVL= 55°C",null,null,null,null,null,null,null,null,null,null,{"$f":"I21","v":200},{"$f":"Z30*Z23^Z29+AA30*Z23^AA29+AB30*Z23^AB29+AC30*Z23^AC29+AD30","v":30.261873872467419},{"$f":"Z47*Wassermenge_Faktor_kühlen^Z46+AA47*Wassermenge_Faktor_kühlen^AA46+AB47*Wassermenge_Faktor_kühlen^AB46+AC47*Wassermenge_Faktor_kühlen^AC46+AD47","v":1.0000000000000002},{"$f":"Wassermenge_Faktor_kühlen","v":1},{"$f":"AA38*Z23^AB38","v":27.922305024540318},null,{"$f":"I22","v":100},{"$f":"AF30*AF23^4+AG30*AF23^3+AH30*AF23^2+AI30*AF23+AJ30","v":29.737239188149818},{"$f":"AF47*Wassermenge_Faktor_heizen^AF46+AG47*Wassermenge_Faktor_heizen^AG46+AH47*Wassermenge_Faktor_heizen^AH46+AI47*Wassermenge_Faktor_heizen^AI46+AJ47","v":1.0000000000000004},{"$f":"Wassermenge_Faktor_heizen","v":1},{"$f":"AG38*AF23^AH38","v":2.561828504966845},null,null,null,null,null,null,"V_Prim_3_kühlen","qk_3_kühlen","dP_3_kühlen",null,null,null,null,null,null,null,null,null,"S",60,null,null,null,null,null,null,null,null,null,null,null,null,null,null,null,null,null,null,null,null,52,90.389751132236611,195,38.4,42,"M4;2549; Düsen 52 (30 / 22); mit Edelstahlgitter",null,null,null,null,null,null,null,null,null,null,null,null,null,null,null,null,null,null,null,null,1072187,28.3,50,{"$f":"(1.2*DW23/3600*1004.5*(DR23-ED23)-DI23/3600*4180*DL23)/(1004.5*(DQ23-DR23)/3600)/DW23","v":2.1533199103725851},{"$f":"(((4180/1004.5)*(DI23/(1.2*DW23))*(DL23))+(ED23-DR23))/(DR23-DQ23)","v":1.7944332586438207},{"$f":"(1.2*DW23/3600*1004.5*(DR23-ED23)-DI23/3600*4180*DL23)/(1.2*1004.5*(DQ23-DR23)/3600)/DW23","v":1.7944332586438212},"2016-08-04",null,null,null,200.51641099999998,15.927333333333332,16.863333333333333,-0.93599999999999994,-217.92239733333335,19.059263999999999,80.844544333333332,2.1540003333333329,27.362555666666665,21.74666666666667,null,null,null,null,37.532280999999998,27.540000000000003,27.22,27.330000000000002,22.143333333333334,21.570000000000004,21.526666666666667,29.01,27.896666666666665,null,null,null,{"$f":"(1.2*DW23/3600*1004.5*(DR23-ED23)-DI23/3600*4180*DL23)/(1004.5*(DQ23-DR23)/3600)","v":80.819007958998668},null,null,null,null,null,15.9,17.100000000000001,81,0.2,27.4,40,0.28999999999999998,0.28999999999999998,16.3,78.8,201,0.8,20.9,0,{"$f":"(EQ23*EW23+DW23*ED23)/(EQ23+DW23)","v":20.324517941319293},{"$f":"-EU23*1000","v":-290},{"$f":"DM23","v":-217.92239733333335},{"$f":"FE23/FD23","v":0.75145654252873573},{"$f":"EU23*1000/(ES23-EO23)","v":25.217391304347831},{"$f":"FG23/FM23","v":0.60041407867494834},{"$f":"DN23","v":19.059263999999999},{"$f":"FI23/FM23","v":0.45379199999999997},{"$f":"FI23/FG23","v":0.75579839999999976},{"$f":"DW23","v":37.532280999999998},42,{"$f":"FL23/FM23","v":0.89362573809523804},{"$f":"FI23/FN23","v":21.32801595511874},50]
[null,null,null,null,null,null,null,{"$f":"IF(I22/F22<0.4,\"Heizwassermenge mind. 40% von Nennwassermenge!\",0)","v":0},null,null,null,null,null,null,"(bei tR = 20 °C und Nennwasserm.)",null,null,null,null,null,null,null,null,null,null,"y = qk\nx = wk",null,null,null,null,null,"y = qh\nx = wh",null,null,null,null,null,null,null,1072190,{"$f":"VLOOKUP(AN24,Duesenkaesten_Groeßen_Matrix,3)","v":52},{"$f":"CONCATENATE(\"\"&AO24&\" Düsen \")","v":"52 Düsen "},46.03850400000001,19.906650333333332,50,{"$f":"CONCATENATE(\"\"&AS24&\" Pa \")","v":"50 Pa "},1.4034287745586778,null,null,null,null,null,null,null,null,null,null,null,null,null,null,null,null,null,null,null,null,null,null,null,null,null,null,null,null,null,null,"Akustik_Vpr4","Akustik_P4","Akustik_Lwa4",null,null,null,null,null,null,null,null,null,null,null,null,null,null,null,null,null,null,null,null,null,null,1072187,28.7,150,{"$f":"(1.2*DW24/3600*1004.5*(DR24-ED24)-DI24/3600*4180*DL24)/(1004.5*(DQ24-DR24)/3600)/DW24","v":2.197061115389312},{"$f":"(((4180/1004.5)*(DI24/(1.2*DW24))*(DL24))+(ED24-DR24))/(DR24-DQ24)","v":1.8308842628244271},{"$f":"(1.2*DW24/3600*1004.5*(DR24-ED24)-DI24/3600*4180*DL24)/(1.2*1004.5*(DQ24-DR24)/3600)/DW24","v":1.8308842628244268},"2016-08-03",null,null,null,202.01971500000002,15.989333333333335,17.754666666666665,-1.7653333333333334,-414.08690633333327,36.348201666666668,141.87634600000001,2.197354666666667,27.382000000000001,21.885778000000002,null,null,null,null,64.566884000000002,27.53,27,27.61,21.806666666666668,22.016666666666666,21.83,30.97666666666667,29.040000000000003,null,null,null,{"$f":"(1.2*DW24/3600*1004.5*(DR24-ED24)-DI24/3600*4180*DL24)/(1004.5*(DQ24-DR24)/3600)","v":141.85739017825233},null,null,null,null,null,16,18,142,0.3,27.4,40,0.47,0.47,17.18,74.400000000000006,202,0.8,21.1,0,{"$f":"(EQ24*EW24+DW24*ED24)/(EQ24+DW24)","v":21.492442338304976},{"$f":"-EU24*1000","v":-470},{"$f":"DM24","v":-414.08690633333327},{"$f":"FE24/FD24","v":0.88103597092198571},{"$f":"EU24*1000/(ES24-EO24)","v":41.228070175438603},{"$f":"FG24/FM24","v":0.98162071846282384},{"$f":"DN24","v":36.348201666666668},{"$f":"FI24/FM24","v":0.86543337301587309},{"$f":"FI24/FG24","v":0.88163723191489352},{"$f":"DW24","v":64.566884000000002},42,{"$f":"FL24/FM24","v":1.537306761904762},{"$f":"FI24/FN24","v":23.644078441202147},150]
[null,null,null,null,null,null,null,null,null,null,null,null,null,null,null,null,null,null,null,null,null,null,null,null,null,null,null,null,null,null,null,null,null,null,null,null,null,null,null,1072190,{"$f":"VLOOKUP(AN25,Duesenkaesten_Groeßen_Matrix,3)","v":52},{"$f":"CONCATENATE(\"\"&AO25&\" Düsen \")","v":"52 Düsen "},79.798111000000006,38.601972333333329,150,{"$f":"CONCATENATE(\"\"&AS25&\" Pa \")","v":"150 Pa "},1.5741714520439118,null,null,null,null,null,null,null,null,null,null,null,null,null,null,null,null,null,null,null,null,null,null,null,null,null,null,null,null,null,60,93.493219187196047,156,36.299999999999997,41.3,"M1;2538; Düsen 60 (30 / 30); mit Edelstahlgitter",null,null,null,null,null,null,null,null,null,null,null,null,null,null,null,null,null,null,null,null,1072187,28.5,300,{"$f":"(1.2*DW25/3600*1004.5*(DR25-ED25)-DI25/3600*4180*DL25)/(1004.5*(DQ25-DR25)/3600)/DW25","v":2.3403530932018284},{"$f":"(((4180/1004.5)*(DI25/(1.2*DW25))*(DL25))+(ED25-DR25))/(DR25-DQ25)","v":1.9502942443348577},{"$f":"(1.2*DW25/3600*1004.5*(DR25-ED25)-DI25/3600*4180*DL25)/(1.2*1004.5*(DQ25-DR25)/3600)/DW25","v":1.9502942443348572},"2016-08-03",null,null,null,201.91297466666666,15.985666666666667,18.395,-2.4093333333333331,-564.85644933333333,49.783244333333336,208.87518633333332,2.3406383333333332,27.332222333333334,22.219888999999998,null,null,null,null,89.238556000000003,27.183333333333334,27.16,27.653333333333332,21.963333333333335,22.463333333333335,22.233333333333334,31.153333333333336,28.95,null,null,null,{"$f":"(1.2*DW25/3600*1004.5*(DR25-ED25)-DI25/3600*4180*DL25)/(1004.5*(DQ25-DR25)/3600)","v":208.84973056746458},null,null,null,null,null,16,18.7,209,0.4,27.3,40,0.63,0.63,18.04,70,202,0.8,21,1,{"$f":"(EQ25*EW25+DW25*ED25)/(EQ25+DW25)","v":21.963754683862316},{"$f":"-EU25*1000","v":-630},{"$f":"DM25","v":-564.85644933333333},{"$f":"FE25/FD25","v":0.89659753862433866},{"$f":"EU25*1000/(ES25-EO25)","v":55.752212389380524},{"$f":"FG25/FM25","v":1.3274336283185839},{"$f":"DN25","v":49.783244333333336},{"$f":"FI25/FM25","v":1.1853153412698414},{"$f":"FI25/FG25","v":0.89293755708994726},{"$f":"DW25","v":89.238556000000003},42,{"$f":"FL25/FM25","v":2.1247275238095238},{"$f":"FI25/FN25","v":23.430413441472542},300]
[null,null,null,null,null,null,"BG","WT","Verhältnis","korrektur kühlen","korrektur - heizen",null,null,null,null,null,null,null,null,null,null,null,null,null,null,"y =","axn+bx(n-1)+...+nx+m",null,null,null,null,"y =","axn+bx(n-1)+...+nx+m",null,null,null,null,null,null,1072190,{"$f":"VLOOKUP(AN26,Duesenkaesten_Groeßen_Matrix,3)","v":52},{"$f":"CONCATENATE(\"\"&AO26&\" Düsen \")","v":"52 Düsen "},110.37488500000001,51.937210999999998,300,{"$f":"CONCATENATE(\"\"&AS26&\" Pa \")","v":"300 Pa "},1.6063505834206313,null,null,null,null,null,null,null,null,null,null,null,null,null,null,null,null,null,null,null,null,null,null,null,null,null,null,null,null,null,60,114.34270102965054,241,42.3,48,"M1;2539; Düsen 60 (30 / 30); mit Edelstahlgitter"]
[null,null,null,null,null,null,"BG 800",820,{"$f":"H27/$H$27","v":1},{"$f":"1","v":1},{"$f":"1","v":1},null,null,null,null,null,null,null,null,null,null,null,null,null,null,"Polynom",3,"Ordnung",null,null,null,"Polynom",4,"Ordnung",null,null,null,null,null,null,null,null,"V_Prim_4_kühlen","qk_4_kühlen","dP_4_kühlen",null,null,null,null,null,null,null,null,null,null,null,null,null,null,null,null,null,null,null,null,null,null,null,null,null,null,null,null,null,null,null,60,115.27983262178404,240,42.3,45.4,"M1;2540; Düsen 60 (30 / 30); mit Edelstahlgitter",null,null,null,null,null,null,null,null,null,null,null,null,null,null,null,null,null,null,null,null,1072190,28.7,50,{"$f":"(1.2*DW27/3600*1004.5*(DR27-ED27)-DI27/3600*4180*DL27)/(1004.5*(DQ27-DR27)/3600)/DW27","v":1.684114529470413},{"$f":"(((4180/1004.5)*(DI27/(1.2*DW27))*(DL27))+(ED27-DR27))/(DR27-DQ27)","v":1.4034287745586775},{"$f":"(1.2*DW27/3600*1004.5*(DR27-ED27)-DI27/3600*4180*DL27)/(1.2*1004.5*(DQ27-DR27)/3600)/DW27","v":1.4034287745586778},"2016-08-03",null,null,null,202.08637466666664,15.975333333333333,17.016000000000002,-1.0406666666666669,-244.19100966666667,19.906650333333332,77.513548333333333,1.6836679999999999,28.242000333333333,22.651667,null,null,null,null,46.03850400000001,28.45,28.143333333333334,28.13,22.636666666666667,22.36,22.959999999999997,30.646666666666665,29.036666666666665,null,null,null,{"$f":"(1.2*DW27/3600*1004.5*(DR27-ED27)-DI27/3600*4180*DL27)/(1004.5*(DQ27-DR27)/3600)","v":77.534113501481741},null,null,240,null,"S",16,17.3,77,0.2,28.2,40,0.3,0.3,16.38,82.1,202,0.8,21.1,0,{"$f":"(EQ27*EW27+DW27*ED27)/(EQ27+DW27)","v":21.718296297880862},{"$f":"-EU27*1000","v":-300},{"$f":"DM27","v":-244.19100966666667},{"$f":"FE27/FD27","v":0.8139700322222222},{"$f":"EU27*1000/(ES27-EO27)","v":24.590163934426229},{"$f":"FG27/FM27","v":0.4728877679697352},{"$f":"DN27","v":19.906650333333332},{"$f":"FI27/FM27","v":0.3828201987179487},{"$f":"FI27/FG27","v":0.80953711355555547},{"$f":"DW27","v":46.03850400000001},52,{"$f":"FL27/FM27","v":0.88535584615384633},{"$f":"FI27/FN27","v":22.48434956386361},50]
[null,null,null,null,null,null,"BG 1000",1020,{"$f":"H28/$H$27","v":1.2439024390243902},{"$f":"Druckverlust_Wasser!G4","v":1.1702750851676731},{"$f":"Druckverlust_Wasser!H4","v":1.1604403609650584},null,null,null,{"$f":"175*I29","v":125.91463414634146},null,null,null,null,null,null,null,null,null,null,"a =","b =","c =","d =","m =","R2 =","a =","b =","c =","d =","e =","R2 =",null,"Keine Messungen \n-> Extrapolierte Werte (mit höherer Düsenzahl maximale Leistung aus Diagramm)",1072193,60,{"$f":"CONCATENATE(\"\"&AO28&\" Düsen \")","v":"60 Düsen "},{"$f":"AQ60","v":55.320571999999999},{"$f":"-0.00566*60^2 + 0.68029*60","v":20.441399999999998},50,{"$f":"CONCATENATE(\"\"&AS28&\" Pa \")","v":"50 Pa "},null,null,null,null,null,null,null,null,null,null,null,null,null,null,null,null,null,null,null,null,null,null,null,null,null,null,null,null,null,null,60,133.65378431963202,328,46.7,48.9,"M1;2541; Düsen 60 (30 / 30); mit Edelstahlgitter",null,null,null,null,null,null,null,null,null,null,null,null,null,null,null,null,null,null,null,null,1072190,28.7,150,{"$f":"(1.2*DW28/3600*1004.5*(DR28-ED28)-DI28/3600*4180*DL28)/(1004.5*(DQ28-DR28)/3600)/DW28","v":1.8890057424526943},{"$f":"(((4180/1004.5)*(DI28/(1.2*DW28))*(DL28))+(ED28-DR28))/(DR28-DQ28)","v":1.5741714520439121},{"$f":"(1.2*DW28/3600*1004.5*(DR28-ED28)-DI28/3600*4180*DL28)/(1.2*1004.5*(DQ28-DR28)/3600)/DW28","v":1.5741714520439118},"2016-08-03",null,null,null,202.11243766666666,15.972,17.90133333333333,-1.9293333333333333,-452.76653966666663,38.601972333333329,150.727441,1.8888596666666666,27.700999999999997,22.472221999999999,null,null,null,null,79.798111000000006,27.900000000000002,27.51,27.689999999999998,22.22,22.186666666666667,23.01,31.186666666666667,29.03,null,null,null,{"$f":"(1.2*DW28/3600*1004.5*(DR28-ED28)-DI28/3600*4180*DL28)/(1004.5*(DQ28-DR28)/3600)","v":150.73908991587751},null,null,null,null,null,16,18.2,151,0.3,27.7,40,0.51,0.51,17.329999999999998,74.900000000000006,202,0.8,21.1,1,{"$f":"(EQ28*EW28+DW28*ED28)/(EQ28+DW28)","v":22.120922334527545},{"$f":"-EU28*1000","v":-510},{"$f":"DM28","v":-452.76653966666663},{"$f":"FE28/FD28","v":0.88777752875816984},{"$f":"EU28*1000/(ES28-EO28)","v":43.589743589743591},{"$f":"FG28/FM28","v":0.8382642998027614},{"$f":"DN28","v":38.601972333333329},{"$f":"FI28/FM28","v":0.74234562179487174},{"$f":"FI28/FG28","v":0.88557465941176461},{"$f":"DW28","v":79.798111000000006},52,{"$f":"FL28/FM28","v":1.5345790576923077},{"$f":"FI28/FN28","v":25.15476289073225},150]
[null,null,null,null,null,null,"BG 630",590,{"$f":"H29/$H$27","v":0.71951219512195119},{"$f":"Druckverlust_Wasser!G5","v":0.80230543784862252},{"$f":"Druckverlust_Wasser!H5","v":0.81942320806976332},null,null,null,null,null,null,null,null,null,null,null,null,null,null,4,3,2,1,0,null,4,3,2,1,null,null,null,null,1072193,60,{"$f":"CONCATENATE(\"\"&AO29&\" Düsen \")","v":"60 Düsen "},{"$f":"AQ62","v":95.011116999999999},{"$f":"-0.01105*60^2 + 1.31977*60","v":39.406200000000013},150,{"$f":"CONCATENATE(\"\"&AS29&\" Pa \")","v":"150 Pa "},null,null,null,null,null,null,null,null,null,null,null,null,null,null,null,null,null,null,null,null,null,null,null,null,null,null,null,null,null,null,null,null,null,null,null,null,null,null,null,null,null,null,null,null,null,null,null,null,null,null,null,null,null,null,null,null,1072190,28.600000000000005,300,{"$f":"(1.2*DW29/3600*1004.5*(DR29-ED29)-DI29/3600*4180*DL29)/(1004.5*(DQ29-DR29)/3600)/DW29","v":1.9276207001047569},{"$f":"(((4180/1004.5)*(DI29/(1.2*DW29))*(DL29))+(ED29-DR29))/(DR29-DQ29)","v":1.6063505834206318},{"$f":"(1.2*DW29/3600*1004.5*(DR29-ED29)-DI29/3600*4180*DL29)/(1.2*1004.5*(DQ29-DR29)/3600)/DW29","v":1.6063505834206313},"2016-08-03",null,null,null,202.42245366666668,15.988999999999999,18.587666666666667,-2.5986666666666665,-610.76644866666675,51.937210999999998,212.75390100000001,1.9275570000000002,27.748666666666669,22.77288866666667,null,null,null,null,110.37488500000001,27.833333333333332,27.633333333333329,27.776666666666667,22.336666666666662,22.566666666666666,23.416666666666668,31.306666666666661,28.953333333333333,null,null,null,{"$f":"(1.2*DW29/3600*1004.5*(DR29-ED29)-DI29/3600*4180*DL29)/(1004.5*(DQ29-DR29)/3600)","v":212.76091309768205},null,null,null,null,null,16,18.8,213,0.4,27.7,40,0.66,0.66,18.149999999999999,71.099999999999994,202,0.8,21.1,1,{"$f":"(EQ29*EW29+DW29*ED29)/(EQ29+DW29)","v":22.640656626956872},{"$f":"-EU29*1000","v":-660},{"$f":"DM29","v":-610.76644866666675},{"$f":"FE29/FD29","v":0.92540371010101019},{"$f":"EU29*1000/(ES29-EO29)","v":56.410256410256416},{"$f":"FG29/FM29","v":1.0848126232741619},{"$f":"DN29","v":51.937210999999998},{"$f":"FI29/FM29","v":0.99879251923076917},{"$f":"FI29/FG29","v":0.920705104090909},{"$f":"DW29","v":110.37488500000001},52,{"$f":"FL29/FM29","v":2.1225939423076925},{"$f":"FI29/FN29","v":24.468745512169725},300]
[null,null,null,null,null,null,null,null,null,null,null,null,null,null,null,null,null,null,null,null,null,null,null,null,"Exponent",0,{"$f":"LINEST(WM_Roh_qk,WM_Roh_wk^{0,1,2,3},0,0)","v":9.1102562160700067E-7},-6.6426369465807326E-4,0.16452227264262678,16.639762157408988,{"$f":"RSQ(WM_Roh_qk,TREND(WM_Roh_qk,WM_Roh_wk^{0,1,2,3},WM_Roh_wk^{0,1,2,3}))","v":0.99685766761438166},{"$f":"LINEST(WM_Roh_qh,WM_Roh_wh^{0,1,2,3,4},0,0)","v":-1.8493180932064557E-8},1.356110319787918E-5,-3.747095356873383E-3,0.48462338092525586,7.0340695596853449,{"$f":"RSQ(WM_Roh_qh,TREND(WM_Roh_qh,WM_Roh_wh^{0,1,2,3,4},WM_Roh_wh^{0,1,2,3,4}))","v":0.9998530946344043},null,null,1072193,60,{"$f":"CONCATENATE(\"\"&AO30&\" Düsen \")","v":"60 Düsen "},{"$f":"AQ65","v":131.214168},{"$f":"-0.01944*52^2 + 2.00777*52","v":51.838279999999997},300,{"$f":"CONCATENATE(\"\"&AS30&\" Pa \")","v":"300 Pa "}]
[null,null,null,null,null,null,"Vprimär BG800",null,null,null,null,null,null,null,null,null,null,null,null,null,null,null,null,null,null,null,null,null,null,null,null,"dp_H an HFBsf angepasst","BG","a","b"]
[null,null,null,null,null,null,{"$f":"F11/I29","v":83.389830508474574},null,null,null,null,null,null,null,null,null,null,null,null,null,null,null,null,null,null,null,null,null,null,null,null,"2025-01-13",630,1.3,1.8028839999999999,"(1,3/(100^1,802884))*m_w^1,802884"]
[null,null,null,null,null,null,"Korrekturfaktor für BG 630 - Kühlen",null,null,null,null,null,null,null,null,null,null,null,null,null,null,null,null,null,null,null,null,null,null,null,null,null,800,1.6,1.7884960000000001,"(1,6/(100^1,788496))*m_w^1,788496"]
[null,null,null,null,null,null,6,5,4,3,2,1,0,null,null,null,null,null,null,null,null,null,null,null,null,"y = Druck dp [kPa] \nx = Wassermenge wk",null,null,null,null,null,"y = Druck dp [kPa] \nx = Wassermenge wk",1000,1.8,1.7697750000000001,"(1,8/(100^1,769775))*m_w^1,769775"]
[null,null,null,null,null,null,{"$f":"LINEST('Eurocoil_kühlen_26°C (2)'!$Y$12:$Y$79,'Eurocoil_kühlen_26°C (2)'!$S$12:$S$79^{0,1,2,3,4,5,6},0,0)","v":-3.7013431575319414E-13},1.0734980422173746E-10,-1.2238131036636492E-8,7.0614584566972595E-7,-1.8884647767976056E-5,6.81193077322345E-4,0.69373834745273533,0]
[null,null,null,null,null,null,null,null,null,null,null,null,null,null,null,null,null,null,null,null,null,null,null,null,null,"y =","mxb",null,null,null,null,"y =","mxb"]
[null,null,null,null,null,null,null,null,null,null,null,null,null,null,null,null,null,null,null,null,null,null,null,null,null,null,"m","b","R2",null,null,null,"m","b","R2"]
[null,null,null,null,null,null,"Korrekturfaktor für BG 630 - Heizen",null,null,null,null,null,null,null,null,null,null,null,null,null,null,null,null,null,null,null,{"$f":"INDEX(LOGEST(WM_kPa_kühlen,LN(WM_Roh_wk),,TRUE),1,2)","v":1.6839724323053189E-3},{"$f":"LN(INDEX(LOGEST(WM_kPa_kühlen,LN(WM_Roh_wk),,TRUE),1,1))","v":1.8337945604536665},{"$f":"INDEX(LOGEST(WM_kPa_kühlen,LN(WM_Roh_wk),,TRUE),3,1)","v":0.999807125043635},null,null,null,{"$f":"INDEX(LOGEST(WM_kPa_heizen,LN(WM_Roh_wh),,TRUE),1,2)","v":1.3574468272221427E-4},{"$f":"LN(INDEX(LOGEST(WM_kPa_heizen,LN(WM_Roh_wh),,TRUE),1,1))","v":2.1379136134402712},{"$f":"INDEX(LOGEST(WM_kPa_heizen,LN(WM_Roh_wh),,TRUE),3,1)","v":0.99654492636556091}]
[null,null,null,null,null,null,6,5,4,3,2,1,0,null,null,null,null,null,null,null,null,null,null,null,null,null,null,null,null,null,null,null,null,null,null,null,null,null,null,null,null,null,null,null,null,null,null,null,null,null,null,null,null,null,null,null,null,null,null,null,null,null,null,null,null,null,null,null,null,null,null,null,null,null,null,null,null,null,null,null,null,null,null,null,null,null,null,null,null,null,null,null,null,null,null,null,null,null,null,null,null,null,null,null,null,null,null,null,null,null,null,null,null,null,null,null,null,null,null,null,null,null,null,null,null,null,null,null,null,null,null,null,null,null,null,null,null,null,null,null,null,null,null,null,null,null,null,null,null,null,null,null,null,null,null,null,null,null,{"$f":"2/7","v":0.2857142857142857}]
[null,null,null,null,null,null,{"$f":"LINEST(Eurocoil_heizen_26°C!X12:X89,Eurocoil_heizen_26°C!R12:R89^{0,1,2,3,4,5,6},0,0)","v":-4.0351844522115247E-9},6.3595161720851713E-7,-3.88909554274454E-5,1.1674922802120649E-3,-1.7977248799255583E-2,0.13786298062732194,0.26740130674697404]
[null,null,null,null,null,null,null,null,null,null,null,null,null,null,null,null,null,null,null,null,null,null,null,null,null,"y = qk in %\nx = wk in %",null,null,null,null,null,"y = qh in %\nx = wh in %"]
[null,null,null,null,null,null,null,"BG 800","BG 630","BG1000"]
[null,null,null,null,null,null,null,"Düsen","Düsen","Düsen",null,null,null,null,null,null,null,null,null,null,null,null,null,null,null,"y =","axn+bx(n-1)+...+nx+m",null,null,null,null,"y =","axn+bx(n-1)+...+nx+m"]
[null,null,null,null,null,null,"S",33,{"$f":"H44*$I$29","v":23.743902439024389},{"$f":"H44*$I$28","v":41.048780487804876},null,null,null,null,null,null,null,null,null,null,null,null,null,null,null,"Polynom",3,"Ordnung",null,null,null,"Polynom",4,"Ordnung"]
[null,null,null,null,null,null,"M",42,{"$f":"H45*$I$29","v":30.219512195121951},{"$f":"H45*$I$28","v":52.243902439024389},null,null,null,null,null,null,null,null,null,null,null,null,null,null,null,"a =","b =","c =","d =","m =","R2 =","a =","b =","c =","d =","e =","R2 =",null,null,"Heizen - ohne Schieber, mit Al-Lineargitter (Tabellenblatt: 26-07-2016_Heizen)"]
[null,null,null,null,null,null,"L",52,{"$f":"H46*$I$29","v":37.414634146341463},{"$f":"H46*$I$28","v":64.682926829268297},null,null,null,null,null,null,null,null,null,null,null,null,null,null,null,4,3,2,1,0,null,4,3,2,1,null,null,null,null,1072193,{"$f":"VLOOKUP(AN46,Duesenkaesten_Groeßen_Matrix,3)","v":60},{"$f":"CONCATENATE(\"\"&AO46&\" Düsen \")","v":"60 Düsen "},0,6.2096563333333341,0,{"$f":"CONCATENATE(\"\"&AS46&\" Pa \")","v":"0 Pa "},{"$error":"#DIV/0!"},null,null,null,null,null,null,null,null,null,null,null,null,null,{"$f":"CONCATENATE(\" V_pr = \" &ROUND(V_pr,0)&\" m³/h\")","v":" V_pr = 83 m³/h"},null,null,null,null,null,null,null,null,null,null,null,null,null,null,null,null,null,null,null,null,null,null,null,null,null,null,null,null,null,null,null,null,null,null,null,null,null,null,null,null,null,1072193,2.7000000000000006,0,{"$f":"(1.2*DW46/3600*1004.5*(DR46-EE46)-DI46/3600*4180*DL46)/(1004.5*(DQ46-DR46)/3600)/DW46","v":{"$error":"#DIV/0!"}},{"$f":"(((4180/1004.5)*(DI46/(1.2*DW46))*(DL46))+(EE46-DR46))/(DR46-DQ46)","v":{"$error":"#DIV/0!"}},{"$f":"(1.2*DW46/3600*1004.5*(DR46-EE46)-DI46/3600*4180*DL46)/(1.2*1004.5*(DQ46-DR46)/3600)/DW46","v":{"$error":"#DIV/0!"}},"2016-07-26",null,null,null,91.722468666666657,64.020666666666671,62.377000000000002,1.6436666666666664,175.05295433333333,6.2096563333333341,-244.76131333333333,{"$error":"#DIV/0!"},35.829889000000001,33.265666333333336,null,null,null,0,0,32.956666666666671,34.76,39.766666666666666,32.103333333333332,33.736666666666672,33.96,28.806666666666668,28.966666666666665]
[null,null,null,null,null,null,"XL",60,{"$f":"H47*$I$29","v":43.170731707317074},{"$f":"H47*$I$28","v":74.634146341463421},null,null,null,null,null,null,null,null,null,null,null,null,null,null,null,0,{"$f":"LINEST(WM_Roh_qk_Proz,WM_Roh_wk_Proz^{0,1,2,3},0,0)","v":0.24083786098542995},-0.87802057130694833,1.0873237614826599,0.54985894883885877,{"$f":"RSQ(WM_Roh_qk,TREND(WM_Roh_qk,WM_Roh_wk^{0,1,2,3},WM_Roh_wk^{0,1,2,3}))","v":0.99685766761438166},{"$f":"LINEST(WM_Roh_qh_Proz,WM_Roh_wh_Proz^{0,1,2,3,4},0,0)","v":-6.218862758259807E-2},0.45603100920287876,-1.2600683382762119,1.6296851831436308,0.23654077351230082,{"$f":"RSQ(WM_Roh_qh,TREND(WM_Roh_qh,WM_Roh_wh^{0,1,2,3,4},WM_Roh_wh^{0,1,2,3,4}))","v":0.9998530946344043},null,null,null,null,null,"V_Prim_1_heizen","qk_1_heizen","dP_1_heizen",null,null,null,null,null,null,null,null,null,null,null,null,null,null,null,null,null,null,null,null,null,null,null,null,null,null,null,null,null,null,null,null,null,null,null,null,null,null,null,null,null,null,null,null,null,null,null,null,null,null,null,null,null,null,null,null,null,"heizen ohne Schieber"]
[null,null,null,null,null,null,null,null,null,null,null,null,null,null,null,null,null,null,null,null,null,null,null,null,null,null,null,null,null,null,null,null,null,null,null,null,null,null,null,1072184,{"$f":"VLOOKUP(AN48,Duesenkaesten_Groeßen_Matrix,3)","v":33},{"$f":"CONCATENATE(\"\"&AO48&\" Düsen \")","v":"33 Düsen "},28.575462999999999,15.996538999999999,50,{"$f":"CONCATENATE(\"\"&AS48&\" Pa \")","v":"50 Pa "},2.8345690344710652,null,null,null,null,null,null,null,null,null,null,null,null,null,null,null,null,null,null,null,null,null,null,null,null,null,null,null,null,null,null,null,null,null,null,null,null,null,null,null,null,null,null,null,null,null,null,null,null,null,null,null,null,null,null,null,1072184,2.7000000000000006,50,{"$f":"(1.2*DW48/3600*1004.5*(DR48-EE48)-DI48/3600*4180*DL48)/(1004.5*(DQ48-DR48)/3600)/DW48","v":3.401482841365278},{"$f":"(((4180/1004.5)*(DI48/(1.2*DW48))*(DL48))+(EE48-DR48))/(DR48-DQ48)","v":2.8345690344710648},{"$f":"(1.2*DW48/3600*1004.5*(DR48-EE48)-DI48/3600*4180*DL48)/(1.2*1004.5*(DQ48-DR48)/3600)/DW48","v":2.8345690344710652},"2016-08-02",null,null,null,98.869409666666684,64.071666666666658,59.288333333333334,4.7833333333333341,549.12369466666667,15.996538999999999,94.064137666666667,3.2917800000000006,29.744,44.810555666666666,null,null,null,3,28.575462999999999,29.396666666666665,29.843333333333334,29.99,44.85,44.79999999999999,44.783333333333331,28.75,30.126666666666665]
[null,null,null,null,null,null,null,"BG 800","BG 630",null,"BG1000",null,null,null,null,null,null,null,null,null,null,null,null,null,null,null,null,null,null,null,null,null,null,null,null,null,null,null,null,1072184,{"$f":"VLOOKUP(AN49,Duesenkaesten_Groeßen_Matrix,3)","v":33},{"$f":"CONCATENATE(\"\"&AO49&\" Düsen \")","v":"33 Düsen "},50.647323,25.756613666666667,150,{"$f":"CONCATENATE(\"\"&AS49&\" Pa \")","v":"150 Pa "},2.7510473549275352,null,null,null,null,null,null,null,null,null,null,null,null,null,null,null,null,null,null,null,null,null,null,null,null,null,null,null,null,null,null,null,null,{"$f":"CONCATENATE(\" V_pr = \" &V_pr&\" m³/h\")","v":" V_pr = 83,3898305084746 m³/h"},null,null,null,null,null,null,null,null,null,null,null,null,null,null,null,null,null,null,null,null,null,null,1072184,2.7999999999999994,150,{"$f":"(1.2*DW49/3600*1004.5*(DR49-EE49)-DI49/3600*4180*DL49)/(1004.5*(DQ49-DR49)/3600)/DW49","v":3.3012568259130424},{"$f":"(((4180/1004.5)*(DI49/(1.2*DW49))*(DL49))+(EE49-DR49))/(DR49-DQ49)","v":2.7510473549275352},{"$f":"(1.2*DW49/3600*1004.5*(DR49-EE49)-DI49/3600*4180*DL49)/(1.2*1004.5*(DQ49-DR49)/3600)/DW49","v":2.7510473549275352},"2016-08-02",null,null,null,98.623818666666679,64.069666666666663,56.211666666666666,7.8579999999999997,899.8423203333333,25.756613666666667,159.43369399999997,3.1479196666666667,29.133333333333336,43.636444333333337,null,null,null,9.9,50.647323,28.963333333333335,29.16333333333333,29.27,43.080000000000005,43.73,44.103333333333332,28.62,30.473333333333333]
[null,null,null,null,null,null,null,"Düsen","Düsen",null,"Düsen",null,null,null,null,null,null,null,null,null,null,null,null,null,null,null,null,null,null,null,null,null,null,null,null,null,null,null,null,1072184,{"$f":"VLOOKUP(AN50,Duesenkaesten_Groeßen_Matrix,3)","v":33},{"$f":"CONCATENATE(\"\"&AO50&\" Düsen \")","v":"33 Düsen "},70.439526000000001,32.367387000000001,300,{"$f":"CONCATENATE(\"\"&AS50&\" Pa \")","v":"300 Pa "},2.7971257735844577,null,null,null,null,null,null,null,null,null,null,null,null,null,null,null,null,null,null,null,null,null,null,null,null,null,null,null,null,null,null,null,null,null,null,null,null,null,null,null,null,null,null,null,null,null,null,null,null,null,null,null,null,null,null,null,1072184,2.7999999999999994,300,{"$f":"(1.2*DW50/3600*1004.5*(DR50-EE50)-DI50/3600*4180*DL50)/(1004.5*(DQ50-DR50)/3600)/DW50","v":3.3565509283013486},{"$f":"(((4180/1004.5)*(DI50/(1.2*DW50))*(DL50))+(EE50-DR50))/(DR50-DQ50)","v":2.7971257735844577},{"$f":"(1.2*DW50/3600*1004.5*(DR50-EE50)-DI50/3600*4180*DL50)/(1.2*1004.5*(DQ50-DR50)/3600)/DW50","v":2.7971257735844577},"2016-07-29",null,null,null,100.49186833333333,64.168333333333337,54.66,9.5083333333333329,1109.4532273333334,32.367387000000001,223.75032066666668,3.1764883333333334,29.891444333333329,42.797222333333337,null,null,null,19.5,70.439526000000001,29.753333333333334,29.913333333333338,30.003333333333334,42.656666666666666,42.626666666666665,43.106666666666662,29.92,31.856666666666669]
[null,null,null,null,null,null,"S",{"$f":"I51/$I$29","v":33.355932203389834},24,{"$f":"K51/$I$28","v":32.96078431372549},41,null,null,null,null,null,null,null,null,null,null,null,null,null,null,null,null,null,null,null,null,null,null,null,null,null,null,null,null,null,null,null,"V_Prim_2_heizen","qk_2_heizen","dP_2_heizen"]
[null,null,null,null,null,null,"M",{"$f":"I52/$I$29","v":41.694915254237287},30,{"$f":"K52/$I$28","v":41.803921568627452},52,null,null,null,null,null,null,null,null,null,null,null,null,null,null,null,null,null,null,null,null,null,null,null,null,null,null,null,null,1072187,{"$f":"VLOOKUP(AN52,Duesenkaesten_Groeßen_Matrix,3)","v":42},{"$f":"CONCATENATE(\"\"&AO52&\" Düsen \")","v":"42 Düsen "},36.810482999999998,17.108416333333334,50,{"$f":"CONCATENATE(\"\"&AS52&\" Pa \")","v":"50 Pa "},2.5626734605320509,null,null,null,null,null,null,null,null,null,null,null,null,null,null,null,null,null,null,null,null,null,null,null,null,null,null,null,null,null,null,null,null,null,null,null,null,null,null,null,null,null,null,null,null,null,null,null,null,null,null,null,null,null,null,null,1072187,2.7999999999999994,50,{"$f":"(1.2*DW52/3600*1004.5*(DR52-EE52)-DI52/3600*4180*DL52)/(1004.5*(DQ52-DR52)/3600)/DW52","v":3.0752081526384614},{"$f":"(((4180/1004.5)*(DI52/(1.2*DW52))*(DL52))+(EE52-DR52))/(DR52-DQ52)","v":2.5626734605320509},{"$f":"(1.2*DW52/3600*1004.5*(DR52-EE52)-DI52/3600*4180*DL52)/(1.2*1004.5*(DQ52-DR52)/3600)/DW52","v":2.5626734605320509},"2016-07-28",null,null,null,98.363556000000003,64.119666666666674,59.058,5.0616666666666665,578.09911599999998,17.108416333333334,108.45460433333334,2.946296666666667,30.329333333333334,43.752888666666671,null,null,null,5.0999999999999996,36.810482999999998,30.053333333333331,30.563333333333333,30.373333333333335,42.596666666666664,43.976666666666667,44.683333333333337,29.81,31.25]
[null,null,null,null,null,null,"L",{"$f":"I53/$I$29","v":51.423728813559322},37,{"$f":"K53/$I$28","v":52.254901960784316},65,null,null,null,null,null,null,null,null,null,null,null,null,null,null,null,null,null,null,null,null,null,null,null,null,null,null,null,null,1072187,{"$f":"VLOOKUP(AN53,Duesenkaesten_Groeßen_Matrix,3)","v":42},{"$f":"CONCATENATE(\"\"&AO53&\" Düsen \")","v":"42 Düsen "},64.758816999999993,27.087657666666669,150,{"$f":"CONCATENATE(\"\"&AS53&\" Pa \")","v":"150 Pa "},2.2292712685084228,null,null,null,null,null,null,null,null,null,null,null,null,null,null,null,null,null,null,null,null,null,null,null,null,null,null,null,null,null,null,null,null,null,null,null,null,null,null,null,null,null,null,null,null,null,null,null,null,null,null,null,null,null,null,null,1072187,2.7999999999999994,150,{"$f":"(1.2*DW53/3600*1004.5*(DR53-EE53)-DI53/3600*4180*DL53)/(1004.5*(DQ53-DR53)/3600)/DW53","v":2.6751255222101076},{"$f":"(((4180/1004.5)*(DI53/(1.2*DW53))*(DL53))+(EE53-DR53))/(DR53-DQ53)","v":2.2292712685084228},{"$f":"(1.2*DW53/3600*1004.5*(DR53-EE53)-DI53/3600*4180*DL53)/(1.2*1004.5*(DQ53-DR53)/3600)/DW53","v":2.2292712685084228},"2016-07-29",null,null,null,100.66661766666668,64.148666666666671,56.247333333333337,7.9013333333333335,923.54826866666679,27.087657666666669,162.16646166666666,2.5041603333333331,30.053888666666666,43.753110999999997,null,null,null,16.399999999999999,64.758816999999993,29.856666666666666,30.196666666666669,30.106666666666666,43.593333333333334,43.783333333333331,43.876666666666665,29.75,31.700000000000003]
[null,null,null,null,null,null,"XL",{"$f":"I54/$I$29","v":59.762711864406782},43,{"$f":"K54/$I$28","v":60.294117647058826},75,null,null,null,null,null,null,null,null,null,null,null,null,null,null,null,null,null,null,null,null,null,null,null,null,null,null,null,null,1072187,{"$f":"VLOOKUP(AN54,Duesenkaesten_Groeßen_Matrix,3)","v":42},{"$f":"CONCATENATE(\"\"&AO54&\" Düsen \")","v":"42 Düsen "},89.78586,33.202277666666667,300,{"$f":"CONCATENATE(\"\"&AS54&\" Pa \")","v":"300 Pa "},2.2024050591901809,null,null,null,null,null,null,null,null,null,null,null,null,null,null,null,null,null,null,null,null,null,null,null,null,null,null,null,null,null,null,null,null,null,null,null,null,null,null,null,null,null,null,null,null,null,null,null,null,null,null,null,null,null,null,null,1072187,2.7999999999999994,300,{"$f":"(1.2*DW54/3600*1004.5*(DR54-EE54)-DI54/3600*4180*DL54)/(1004.5*(DQ54-DR54)/3600)/DW54","v":2.6428860710282169},{"$f":"(((4180/1004.5)*(DI54/(1.2*DW54))*(DL54))+(EE54-DR54))/(DR54-DQ54)","v":2.2024050591901814},{"$f":"(1.2*DW54/3600*1004.5*(DR54-EE54)-DI54/3600*4180*DL54)/(1.2*1004.5*(DQ54-DR54)/3600)/DW54","v":2.2024050591901809},"2016-07-29",null,null,null,100.73367166666667,64.173000000000002,54.468333333333334,9.7046666666666663,1135.0854156666667,33.202277666666667,218.97863233333331,2.4388990000000002,29.986000000000001,42.434111333333334,null,null,null,32.1,89.78586,29.86,30.073333333333334,30.02333333333333,42.436666666666667,42.526666666666671,42.34,29.97666666666667,32.093333333333334]
[null,null,null,null,null,null,null,null,null,null,null,null,null,null,null,null,null,null,null,null,null,null,null,null,null,null,null,null,null,null,null,null,null,null,null,null,null,null,null,null,null,null,"V_Prim_3_heizen","qk_3_heizen","dP_3_heizen"]
[null,null,null,null,null,null,null,null,null,null,null,null,null,null,null,null,null,null,null,null,null,null,null,null,null,null,null,null,null,null,null,null,null,null,null,null,null,null,null,1072190,{"$f":"VLOOKUP(AN56,Duesenkaesten_Groeßen_Matrix,3)","v":52},{"$f":"CONCATENATE(\"\"&AO56&\" Düsen \")","v":"52 Düsen "},45.974066000000001,16.952678666666667,50,{"$f":"CONCATENATE(\"\"&AS56&\" Pa \")","v":"50 Pa "},2.0317020814561375,null,null,null,null,null,null,null,null,null,null,null,null,null,null,null,null,null,null,null,null,null,null,null,null,null,null,null,null,null,null,null,null,null,null,null,null,null,null,null,null,null,null,null,null,null,null,null,null,null,null,null,null,null,null,null,1072190,2.7999999999999994,50,{"$f":"(1.2*DW56/3600*1004.5*(DR56-EE56)-DI56/3600*4180*DL56)/(1004.5*(DQ56-DR56)/3600)/DW56","v":2.4380424977473649},{"$f":"(((4180/1004.5)*(DI56/(1.2*DW56))*(DL56))+(EE56-DR56))/(DR56-DQ56)","v":2.0317020814561375},{"$f":"(1.2*DW56/3600*1004.5*(DR56-EE56)-DI56/3600*4180*DL56)/(1.2*1004.5*(DQ56-DR56)/3600)/DW56","v":2.0317020814561375},"2016-07-28",null,null,null,101.657721,64.130333333333326,59.218999999999994,4.9113333333333324,579.7137766666666,16.952678666666667,103.99422433333335,2.2620193333333334,29.934222333333334,42.763666666666666,null,null,null,8.1,45.974066000000001,29.526666666666667,30.296666666666667,29.98,42.186666666666667,42.806666666666665,43.29666666666666,29.286666666666665,31.17]
[null,null,null,null,null,null,null,null,null,null,null,null,null,null,null,null,null,null,null,null,null,null,null,null,null,null,null,null,null,null,null,null,null,null,null,null,null,null,null,1072190,{"$f":"VLOOKUP(AN57,Duesenkaesten_Groeßen_Matrix,3)","v":52},{"$f":"CONCATENATE(\"\"&AO57&\" Düsen \")","v":"52 Düsen "},79.841605999999999,27.450023666666667,150,{"$f":"CONCATENATE(\"\"&AS57&\" Pa \")","v":"150 Pa "},1.9344163940311805,null,null,null,null,null,null,null,null,null,null,null,null,null,null,null,null,null,null,null,null,null,null,null,null,null,null,null,null,null,null,null,null,null,null,null,null,null,null,null,null,null,null,null,null,null,null,null,null,null,null,null,null,null,null,null,1072190,2.9,150,{"$f":"(1.2*DW57/3600*1004.5*(DR57-EE57)-DI57/3600*4180*DL57)/(1004.5*(DQ57-DR57)/3600)/DW57","v":2.3212996728374162},{"$f":"(((4180/1004.5)*(DI57/(1.2*DW57))*(DL57))+(EE57-DR57))/(DR57-DQ57)","v":1.9344163940311803},{"$f":"(1.2*DW57/3600*1004.5*(DR57-EE57)-DI57/3600*4180*DL57)/(1.2*1004.5*(DQ57-DR57)/3600)/DW57","v":1.9344163940311805},"2016-07-28",null,null,null,102.20697700000001,64.14533333333334,56.146666666666668,7.9986666666666677,949.23099566666667,27.450023666666667,167.15177600000001,2.0935423333333336,29.564999999999998,42.408666666666669,null,null,null,25.3,79.841605999999999,29.306666666666668,29.813333333333333,29.573333333333334,42.416666666666664,42.383333333333333,42.43,29.310000000000002,31.746666666666666]
[null,null,null,null,null,null,null,null,null,null,null,null,null,null,null,null,null,null,null,null,null,null,null,null,null,null,null,null,null,null,null,null,null,null,null,null,null,null,null,1072190,{"$f":"VLOOKUP(AN58,Duesenkaesten_Groeßen_Matrix,3)","v":52},{"$f":"CONCATENATE(\"\"&AO58&\" Düsen \")","v":"52 Düsen "},110.62527899999999,33.560899333333332,300,{"$f":"CONCATENATE(\"\"&AS58&\" Pa \")","v":"300 Pa "},1.9428589204371021,null,null,null,null,null,null,null,null,null,null,null,null,null,null,null,null,null,null,null,null,null,null,null,null,null,null,null,null,null,null,null,null,null,null,null,null,null,null,null,null,null,null,null,null,null,null,null,null,null,null,null,null,null,null,null,1072190,2.9,300,{"$f":"(1.2*DW58/3600*1004.5*(DR58-EE58)-DI58/3600*4180*DL58)/(1004.5*(DQ58-DR58)/3600)/DW58","v":2.3314307045245219},{"$f":"(((4180/1004.5)*(DI58/(1.2*DW58))*(DL58))+(EE58-DR58))/(DR58-DQ58)","v":1.9428589204371027},{"$f":"(1.2*DW58/3600*1004.5*(DR58-EE58)-DI58/3600*4180*DL58)/(1.2*1004.5*(DQ58-DR58)/3600)/DW58","v":1.9428589204371021},"2016-07-28",null,null,null,101.79802366666667,64.159333333333336,54.282333333333327,9.8770000000000007,1167.4490503333334,33.560899333333332,228.42790099999999,2.064889,29.373333333333335,40.968999666666669,null,null,null,49.366666666666667,110.62527899999999,29.17,29.58666666666667,29.366666666666664,41.099999999999994,40.986666666666672,40.823333333333331,29.403333333333332,31.98]
["ã LTG Aktiengesellschaft - Letzte Änderung: 01.03.2009",null,null,null,null,null,null,null,null,null,null,null,null,null,null,null,null,null,null,null,null,null,null,null,null,null,null,null,null,null,null,null,null,null,null,null,null,null,null,null,null,null,"V_Prim_4_heizen","qk_4_heizen","dP_4_heizen"]
["Angaben zu Toleranzen sowie weitere Spezifikationen sind der aktuellen Bauteilmappe der LTG Aktiengesellschaft zu entnehmen.",null,null,null,null,null,null,null,null,null,null,null,null,null,null,null,null,null,null,null,null,null,null,null,null,null,null,null,null,null,null,null,null,null,null,null,null,null,null,1072193,{"$f":"VLOOKUP(AN60,Duesenkaesten_Groeßen_Matrix,3)","v":60},{"$f":"CONCATENATE(\"\"&AO60&\" Düsen \")","v":"60 Düsen "},55.320571999999999,19.562878000000001,50,{"$f":"CONCATENATE(\"\"&AS60&\" Pa \")","v":"50 Pa "},1.9288475659535613,null,null,null,null,null,null,null,null,null,null,null,null,null,null,null,null,null,null,null,null,null,null,null,null,null,null,null,null,null,null,null,null,null,null,null,null,null,null,null,null,null,null,null,null,null,null,null,null,null,null,null,null,null,null,null,1072193,2.7000000000000006,50,{"$f":"(1.2*DW60/3600*1004.5*(DR60-EE60)-DI60/3600*4180*DL60)/(1004.5*(DQ60-DR60)/3600)/DW60","v":2.3146170791442735},{"$f":"(((4180/1004.5)*(DI60/(1.2*DW60))*(DL60))+(EE60-DR60))/(DR60-DQ60)","v":1.9288475659535618},{"$f":"(1.2*DW60/3600*1004.5*(DR60-EE60)-DI60/3600*4180*DL60)/(1.2*1004.5*(DQ60-DR60)/3600)/DW60","v":1.9288475659535613},"2016-07-26",null,null,null,99.861389999999986,64.13133333333333,58.304333333333339,5.8269999999999991,675.63775566666664,19.562878000000001,117.636526,2.1264516666666666,29.594555666666668,42.581778,null,null,null,11.9,55.320571999999999,29.356666666666666,29.583333333333332,29.846666666666668,41.550000000000004,43.620000000000005,42.576666666666661,29.12,31.156666666666666]
["Eine Fehlerfreiheit des Programms kann nicht zugesichert werden. Im Zweifel gelten die technischen Daten der aktuellen Bauteilmappe der LTG Aktiengesellschaft.",null,null,null,null,null,null,null,null,null,null,null,null,null,null,null,null,null,null,null,null,null,null,null,null,null,null,null,null,null,null,null,null,null,null,null,null,null,null,1072193,60,"60 Düsen ",78.391761000000002,26.108248333333332,100,"100 Pa ",1.8310322453950234,null,null,null,null,null,null,null,null,null,null,null,null,null,null,null,null,null,null,null,null,null,null,null,null,null,null,null,null,null,null,null,null,null,null,null,null,null,null,null,null,null,null,null,null,null,null,null,null,null,null,null,null,null,null,null,1072193,2.7000000000000006,100,2.1972386944740276,1.8310322453950232,1.8310322453950234,"2016-07-26",null,null,null,103.399964,64.172666666666672,56.610999999999997,7.5616666666666665,907.8466196666667,26.108248333333332,155.72864866666669,1.9865436666666667,29.400221999999999,42.327221999999999,null,null,null,24.399999999999995,78.391761000000002,29.196666666666669,29.39,29.616666666666671,41.68333333333333,43.036666666666669,42.263333333333328,29.14,31.41]
["Aus Programmierfehlern entstandener Schaden geht nicht zu Lasten der LTG Aktiengesellschaft. Technische Änderungen im Rahmen der Weiterentwicklung vorbehalten.",null,null,null,null,null,null,null,null,null,null,null,null,null,null,null,null,null,null,null,null,null,null,null,null,null,null,null,null,null,null,null,null,null,null,null,null,null,null,1072193,60,"60 Düsen ",95.011116999999999,29.717732333333334,150,"150 Pa ",1.8178348725443019,null,null,null,null,null,null,null,null,null,null,null,null,null,null,null,null,null,null,null,null,null,null,null,null,null,null,null,null,null,null,null,null,null,null,null,null,null,null,null,null,null,null,null,null,null,null,null,null,null,null,null,null,null,null,null,1072193,2.9,150,2.181401847053162,1.8178348725443014,1.8178348725443019,"2016-07-26",null,null,null,101.52513499999999,64.160666666666671,55.387,8.7736666666666654,1034.229,29.717732333333334,184.92578600000002,1.9463593333333333,29.358889000000001,41.752000000000002,null,null,null,36.200000000000003,95.011116999999999,29.193333333333332,29.343333333333334,29.540000000000003,41.356666666666669,42.276666666666664,41.623333333333335,29.343333333333334,31.77]
[null,null,null,null,null,null,null,null,null,null,null,null,null,null,null,null,null,null,null,null,null,null,null,null,null,null,null,null,null,null,null,null,null,null,null,null,null,null,null,1072193,60,"60 Düsen ",109.00748700000001,32.061430333333334,200,"200 Pa ",1.8426529450747526,null,null,null,null,null,null,null,null,null,null,null,null,null,null,null,null,null,null,null,null,null,null,null,null,null,null,null,null,null,null,null,null,null,null,null,null,null,null,null,null,null,null,null,null,null,null,null,null,null,null,null,null,null,null,null,1072193,2.7999999999999994,200,2.2111835340897028,1.8426529450747526,1.8426529450747526,"2016-07-27",null,null,null,99.354398000000003,64.105999999999995,54.37766666666667,9.7283333333333335,1122.2899543333335,32.061430333333334,220.64356733333332,2.0241139999999995,29.10166666666667,40.398444333333337,null,null,null,47.9,109.00748700000001,28.933333333333334,29.286666666666665,29.083333333333332,40.083333333333336,40.823333333333331,40.29,28.7,30.466666666666669]
[null,null,null,null,null,null,null,null,null,null,null,null,null,null,null,null,null,null,null,null,null,null,null,null,null,null,null,null,null,null,null,null,null,null,null,null,null,null,null,1072193,60,"60 Düsen ",120.49417699999999,33.952533333333342,250,"250 Pa ",1.8005513907970989,null,null,null,null,null,null,null,null,null,null,null,null,null,null,null,null,null,null,null,null,null,null,null,null,null,null,null,null,null,null,null,null,null,null,null,null,null,null,null,null,null,null,null,null,null,null,null,null,null,null,null,null,null,null,null,1072193,2.9,250,2.1606616689565188,1.8005513907970989,1.8005513907970989,"2016-07-27",null,null,null,102.03387966666666,64.156000000000006,54.139000000000003,10.016999999999999,1186.7354930000001,33.952533333333342,226.55536966666668,1.8802183333333333,29.203111333333329,40.54422233333333,null,null,null,58.79999999999999,120.49417699999999,29.093333333333334,29.36333333333333,29.150000000000002,40.273333333333333,40.946666666666665,40.413333333333334,28.899999999999995,31.55]
[null,null,null,null,null,null,null,null,null,null,null,null,null,null,null,null,null,null,null,null,null,null,null,null,null,null,null,null,null,null,null,null,null,null,null,null,null,null,null,1072193,60,"60 Düsen ",131.214168,35.38994266666667,300,"300 Pa ",1.7906676905835508,null,null,null,null,null,null,null,null,null,null,null,null,null,null,null,null,null,null,null,null,null,null,null,null,null,null,null,null,null,null,null,null,null,null,null,null,null,null,null,null,null,null,null,null,null,null,null,null,null,null,null,null,null,null,null,1072193,2.9,300,2.1488012287002607,1.7906676905835512,1.7906676905835508,"2016-07-27",null,null,null,101.86473666666666,64.166333333333341,53.693666666666672,10.472666666666667,1238.6630876666666,35.38994266666667,239.77868100000001,1.8273840000000001,29.165777666666667,40.278111000000003,null,null,null,70,131.214168,29.096666666666668,29.293333333333333,29.103333333333335,40.07,40.65,40.116666666666667,29.006666666666664,31.983333333333334]
[]
[]
[]
[]
[]
[null,null,null,null,null,null,null,"BG 630","BG1000","BG 800"]
[null,null,null,null,null,null,null,"Düsen","Düsen","Düsen"]
[null,null,null,null,null,null,"S",24,41,33]
[null,null,null,null,null,null,"M",30,52,42]
[null,null,null,null,null,null,"L",37,65,52]
[null,null,null,null,null,null,"XL",43,75,60]

{"sheet":"HFB 800_neu","index":4,"n_rows":101,"n_cols":227,"rows_kept":101,"cut":false,"hidden":true,"merged":[[27,37,29,37],[7,13,7,14],[0,8,0,9],[0,14,0,16],[4,13,4,16],[5,13,5,16],[6,13,6,14]]}
["Tel.  +49 (0)711 8201-212",null,null,null,null,"Fax: -720",null,"Email:","Raumluft@LTG-AG.de",null,null,null,null,null,null,null,null,null,null,null,null,null,null,null,"\\\\file\\Daten\\E\\cer\\Projekte\\Produktpflege Kleinaufträge\\2016\\2016-03-17 HFB - Optimierung\\Messungen\\16-08-25 Kalorik HFB_Nullseriengerät_800_4L_Rohdaten und Auswertung.xlsx",null,null,null,null,null,null,null,null,null,null,null,null,null,"\\\\file\\Daten\\E\\cer\\Projekte\\Produktpflege Kleinaufträge\\2016\\2016-03-17 HFB - Optimierung\\Messungen\\16-08-25 Kalorik HFB_Nullseriengerät_800_4L_Rohdaten und Auswertung.xlsx",null,null,null,null,null,null,null,null,null,null,null,null,null,null,null,null,null,null,null,null,null,null,null,null,null,null,null,null,null,null,null,null,null,null,null,null,"\\\\file\\Daten\\E\\cer\\Projekte\\Produktpflege Kleinaufträge\\2016\\2016-03-17 HFB - Optimierung\\Messungen\\Akustik\\2016-08-26 Akustik_HFB_800_4.xlsm"]
["LTG Auslegungstabelle HFB - Induktionsgerät für den Einbau in Doppelböden",null,null,null,null,null,null,null,null,null,null,null,null,null,null,null,"LTG Aktiengesellschaft",null,null,null,null,null,null,null,"Wassermengenvariation",null,null,null,null,null,null,null,null,null,null,null,null,null,"Kalorische Leistung BG800 - ohne Schieber, mit Al-Lineargitter",null,null,null,null,null,null,null,null,null,"y(f=Vpr) = Druck",null,null,null,null,null,null,"y (Vpr)= spez. Leistung\n",null,null,null,null,null,null,"y(f=Vpr) = Druck",null,null,null,null,null,null,"y (Vpr)= spez. Leistung\n",null,null,null,null,null,"Akustik BG800 - ohne Schieber",null,null,null,null,"Abhängig von V_Primär",null,null,null,null,null,null,null,null,null,null,null,null,null,null,null,null,null,null,null,null,"Für Auslegetool nicht verwendet"]
[null,null,null,null,null,null,null,null,null,null,null,null,null,null,null,null,null,null,null,null,null,null,null,null,null,null,null,null,null,null,null,null,null,null,null,null,null,null,null,null,null,null,null,null,"gesamte_Matrix_Düsenkasten",null,null,null,null,null,null,null,null,null,null,null,null,null,null,null,null,null,null,null,null,null,null,null,null,null,null,null,null,null,null,null,null,null,"Akustik_Matrix",null,null,null,null,null,null,null,null,null,null,null,null,null,null,null,null,null,null,null,null,null,null,null,null,null,null,null,null,null,{"$f":"COLUMN(AT6)","v":46},{"$f":"ROW()","v":3},{"$f":"ADDRESS(DF3,DE3,4)","v":"AT3"}]
["Kühlfall:",null,null,null,null,null,null,null,"Heizfall:",null,null,null,null,null,null,null,null,null,null,null,null,null,null,null,null,null,null,null,null,null,null,null,null,null,null,null,null,null,null,null,null,"offene_Düsen_kühlen",null,null,null,"y = Druck \nx = V_Primär ","y =","mxb","Druck_abhängig_von_Vpr_kühlen","y = Druck \nx = Anzahl Düsen","y =","mxb","y = q_k\nx = V_Prim","y =","axn+bx(n-1)+...+nx+m","Leistung_abhängig_von_Vpr_kühlen","y = q_k\nx = Düsenanzahl","y =","axn+bx(n-1)+...+nx+m","y = Druck \nx = V_Primär ","y =","mxb","Druck_abhängig_von_Vpr_heizen","y = Druck \nx = Anzahl Düsen","y =","mxb","y = q_k\nx = V_Prim","y =","axn+bx(n-1)+...+nx+m","Leistung_abhängig_von_Vpr_heizen","y = q_k\nx = Düsenanzahl","y =","axn+bx(n-1)+...+nx+m","Für andere \nDüsenzahlberechnung",null,null,"Akustik_AnzahlDüsen","y = L_wa\nx = V_Pr","y =","mLN(x) + b","LWAabhaengigvonVpr","y = L_wa (ab. Von Vpr)\nx = Anzahl Düse","y = mLN(x) + b","y = Druck \nx = V_Primär ","y =","mxb","Akustik_Druck_P_abhaengigvonVpr","y = Druck\nx = Anzahl Düse","y =","mxb","Für andere \nDüsenzahlberechnung",null,null,null,null,null,null,null,null,null,null,null,null,{"$f":"INDIRECT(DG3)","v":0},{"$f":"LEFT(ADDRESS(DF3,DE3,4), 2)","v":"AT"},{"$f":"INDIRECT(DA4 & DF3)","v":0},null,null,{"$f":"COLUMN(AT7)","v":46},{"$f":"ROW()","v":4},{"$f":"ADDRESS(DF4,DE4,4)","v":"AT4"}]
[null,"Ansaugtemperatur:",null,null,null,{"$f":"HFB!K6","v":26},"°C",null,null,"Ansaugtemperatur:",{"$f":"HFB!P6","v":20},"°C","Projekt:",null,null,null,null,null,null,null,null,null,null,null,"Tabellenblatt: 08-08-2016_kühlen Wassermengvar",null,null,null,null,null,"Tabellenblatt: 26-07-2016_Heizen_WasserMengVar",null,null,null,null,null,null,null,"Größe","Zeichnungsnummer","Düsenkasten","offene Düsen","1. Reihe","2. Reihe","Kasten","m","b","R2","Druck [Pa]","m","b","R2","a*x2","b*x","m","spez. Leistung [W/K]","a*x2","b*x","m","m","b","R2","Druck [Pa]","m","b","R2","a*x2","b*x","m","spez. Leistung [W/K]","a*x2","b*x","m","offene Düsen",null,"Größe","offene Düsen","m","b","R2","y(Vpr) =  ?? dB(A)","m","b","m","b","R2","y(Vpr) =  ?? Pa","m","b","R2","offene Düsen",null,null,null,null,null,null,null,null,null,null,null,null,{"$f":"INDIRECT(DG4)","v":"y = Druck \nx = V_Primär "},{"$f":"LEFT(ADDRESS(DF4,DE4,4), 2)","v":"AT"},{"$f":"INDIRECT(DA5 & DF4)","v":"y = Druck \nx = V_Primär "},null,null,{"$f":"COLUMN(AT8)","v":46},{"$f":"ROW()","v":5},{"$f":"ADDRESS(DF5,DE5,4)","v":"AT5"}]
[null,"Primärlufttemperatur:",null,null,null,{"$f":"HFB!K7","v":18},"°C",null,null,"Primärlufttemperatur:",{"$f":"HFB!P7","v":18},"°C",null,null,null,null,null,null,null,null,null,null,null,null,null,null,null,null,null,null,null,null,null,null,null,null,null,null,"S",1072184,1,33,30,3,"K4",{"$f":"INDEX(LOGEST(dP_1_kühlen,LN(V_Prim_1_kühlen),,TRUE),1,2)","v":6.4164497108830987E-2},{"$f":"LN(INDEX(LOGEST(dP_1_kühlen,LN(V_Prim_1_kühlen),,TRUE),1,1))","v":1.9833119051334793},{"$f":"INDEX(LOGEST(dP_1_kühlen,LN(V_Prim_1_kühlen),,TRUE),3,1)","v":0.99963958938392905},{"$f":"AT6*V_pr^AU6","v":381.69443013093058},{"$f":"INDEX(LOGEST(Druck_abhängig_von_Vpr_kühlen,LN(offene_Düsen_kühlen),,TRUE),1,2)","v":619674.70546287706},{"$f":"LN(INDEX(LOGEST(Druck_abhängig_von_Vpr_kühlen,LN(offene_Düsen_kühlen),,TRUE),1,1))","v":-2.1093511238614568},{"$f":"INDEX(LOGEST(Druck_abhängig_von_Vpr_kühlen,LN(offene_Düsen_kühlen),,TRUE),3,1)","v":0.99726257607974089},{"$f":"LINEST(qk_1_kühlen,V_Prim_1_kühlen^{0,1,2},0,0)","v":6.2432104921172676E-5},0.6940246780284457,-3.9213144518019161,{"$f":"BA6*V_pr^2+BB6*V_pr+BC6","v":52.000225261969241},{"$f":"LINEST(Leistung_abhängig_von_Vpr_kühlen,offene_Düsen_kühlen^{0,1,2},0,0)","v":1.6488489755557493E-3},-0.85208300644136747,78.211615271179866,{"$f":"INDEX(LOGEST(dP_1_heizen,LN(V_Prim_1_heizen),,TRUE),1,2)","v":6.5194424688041777E-2},{"$f":"LN(INDEX(LOGEST(dP_1_heizen,LN(V_Prim_1_heizen),,TRUE),1,1))","v":1.9785995589074163},{"$f":"INDEX(LOGEST(dP_1_heizen,LN(V_Prim_1_heizen),,TRUE),3,1)","v":0.99942308891095244},{"$f":"BH6*V_pr^BI6","v":379.89490240961197},{"$f":"INDEX(LOGEST(Druck_abhängig_von_Vpr_heizen,LN(offene_Düsen_kühlen),,TRUE),1,2)","v":610482.33789315622},{"$f":"LN(INDEX(LOGEST(Druck_abhängig_von_Vpr_heizen,LN(offene_Düsen_kühlen),,TRUE),1,1))","v":-2.106976682292526},{"$f":"INDEX(LOGEST(Druck_abhängig_von_Vpr_heizen,LN(offene_Düsen_kühlen),,TRUE),3,1)","v":0.99709494453373271},{"$f":"LINEST(qk_1_heizen,V_Prim_1_heizen^{0,1,2},0,0)","v":-2.584231178983115E-3},0.64692538031176028,-0.37948098866617064,{"$f":"BO6*V_pr^2+BP6*V_pr+BQ6","v":34.835469890782711},{"$f":"LINEST(Leistung_abhängig_von_Vpr_heizen,offene_Düsen_kühlen^{0,1,2},0,0)","v":7.0530465936675607E-3},-0.9770436492582204,59.481796620311222,{"$f":"H29","v":33},null,"S",33,{"$f":"LINEST(Akustik_Lwa1,LN(Akustik_Vpr1),TRUE,FALSE)","v":30.948265184506486},-90.448266219356682,null,{"$f":"BZ6*LN(V_pr)+CA6","v":45.167856116101106},{"$f":"LINEST(LWAabhaengigvonVpr,LN(Akustik_AnzahlDüsen),TRUE,FALSE)","v":-22.514584723648973},123.85022778845837,{"$f":"INDEX(LOGEST(Akustik_P1,LN(Akustik_Vpr1),,TRUE),1,2)","v":3.0503727380972727E-2},{"$f":"LN(INDEX(LOGEST(Akustik_P1,LN(Akustik_Vpr1),,TRUE),1,1))","v":2.163617799686802},{"$f":"INDEX(LOGEST(Akustik_P1,LN(Akustik_Vpr1),,TRUE),3,1)","v":0.99995887766037961},{"$f":"CF6*V_pr^CG6","v":399.86397703329209},{"$f":"INDEX(LOGEST(Akustik_Druck_P_abhaengigvonVpr,LN(Akustik_AnzahlDüsen),,TRUE),1,2)","v":659259.8491507686},{"$f":"LN(INDEX(LOGEST(Akustik_Druck_P_abhaengigvonVpr,LN(Akustik_AnzahlDüsen),,TRUE),1,1))","v":-2.1193588049352798},{"$f":"INDEX(LOGEST(Akustik_Druck_P_abhaengigvonVpr,LN(Akustik_AnzahlDüsen),,TRUE),3,1)","v":0.99986586265455413},{"$f":"H29","v":33},null,null,null,null,null,null,null,null,null,null,null,null,null,{"$f":"LEFT(ADDRESS(DF5,DE5,4), 2)","v":"AT"},{"$f":"INDIRECT(DA6 & DF5)","v":"m"},null,null,{"$f":"COLUMN(BA9)","v":53},{"$f":"ROW()","v":6},{"$f":"ADDRESS(DF6,DE6,4)","v":"BA6"}]
[null,"Kühlwasservorlauf:",null,null,null,{"$f":"HFB!K8","v":16},"°C",null,null,"Heizwasservorlauf:",{"$f":"HFB!P8","v":60},"°C","Datum:",null,null,null,null,null,null,null,null,null,null,null,"kühlen - Wassermengenvariation - Messung vom 08.08.2016, mit Al-Lineargitter",null,null,null,null,null,"Wassermengenvariation - Messung vom 27.07.2016 - Mit Al-Lineargitter",null,null,null,null,null,null,null,"M",1072187,2,42,30,12,"K3",{"$f":"INDEX(LOGEST(dP_2_kühlen,LN(V_Prim_2_kühlen),,TRUE),1,2)","v":2.7959505466494543E-2},{"$f":"LN(INDEX(LOGEST(dP_2_kühlen,LN(V_Prim_2_kühlen),,TRUE),1,1))","v":2.0642289630554385},{"$f":"INDEX(LOGEST(dP_2_kühlen,LN(V_Prim_2_kühlen),,TRUE),3,1)","v":0.99977580976214553},{"$f":"AT7*V_pr^AU7","v":237.10622494105073},{"$f":"INDEX(LOGEST(Druck_abhängig_von_Vpr_kühlen,LN(offene_Düsen_kühlen),,TRUE),1,2)","v":619674.70546287706},{"$f":"LN(INDEX(LOGEST(Druck_abhängig_von_Vpr_kühlen,LN(offene_Düsen_kühlen),,TRUE),1,1))","v":-2.1093511238614568},{"$f":"INDEX(LOGEST(Druck_abhängig_von_Vpr_kühlen,LN(offene_Düsen_kühlen),,TRUE),3,1)","v":0.99726257607974089},{"$f":"LINEST(qk_2_kühlen,V_Prim_2_kühlen^{0,1,2},0,0)","v":-1.8364896692213044E-3},0.82701549333639091,-9.3935020969488097,{"$f":"BA7*V_pr^2+BB7*V_pr+BC7","v":45.014203486946116},{"$f":"LINEST(Leistung_abhängig_von_Vpr_kühlen,offene_Düsen_kühlen^{0,1,2},0,0)","v":1.6488489755557493E-3},-0.85208300644136747,78.211615271179866,{"$f":"INDEX(LOGEST(dP_2_heizen,LN(V_Prim_2_heizen),,TRUE),1,2)","v":3.6267938338931362E-2},{"$f":"LN(INDEX(LOGEST(dP_2_heizen,LN(V_Prim_2_heizen),,TRUE),1,1))","v":2.002374491075392},{"$f":"INDEX(LOGEST(dP_2_heizen,LN(V_Prim_2_heizen),,TRUE),3,1)","v":0.99946779871716307},{"$f":"BH7*V_pr^BI7","v":234.54258795219749},{"$f":"INDEX(LOGEST(Druck_abhängig_von_Vpr_heizen,LN(offene_Düsen_kühlen),,TRUE),1,2)","v":610482.33789315622},{"$f":"LN(INDEX(LOGEST(Druck_abhängig_von_Vpr_heizen,LN(offene_Düsen_kühlen),,TRUE),1,1))","v":-2.106976682292526},{"$f":"INDEX(LOGEST(Druck_abhängig_von_Vpr_heizen,LN(offene_Düsen_kühlen),,TRUE),3,1)","v":0.99709494453373271},{"$f":"LINEST(qk_2_heizen,V_Prim_2_heizen^{0,1,2},0,0)","v":-2.1281550369413155E-3},0.57321554640403194,-1.1082499063456628,{"$f":"BO7*V_pr^2+BP7*V_pr+BQ7","v":31.128801569552479},{"$f":"LINEST(Leistung_abhängig_von_Vpr_heizen,offene_Düsen_kühlen^{0,1,2},0,0)","v":7.0530465936675607E-3},-0.9770436492582204,59.481796620311222,{"$f":"H30","v":42},null,"M",42,{"$f":"LINEST(Akustik_Lwa2,LN(Akustik_Vpr2),TRUE,FALSE)","v":29.793137008482152},-90.867975046940956,null,{"$f":"BZ7*LN(V_pr)+CA7","v":39.686344854715941},{"$f":"LINEST(LWAabhaengigvonVpr,LN(Akustik_AnzahlDüsen),TRUE,FALSE)","v":-22.514584723648973},123.85022778845837,{"$f":"INDEX(LOGEST(Akustik_P2,LN(Akustik_Vpr2),,TRUE),1,2)","v":2.5025358200351087E-2},{"$f":"LN(INDEX(LOGEST(Akustik_P2,LN(Akustik_Vpr2),,TRUE),1,1))","v":2.0913273417273692},{"$f":"INDEX(LOGEST(Akustik_P2,LN(Akustik_Vpr2),,TRUE),3,1)","v":0.99994156906321174},{"$f":"CF7*V_pr^CG7","v":238.98157886637571},{"$f":"INDEX(LOGEST(Akustik_Druck_P_abhaengigvonVpr,LN(Akustik_AnzahlDüsen),,TRUE),1,2)","v":659259.8491507686},{"$f":"LN(INDEX(LOGEST(Akustik_Druck_P_abhaengigvonVpr,LN(Akustik_AnzahlDüsen),,TRUE),1,1))","v":-2.1193588049352798},{"$f":"INDEX(LOGEST(Akustik_Druck_P_abhaengigvonVpr,LN(Akustik_AnzahlDüsen),,TRUE),3,1)","v":0.99986586265455413},{"$f":"H30","v":42}]
[null,"projektierte Leistung:",null,null,null,{"$f":"HFB!K9","v":0},"W",null,null,"projektierte Leistung:",{"$f":"HFB!P9","v":0},"W","Bearbeiter:",null,null,null,null,null,null,null,null,"Kühlen","Heizen",null,"Düsenkasten Stellung 3 (27 oben offen, unten 0 offen)",null,null,null,null,null,"Düsenkasten K1 - 1072193",null,null,null,null,null,null,null,"L",1072190,3,52,30,22,"K2",{"$f":"INDEX(LOGEST(dP_3_kühlen,LN(V_Prim_3_kühlen),,TRUE),1,2)","v":1.9822241982065624E-2},{"$f":"LN(INDEX(LOGEST(dP_3_kühlen,LN(V_Prim_3_kühlen),,TRUE),1,1))","v":2.0436442112655047},{"$f":"INDEX(LOGEST(dP_3_kühlen,LN(V_Prim_3_kühlen),,TRUE),3,1)","v":0.99967670471274561},{"$f":"AT8*V_pr^AU8","v":153.60013908933391},{"$f":"INDEX(LOGEST(Druck_abhängig_von_Vpr_kühlen,LN(offene_Düsen_kühlen),,TRUE),1,2)","v":619674.70546287706},{"$f":"LN(INDEX(LOGEST(Druck_abhängig_von_Vpr_kühlen,LN(offene_Düsen_kühlen),,TRUE),1,1))","v":-2.1093511238614568},{"$f":"INDEX(LOGEST(Druck_abhängig_von_Vpr_kühlen,LN(offene_Düsen_kühlen),,TRUE),3,1)","v":0.99726257607974089},{"$f":"LINEST(qk_3_kühlen,V_Prim_3_kühlen^{0,1,2},0,0)","v":-1.8287427991500653E-3},0.78390063633172025,-12.306861693836341,{"$f":"BA8*V_pr^2+BB8*V_pr+BC8","v":38.701235298140858},{"$f":"LINEST(Leistung_abhängig_von_Vpr_kühlen,offene_Düsen_kühlen^{0,1,2},0,0)","v":1.6488489755557493E-3},-0.85208300644136747,78.211615271179866,{"$f":"INDEX(LOGEST(dP_3_heizen,LN(V_Prim_3_heizen),,TRUE),1,2)","v":2.0530319357473265E-2},{"$f":"LN(INDEX(LOGEST(dP_3_heizen,LN(V_Prim_3_heizen),,TRUE),1,1))","v":2.0352676974930297},{"$f":"INDEX(LOGEST(dP_3_heizen,LN(V_Prim_3_heizen),,TRUE),3,1)","v":0.99969318219635583},{"$f":"BH8*V_pr^BI8","v":153.35335474004302},{"$f":"INDEX(LOGEST(Druck_abhängig_von_Vpr_heizen,LN(offene_Düsen_kühlen),,TRUE),1,2)","v":610482.33789315622},{"$f":"LN(INDEX(LOGEST(Druck_abhängig_von_Vpr_heizen,LN(offene_Düsen_kühlen),,TRUE),1,1))","v":-2.106976682292526},{"$f":"INDEX(LOGEST(Druck_abhängig_von_Vpr_heizen,LN(offene_Düsen_kühlen),,TRUE),3,1)","v":0.99709494453373271},{"$f":"LINEST(qk_3_heizen,V_Prim_3_heizen^{0,1,2},0,0)","v":-1.7237526174336065E-3},0.52682807545161292,-3.6244010965959021,{"$f":"BO8*V_pr^2+BP8*V_pr+BQ8","v":27.48982818795805},{"$f":"LINEST(Leistung_abhängig_von_Vpr_heizen,offene_Düsen_kühlen^{0,1,2},0,0)","v":7.0530465936675607E-3},-0.9770436492582204,59.481796620311222,{"$f":"H31","v":52},null,"L",52,{"$f":"LINEST(Akustik_Lwa3,LN(Akustik_Vpr3),TRUE,FALSE)","v":29.870193394358694},-96.140239800858353,null,{"$f":"BZ8*LN(V_pr)+CA8","v":34.751743236081268},{"$f":"LINEST(LWAabhaengigvonVpr,LN(Akustik_AnzahlDüsen),TRUE,FALSE)","v":-22.514584723648973},123.85022778845837,{"$f":"INDEX(LOGEST(Akustik_P3,LN(Akustik_Vpr3),,TRUE),1,2)","v":1.464897707281794E-2},{"$f":"LN(INDEX(LOGEST(Akustik_P3,LN(Akustik_Vpr3),,TRUE),1,1))","v":2.1085725002869347},{"$f":"INDEX(LOGEST(Akustik_P3,LN(Akustik_Vpr3),,TRUE),3,1)","v":0.99996599143625708},{"$f":"CF8*V_pr^CG8","v":150.87264752142195},{"$f":"INDEX(LOGEST(Akustik_Druck_P_abhaengigvonVpr,LN(Akustik_AnzahlDüsen),,TRUE),1,2)","v":659259.8491507686},{"$f":"LN(INDEX(LOGEST(Akustik_Druck_P_abhaengigvonVpr,LN(Akustik_AnzahlDüsen),,TRUE),1,1))","v":-2.1193588049352798},{"$f":"INDEX(LOGEST(Akustik_Druck_P_abhaengigvonVpr,LN(Akustik_AnzahlDüsen),,TRUE),3,1)","v":0.99986586265455413},{"$f":"H31","v":52},null,null,null,null,null,null,null,null,null,null,null,null,null,null,null,null,null,null,null,null,null,null,null,null,null,null,null,null,null,null,null,null,null,null,null,null,null,null,null,null,null,null,null,null,null,null,null,null,null,null,null,null,"TWI","TWO","QA","VA","TAI","UR","PT","PS","TAO","UR","QW","VW","DPW","DPA","T_Misch","Q_Eurocoil","Q_KSP","Korrekturwert","q_Eurocoil","q / Düse","q_KSP","q_KSP/Düse","Korrekturwert","V_Prim_KSP","Düsenanzahl","V_Prim/Düsenanzahl",null,"Druck"]
[null,"Raumtemperatur:",null,null,null,{"$f":"HFB!K10","v":26},"°C",null,null,"Raumtemperatur:",{"$f":"HFB!P10","v":20},"°C",null,null,null,null,null,null,null,null,null,"Wassermenge\nKorrekturfaktor","Wasser-menge\nin %",null,null,null,null,null,null,null,null,null,null,null,null,null,null,null,"XL",1072193,4,60,30,30,"K1",{"$f":"INDEX(LOGEST(dP_4_kühlen,LN(V_Prim_4_kühlen),,TRUE),1,2)","v":1.2262182072896531E-2},{"$f":"LN(INDEX(LOGEST(dP_4_kühlen,LN(V_Prim_4_kühlen),,TRUE),1,1))","v":2.0700840394104336},{"$f":"INDEX(LOGEST(dP_4_kühlen,LN(V_Prim_4_kühlen),,TRUE),3,1)","v":0.99978094539444018},{"$f":"AT9*V_pr^AU9","v":106.69006212588737},{"$f":"INDEX(LOGEST(Druck_abhängig_von_Vpr_kühlen,LN(offene_Düsen_kühlen),,TRUE),1,2)","v":619674.70546287706},{"$f":"LN(INDEX(LOGEST(Druck_abhängig_von_Vpr_kühlen,LN(offene_Düsen_kühlen),,TRUE),1,1))","v":-2.1093511238614568},{"$f":"INDEX(LOGEST(Druck_abhängig_von_Vpr_kühlen,LN(offene_Düsen_kühlen),,TRUE),3,1)","v":0.99726257607974089},{"$f":"LINEST(qk_4_kühlen,V_Prim_4_kühlen^{0,1,2},0,0)","v":-1.7711360796645649E-3},0.74407444645725318,-15.300899904435456,{"$f":"BA9*V_pr^2+BB9*V_pr+BC9","v":32.889784902291588},{"$f":"LINEST(Leistung_abhängig_von_Vpr_kühlen,offene_Düsen_kühlen^{0,1,2},0,0)","v":1.6488489755557493E-3},-0.85208300644136747,78.211615271179866,{"$f":"INDEX(LOGEST(dP_4_heizen,LN(V_Prim_4_heizen),,TRUE),1,2)","v":1.1833586444865096E-2},{"$f":"LN(INDEX(LOGEST(dP_4_heizen,LN(V_Prim_4_heizen),,TRUE),1,1))","v":2.0767664550319114},{"$f":"INDEX(LOGEST(dP_4_heizen,LN(V_Prim_4_heizen),,TRUE),3,1)","v":0.99961328786907044},{"$f":"BH9*V_pr^BI9","v":106.02049646066754},{"$f":"INDEX(LOGEST(Druck_abhängig_von_Vpr_heizen,LN(offene_Düsen_kühlen),,TRUE),1,2)","v":610482.33789315622},{"$f":"LN(INDEX(LOGEST(Druck_abhängig_von_Vpr_heizen,LN(offene_Düsen_kühlen),,TRUE),1,1))","v":-2.106976682292526},{"$f":"INDEX(LOGEST(Druck_abhängig_von_Vpr_heizen,LN(offene_Düsen_kühlen),,TRUE),3,1)","v":0.99709494453373271},{"$f":"LINEST(qk_4_heizen,V_Prim_4_heizen^{0,1,2},0,0)","v":-1.2869627753065729E-3},0.44654705893670099,-1.1365308730957464,{"$f":"BO9*V_pr^2+BP9*V_pr+BQ9","v":26.350672079878269},{"$f":"LINEST(Leistung_abhängig_von_Vpr_heizen,offene_Düsen_kühlen^{0,1,2},0,0)","v":7.0530465936675607E-3},-0.9770436492582204,59.481796620311222,{"$f":"H32","v":60},null,"XL",60,{"$f":"LINEST(Akustik_Lwa4,LN(Akustik_Vpr4),TRUE,FALSE)","v":29.096360072207251},-95.72363188065296,null,{"$f":"BZ9*LN(V_pr)+CA9","v":31.77739292782087},{"$f":"LINEST(LWAabhaengigvonVpr,LN(Akustik_AnzahlDüsen),TRUE,FALSE)","v":-22.514584723648973},123.85022778845837,{"$f":"INDEX(LOGEST(Akustik_P4,LN(Akustik_Vpr4),,TRUE),1,2)","v":1.2413529254586983E-2},{"$f":"LN(INDEX(LOGEST(Akustik_P4,LN(Akustik_Vpr4),,TRUE),1,1))","v":2.0805916554829502},{"$f":"INDEX(LOGEST(Akustik_P4,LN(Akustik_Vpr4),,TRUE),3,1)","v":0.99908493729838777},{"$f":"CF9*V_pr^CG9","v":113.09630563170403},{"$f":"INDEX(LOGEST(Akustik_Druck_P_abhaengigvonVpr,LN(Akustik_AnzahlDüsen),,TRUE),1,2)","v":659259.8491507686},{"$f":"LN(INDEX(LOGEST(Akustik_Druck_P_abhaengigvonVpr,LN(Akustik_AnzahlDüsen),,TRUE),1,1))","v":-2.1193588049352798},{"$f":"INDEX(LOGEST(Akustik_Druck_P_abhaengigvonVpr,LN(Akustik_AnzahlDüsen),,TRUE),3,1)","v":0.99986586265455413},{"$f":"H32","v":60},null,null,null,null,null,null,null,null,null,null,"Düsenstellung","Dp - Wasserseitig\n[kPa]","Dp - Düsenkasten\n[Pa]","i (-) kontroller - Stand Labview","i (-) korrigiert ","i (-) - Thomas","Date","Time","Name","Projekt","Wassermenge [kg/h]","T Wasser Vorlauf [°C]","T Wasser Rücklauf [°C]","T Wasser Spreizung [°C]","Q Sek [W]","q Sek [W/K]","V Sek [m³/h]","i [-]","T Ansaug mean [°C]","T Ausblas mean [°C]","T WT in [°C]","T WT out [°C]","Mess-strecke","Wirkdruck","V Prim [m³/h]","T Ansaug 1","T Ansaug 2","T Ansaug 3","T Ausblas 1","T Ausblas 2","T Ausblas 3","T Primärluft","T Halle",null,"Q wasser","qwasser","Vsek","Vsek_Hallraum / Vsek_Berechnet",null,null,null,null,"°C","°C","m3/h","m/s","°C"," % ","kW","kW","°C"," % ","l/h","m/s","kPa","Pa"]
[null,null,null,null,null,null,null,null,null,null,null,null,null,null,null,null,null,null,null,null,null,"kühlen_Korrekturfaktor_Wasser","heizen_Korrekturfaktor_Wasser",null,"Dp - Düsenkasten = 150 Pa",null,null,null,null,null,"Dp - Düsenkasten = 150 Pa",null,null,null,null,null,null,null,1,2,3,4,5,6,7,8,9,10,11,12,13,14,15,16,17,18,19,20,21,22,23,24,25,26,27,28,29,30,31,32,33,34,35,36,null,1,2,3,4,5,6,7,8,9,10,11,12,13,14,15,16]
[null,"Primärvolumenstrom",null,null,null,{"$f":"HFB!F30","v":80},"m³/h",null,null,null,null,null,null,null,null,null,null,null,null,null,null,{"$f":"$I$21/$F$21","v":1},{"$f":"$I$22/$F$22","v":1},null,"Wassermenge","spez. Leistung","Kühlleistung in % der Nennleistung","Wassermenge w in % der Nennwassermenge (200 kg/h)","wasserseit. Druckverlust - kühlen",null,"Wassermenge","spez. Leistung","Kühlleistung in % der Nennleistung","Wassermenge w in % der Nennwassermenge (200 kg/h)","wasserseit. Druckverlust - kühlen",null,null,null,"Zeichnungs-\nnummer","Düsenanzahl","Düsenanzahl","V Prim [m³/h]","q Sek [W/K]","Dp - Düsenkasten\n[Pa]","Dp - Düsenkasten\n[Pa]","i (-) korrigiert ",null,null,null,null,null,null,null,null,null,null,null,null,null,null,null,null,null,null,null,null,null,null,null,null,null,null,null,null,null,"Düsen [-]","Volumenstrom [m³/h]","Druck im Düsenkasten\n[Pa]","Lwa\n(Hallraum)","Lwlin\n(Hallraum)","Diagramm bezeichnung"]
[null,null,null,null,null,null,null,null,null,null,null,null,null,null,null,null,null,null,null,null,null,null,null,null,"[kg/h]","[W/K]","[-]","[-]","[kPa]",null,"[kg/h]","[W/K]","[-]","[-]","[kPa]",null,null,null,null,null,null,null,null,null,null,null,null,null,null,null,null,null,null,null,null,null,null,null,null,null,null,null,null,null,null,null,null,null,null,null,null,null,null,null,null,null,"Akustik_Vpr1","Akustik_P1","Akustik_Lwa1",null,null,null,null,null,null,null,null,null,null,null,null,null,null,null,null,null,null,null,null,null,null,"kühlen ohne Schieber"]
["Baugröße 800",null,null,null,null,null,null,null,null,null,null,null,null,null,null,null,null,null,null,null,null,null,null,"Name des Bereichs","WM_Roh_wk","WM_Roh_qk","WM_Roh_qk_Proz","WM_Roh_wk_Proz","WM_kPa_kühlen",null,"WM_Roh_wh","WM_Roh_qh","WM_Roh_qh_Proz","WM_Roh_wh_Proz","WM_kPa_heizen",null,null,null,"Messwerte",null,null,null,null,null,null,null,null,null,null,null,null,null,null,null,null,null,null,null,null,null,null,null,null,null,null,null,null,null,null,null,null,null,null,null,null,33,59.433582170251533,210,36,41,"M7;2554; Düsen 33 (30 / 3); mit Edelstahlgitter",null,null,null,null,null,null,null,null,null,null,null,null,null,null,null,null,null,null,null,null,null,null,null,null,null,null,null,null,null,null,null,null,null,null,null,null,null,null,null,null,null,null,null,null,null,null,null,null,null,null,null,null,null,null,null,null,null,null,null,null,null,null,null,null,null,null,null,null,null,null,null,null,null,null,null,null,null,null,null,null,null,null,null,null,null,null,null,null,null,null,null,null,null,null,null,null,null,null,null,null,null,null,null,null,null,null,null,null,null,null,null,null,null,null,null,null,null,null,null,null,null,null,null,null,null,null,null,null,null,null,null,null,null,null,null,null,null,null,null,null,null,null,"Koordinatensystem y",null,"Koordinatensystem Hilfslinien"]
["Düsen-\nkasten","VP\n[m³/h]","dp - kühlen\n[Pa]","dp - heizen\n[Pa]","dp - Akustik\n[Pa]","dp\n[Pa]","LWA\n[dB(A)]","LA18\n[dB(A)]","QPK\n[W]","QSK1)\n[W]","QKges\n[W]","QPH\n[W]","QSH\n[W]","QHges\n[W]","tKWRL\n[°C]","tWWRL\n[°C]",null,null,null,"qSK\n[W/K]","qSH\n[W/K]","Leist. in % bei \nversch. Wasserm.","Leist. in % bei \nversch. Wasserm.",null,75.524435999999994,25.621320999999998,{"$f":"Z14/Z$21","v":0.84665348576812871},{"$f":"Y14/Y$21","v":0.37762217999999997},4.5999999999999996,null,23.179323333333333,16.405839333333333,{"$f":"AF14/AF$21","v":0.55169342485132244},{"$f":"AE14/AE$21","v":0.23179323333333332},0.10000000000000002,null,null,null,"Kühlen - ohne Schieber, mit Al-Lineargitter (Tabellenblatt: 03-08-2016_kühlen ohne Schieber)",null,null,null,null,null,null,null,null,null,null,null,null,null,null,null,null,null,null,null,null,null,null,null,null,null,null,null,null,null,null,null,null,null,null,null,null,33,70.295491286162715,303,41.1,43.6,"M7;2555; Düsen 33 (30 / 3); mit Edelstahlgitter",null,null,null,null,null,null,null,null,null,null,null,null,null,null,null,null,null,null,null,null,"Mittelwerte Ergebnis - Sortiert",null,null,null,null,null,null,null,null,null,null,null,null,null,null,null,null,null,null,null,null,null,null,null,null,null,null,null,null,null,null,null,null,null,null,null,null,null,null,null,null,null,null,null,null,null,null,null,null,null,null,null,null,null,null,null,null,null,null,null,null,null,null,null,null,null,null,null,null,null,null,null,null,null,null,null,null,null,null,null,null,null,null,null,null,null,null,null,null,null,null,null,null,null,null,null,null,null,null,null,null,null,null,null,null,null,null,null,null,null,null,null,null,null,null,null,null,null,null,null,null,null,"V","Y","V","Y"]
[null,null,null,null,null,null,null,null,null,null,null,null,null,null,null,null,null,null,null,null,null,null,null,null,112.464769666667,28.179683333333333,{"$f":"Z15/Z$21","v":0.93119426285665396},{"$f":"Y15/Y$21","v":0.56232384833333493},9.9,null,69.751286666666672,26.848827333333332,0.90286886295861968,0.69751286666666668,1.3999999999999997,null,null,null,null,null,null,"V_Prim_1_kühlen","qk_1_kühlen","dP_1_kühlen",null,null,null,null,null,null,null,null,null,null,null,null,null,null,null,null,null,null,null,null,null,null,null,null,null,null,null,null,null,null,null,33,80.247087220134915,402,45.3,46.7,"M7;2556; Düsen 33 (30 / 3); mit Edelstahlgitter",null,null,null,null,null,null,null,null,null,null,null,null,null,null,null,null,null,null,null,null,"2016-08-08",null,null,null,null,null,null,null,null,null,null,null,null,null,null,null,null,null,null,null,null,null,null,null,null,null,null,null,null,null,null,null,null,null,null,null,null,null,null,null,null,null,null,null,null,null,null,null,null,null,null,null,null,null,null,null,null,null,null,null,null,null,null,null,null,null,null,null,null,null,null,null,null,null,null,null,null,null,null,null,null,null,null,null,null,null,null,null,null,null,null,null,null,null,null,null,null,null,null,null,null,null,null,null,null,null,null,null,null,null,null,null,null,null,null,null,null,null,null,null,null,null,10,10,100,10]
[{"$f":"HFB!A34","v":"S"},{"$f":"IF(OR(F16>300,F16<50),,$F$11)","v":0},{"$f":"VLOOKUP(A16,Matrix_Leistung_Düsenkästen,12,0)*VLOOKUP(A16,Matrix_Leistung_Düsenkästen,36,0)^VLOOKUP(A16,Matrix_Leistung_Düsenkästen,13,0)","v":388.22605904105114},{"$f":"VLOOKUP(A16,Matrix_Leistung_Düsenkästen,26,0)*VLOOKUP(A16,Matrix_Leistung_Düsenkästen,36,0)^VLOOKUP(A16,Matrix_Leistung_Düsenkästen,27,0)","v":385.65559879360325},{"$f":"VLOOKUP(A16,Akustik_Matrix,13,0)*(VLOOKUP(A16,Akustik_Matrix,16,0))^VLOOKUP(A16,Akustik_Matrix,14,0)","v":398.82349760233751},{"$f":"E16","v":398.82349760233751},{"$f":"VLOOKUP(A16,Akustik_Matrix,7,0)*LN(VLOOKUP(A16,Akustik_Matrix,16,0))+VLOOKUP(A16,Akustik_Matrix,8,0)","v":45.127812058942027},{"$f":"G16-6.5","v":38.627812058942027},{"$f":"IF(OR(F16>300,F16<50),\"\",IFERROR(ROUND(B16*1.2*1004.5*($F$6-$F$9)/3600,-1),0))","v":""},{"$f":"IF(OR(F16>300,F16<50),\"\",IF(A16=0,,IFERROR((T16*($F$7-$F$5))*V16,T16)))","v":""},{"$f":"IFERROR((I16+J16),)","v":0},{"$f":"IF(OR(F16>300,F16<50),\"\",IFERROR(ROUND(B16*1.2*1004.5*($K$6-$K$9)/3600,-1),))","v":""},{"$f":"IF(OR(F16>300,F16<50),\"\",IF(A16=0,,IFERROR((U16*($K$7-$K$5))*W16,U16)))","v":""},{"$f":"IFERROR((L16+M16),)","v":0},{"$f":"IFERROR(IF(J16=0,,$F$7-((J16/(4.2*$I$21/3.6)))),)","v":0},{"$f":"IFERROR(IF(M16=0,,($K$7-((M16/(4.2*$I$22/3.6))))),)","v":0},null,null,null,{"$f":"VLOOKUP(A16,Matrix_Leistung_Düsenkästen,19,0)*VLOOKUP(A16,Matrix_Leistung_Düsenkästen,36,0)^2+VLOOKUP(A16,Matrix_Leistung_Düsenkästen,20,0)*VLOOKUP(A16,Matrix_Leistung_Düsenkästen,36,0)+VLOOKUP(A16,Matrix_Leistung_Düsenkästen,21,0)","v":51.888472592994951},{"$f":"VLOOKUP(A16,Matrix_Leistung_Düsenkästen,33,0)*VLOOKUP(A16,Matrix_Leistung_Düsenkästen,36,0)^2+VLOOKUP(A16,Matrix_Leistung_Düsenkästen,34,0)*VLOOKUP(A16,Matrix_Leistung_Düsenkästen,36,0)+VLOOKUP(A16,Matrix_Leistung_Düsenkästen,35,0)","v":34.920123935293923},{"$f":"IF($V$11=100,100,$AA$23)","v":1.0000000000000002},{"$f":"IF($W$11=100,100,$AG$23)","v":1.0000000000000004},null,158.72402333333332,29.487200666666666,{"$f":"Z16/Z$21","v":0.97440101663679335},{"$f":"Y16/Y$21","v":0.79362011666666665},18.399999999999999,null,101.52513499999999,29.717732333333334,0.99934402603102923,1.01525135,2.9,null,null,null,1072184,{"$f":"VLOOKUP(AM16,Duesenkaesten_Groeßen_Matrix,3)","v":33},{"$f":"CONCATENATE(\"\"&AN16&\" Düsen \")","v":"33 Düsen "},28.603288000000003,15.981152,50,{"$f":"CONCATENATE(\"\"&AR16&\" Pa \")","v":"50 Pa "},1.9430061353138612,null,null,null,null,null,null,null,null,null,null,null,null,null,null,null,null,null,null,null,null,null,null,null,null,null,null,null,null,null,null,"Akustik_Vpr2","Akustik_P2","Akustik_Lwa2",null,null,null,null,null,null,null,null,null,null,null,null,null,null,null,null,null,null,null,null,null,null,null,null,null,null,null,null,null,null,null,null,5,3,null,4,null,null,1,null,2,null,null,null,null,null,null,null,null,null,null,null,null,null,null,null,null,null,null,null,null,null,null,null,null,null,null,null,null,null,null,null,null,null,null,null,null,null,null,null,null,null,null,null,null,null,null,null,null,null,null,null,null,null,null,null,null,null,null,null,null,null,null,null,null,null,null,null,null,null,null,null,null,null,null,null,null,null,null,null,null,null,null,null,null,null,null,null,null,null,null,null,null,null,null,null,null,null,null,null,null,null,null,null,10,100,100,100]
[{"$f":"HFB!A35","v":"M"},{"$f":"IF(OR(F17>300,F17<50),,$F$11)","v":80},{"$f":"VLOOKUP(A17,Matrix_Leistung_Düsenkästen,12,0)*VLOOKUP(A17,Matrix_Leistung_Düsenkästen,36,0)^VLOOKUP(A17,Matrix_Leistung_Düsenkästen,13,0)","v":233.43235636647188},{"$f":"VLOOKUP(A17,Matrix_Leistung_Düsenkästen,26,0)*VLOOKUP(A17,Matrix_Leistung_Düsenkästen,36,0)^VLOOKUP(A17,Matrix_Leistung_Düsenkästen,27,0)","v":232.01961365707601},{"$f":"VLOOKUP(A17,Akustik_Matrix,13,0)*(VLOOKUP(A17,Akustik_Matrix,16,0))^VLOOKUP(A17,Akustik_Matrix,14,0)","v":239.22631500515524},{"$f":"E17","v":239.22631500515524},{"$f":"VLOOKUP(A17,Akustik_Matrix,7,0)*LN(VLOOKUP(A17,Akustik_Matrix,16,0))+VLOOKUP(A17,Akustik_Matrix,8,0)","v":39.698148498608759},{"$f":"G17-6.5","v":33.198148498608759},{"$f":"IF(OR(F17>300,F17<50),\"\",IFERROR(ROUND(B17*1.2*1004.5*($F$6-$F$9)/3600,-1),0))","v":-210},{"$f":"IF(OR(F17>300,F17<50),\"\",IF(A17=0,,IFERROR((T17*($F$7-$F$5))*V17,T17)))","v":-453.32698593522781},{"$f":"IFERROR((I17+J17),)","v":-663.32698593522787},{"$f":"IF(OR(F17>300,F17<50),\"\",IFERROR(ROUND(B17*1.2*1004.5*($K$6-$K$9)/3600,-1),))","v":-50},{"$f":"IF(OR(F17>300,F17<50),\"\",IF(A17=0,,IFERROR((U17*($K$7-$K$5))*W17,U17)))","v":1235.5015017078222},{"$f":"IFERROR((L17+M17),)","v":1185.5015017078222},{"$f":"IFERROR(IF(J17=0,,$F$7-((J17/(4.2*$I$21/3.6)))),)","v":17.942829939722404},{"$f":"IFERROR(IF(M17=0,,($K$7-((M17/(4.2*$I$22/3.6))))),)","v":49.409987128218667},null,null,null,{"$f":"VLOOKUP(A17,Matrix_Leistung_Düsenkästen,19,0)*VLOOKUP(A17,Matrix_Leistung_Düsenkästen,36,0)^2+VLOOKUP(A17,Matrix_Leistung_Düsenkästen,20,0)*VLOOKUP(A17,Matrix_Leistung_Düsenkästen,36,0)+VLOOKUP(A17,Matrix_Leistung_Düsenkästen,21,0)","v":45.332698593522771},{"$f":"VLOOKUP(A17,Matrix_Leistung_Düsenkästen,33,0)*VLOOKUP(A17,Matrix_Leistung_Düsenkästen,36,0)^2+VLOOKUP(A17,Matrix_Leistung_Düsenkästen,34,0)*VLOOKUP(A17,Matrix_Leistung_Düsenkästen,36,0)+VLOOKUP(A17,Matrix_Leistung_Düsenkästen,35,0)","v":30.88753754269554},{"$f":"IF($V$11=100,100,$AA$23)","v":1.0000000000000002},{"$f":"IF($W$11=100,100,$AG$23)","v":1.0000000000000004},null,198.96853533333331,30.336126333333329,{"$f":"Z17/Z$21","v":1.0024536636818604},{"$f":"Y17/Y$21","v":0.99484267666666648},27.7,null,151.77418866666665,31.959669000000002,1.0747355797822622,1.5177418866666665,6.2,null,null,null,1072184,{"$f":"VLOOKUP(AM17,Duesenkaesten_Groeßen_Matrix,3)","v":33},{"$f":"CONCATENATE(\"\"&AN17&\" Düsen \")","v":"33 Düsen "},50.449883999999997,31.251051666666665,150,{"$f":"CONCATENATE(\"\"&AR17&\" Pa \")","v":"150 Pa "},2.0151545040955705,null,null,null,null,null,null,null,null,null,null,null,null,null,null,null,null,null,null,null,null,null,null,null,null,null,null,null,null,null,42,104.54208221870478,419,47.7,49,"M6;2552; Düsen 42 (30 / 12); mit Al-Lineargitter",null,null,null,null,null,null,null,null,null,null,null,null,null,null,null,null,null,null,null,null,null,null,null,null,null,null,null,null,null,null,null,null,null,null,null,null,null,null,null,null,null,null,null,null,null,null,null,null,null,null,null,null,null,null,null,null,null,null,null,null,null,null,null,null,null,null,null,null,null,null,null,null,null,null,null,null,null,null,null,null,null,null,null,null,null,null,null,null,null,null,null,null,null,null,null,null,null,null,null,null,null,null,null,null,null,null,null,null,null,null,null,null,null,null,null,null,null,null,null,null,null,null,null,null,null,null,null,null,null,null,null,null,null,null,null,null,null,null,null,null,null,null,10,10,100,10]
[{"$f":"HFB!A36","v":"L"},{"$f":"IF(OR(F18>300,F18<50),,$F$11)","v":80},{"$f":"VLOOKUP(A18,Matrix_Leistung_Düsenkästen,12,0)*VLOOKUP(A18,Matrix_Leistung_Düsenkästen,36,0)^VLOOKUP(A18,Matrix_Leistung_Düsenkästen,13,0)","v":148.76822713585975},{"$f":"VLOOKUP(A18,Matrix_Leistung_Düsenkästen,26,0)*VLOOKUP(A18,Matrix_Leistung_Düsenkästen,36,0)^VLOOKUP(A18,Matrix_Leistung_Düsenkästen,27,0)","v":147.94288105434694},{"$f":"VLOOKUP(A18,Akustik_Matrix,13,0)*(VLOOKUP(A18,Akustik_Matrix,16,0))^VLOOKUP(A18,Akustik_Matrix,14,0)","v":152.13524251158438},{"$f":"E18","v":152.13524251158438},{"$f":"VLOOKUP(A18,Akustik_Matrix,7,0)*LN(VLOOKUP(A18,Akustik_Matrix,16,0))+VLOOKUP(A18,Akustik_Matrix,8,0)","v":34.889616322671003},{"$f":"G18-6.5","v":28.389616322671003},{"$f":"IF(OR(F18>300,F18<50),\"\",IFERROR(ROUND(B18*1.2*1004.5*($F$6-$F$9)/3600,-1),0))","v":-210},{"$f":"IF(OR(F18>300,F18<50),\"\",IF(A18=0,,IFERROR((T18*($F$7-$F$5))*V18,T18)))","v":-383.61786566131514},{"$f":"IFERROR((I18+J18),)","v":-593.61786566131514},{"$f":"IF(OR(F18>300,F18<50),\"\",IFERROR(ROUND(B18*1.2*1004.5*($K$6-$K$9)/3600,-1),))","v":-50},{"$f":"IF(OR(F18>300,F18<50),\"\",IF(A18=0,,IFERROR((U18*($K$7-$K$5))*W18,U18)))","v":1109.8785939264344},{"$f":"IFERROR((L18+M18),)","v":1059.8785939264344},{"$f":"IFERROR(IF(J18=0,,$F$7-((J18/(4.2*$I$21/3.6)))),)","v":17.644076567119921},{"$f":"IFERROR(IF(M18=0,,($K$7-((M18/(4.2*$I$22/3.6))))),)","v":50.486754909201991},null,null,null,{"$f":"VLOOKUP(A18,Matrix_Leistung_Düsenkästen,19,0)*VLOOKUP(A18,Matrix_Leistung_Düsenkästen,36,0)^2+VLOOKUP(A18,Matrix_Leistung_Düsenkästen,20,0)*VLOOKUP(A18,Matrix_Leistung_Düsenkästen,36,0)+VLOOKUP(A18,Matrix_Leistung_Düsenkästen,21,0)","v":38.361786566131507},{"$f":"VLOOKUP(A18,Matrix_Leistung_Düsenkästen,33,0)*VLOOKUP(A18,Matrix_Leistung_Düsenkästen,36,0)^2+VLOOKUP(A18,Matrix_Leistung_Düsenkästen,34,0)*VLOOKUP(A18,Matrix_Leistung_Düsenkästen,36,0)+VLOOKUP(A18,Matrix_Leistung_Düsenkästen,35,0)","v":27.746964848160847},{"$f":"IF($V$11=100,100,$AA$23)","v":1.0000000000000002},{"$f":"IF($W$11=100,100,$AG$23)","v":1.0000000000000004},null,325.3458536666667,31.223874333333331,{"$f":"Z18/Z$21","v":1.0317891900851901},{"$f":"Y18/Y$21","v":1.6267292683333334},67.5,null,199.25634266666665,32.917877666666669,1.1069580958202847,1.9925634266666665,10.699999999999998,null,null,null,1072184,{"$f":"VLOOKUP(AM18,Duesenkaesten_Groeßen_Matrix,3)","v":33},{"$f":"CONCATENATE(\"\"&AN18&\" Düsen \")","v":"33 Düsen "},70.412695999999997,45.256369333333339,300,{"$f":"CONCATENATE(\"\"&AR18&\" Pa \")","v":"300 Pa "},2.2193599569636762,null,null,null,null,null,null,null,null,null,null,null,null,null,null,null,null,null,null,null,null,null,null,null,null,null,null,null,null,null,42,89.333149514465148,300,42.9,45,"M6;2553; Düsen 42 (30 / 12); mit Al-Lineargitter",null,null,null,null,null,null,null,null,null,null,null,null,null,null,null,null,null,null,null,null,null,null,null,null,null,null,null,null,null,null,null,null,null,null,null,null,null,null,null,null,null,null,null,null,null,null,null,null,null,null,null,null,null,null,null,null,null,null,null,null,null,null,null,null,null,null,null,null,null,null,null,null,null,null,null,null,null,null,null,null,null,null,null,null,null,null,null,null,null,null,null,null,null,null,null,null,null,null,null,null,null,null,null,null,null,null,null,null,null,null,null,null,null,null,null,null,null,null,null,null,null,null,null,null,null,null,null,null,null,null,null,null,null,null,null,null,null,null,null,null,null,null,20,10,110,10]
[{"$f":"HFB!A37","v":"XL"},{"$f":"IF(OR(F19>300,F19<50),,$F$11)","v":80},{"$f":"VLOOKUP(A19,Matrix_Leistung_Düsenkästen,12,0)*VLOOKUP(A19,Matrix_Leistung_Düsenkästen,36,0)^VLOOKUP(A19,Matrix_Leistung_Düsenkästen,13,0)","v":110.00652111809663},{"$f":"VLOOKUP(A19,Matrix_Leistung_Düsenkästen,26,0)*VLOOKUP(A19,Matrix_Leistung_Düsenkästen,36,0)^VLOOKUP(A19,Matrix_Leistung_Düsenkästen,27,0)","v":109.43339722511232},{"$f":"VLOOKUP(A19,Akustik_Matrix,13,0)*(VLOOKUP(A19,Akustik_Matrix,16,0))^VLOOKUP(A19,Akustik_Matrix,14,0)","v":112.33526592906256},{"$f":"E19","v":112.33526592906256},{"$f":"VLOOKUP(A19,Akustik_Matrix,7,0)*LN(VLOOKUP(A19,Akustik_Matrix,16,0))+VLOOKUP(A19,Akustik_Matrix,8,0)","v":31.667760254497423},{"$f":"G19-6.5","v":25.167760254497423},{"$f":"IF(OR(F19>300,F19<50),\"\",IFERROR(ROUND(B19*1.2*1004.5*($F$6-$F$9)/3600,-1),0))","v":-210},{"$f":"IF(OR(F19>300,F19<50),\"\",IF(A19=0,,IFERROR((T19*($F$7-$F$5))*V19,T19)))","v":-330.22491196698519},{"$f":"IFERROR((I19+J19),)","v":-540.22491196698525},{"$f":"IF(OR(F19>300,F19<50),\"\",IFERROR(ROUND(B19*1.2*1004.5*($K$6-$K$9)/3600,-1),))","v":-50},{"$f":"IF(OR(F19>300,F19<50),\"\",IF(A19=0,,IFERROR((U19*($K$7-$K$5))*W19,U19)))","v":1050.0058160808492},{"$f":"IFERROR((L19+M19),)","v":1000.0058160808492},{"$f":"IFERROR(IF(J19=0,,$F$7-((J19/(4.2*$I$21/3.6)))),)","v":17.415249622715653},{"$f":"IFERROR(IF(M19=0,,($K$7-((M19/(4.2*$I$22/3.6))))),)","v":50.999950147878437},null,null,null,{"$f":"VLOOKUP(A19,Matrix_Leistung_Düsenkästen,19,0)*VLOOKUP(A19,Matrix_Leistung_Düsenkästen,36,0)^2+VLOOKUP(A19,Matrix_Leistung_Düsenkästen,20,0)*VLOOKUP(A19,Matrix_Leistung_Düsenkästen,36,0)+VLOOKUP(A19,Matrix_Leistung_Düsenkästen,21,0)","v":33.02249119669851},{"$f":"VLOOKUP(A19,Matrix_Leistung_Düsenkästen,33,0)*VLOOKUP(A19,Matrix_Leistung_Düsenkästen,36,0)^2+VLOOKUP(A19,Matrix_Leistung_Düsenkästen,34,0)*VLOOKUP(A19,Matrix_Leistung_Düsenkästen,36,0)+VLOOKUP(A19,Matrix_Leistung_Düsenkästen,35,0)","v":26.250145402021218},{"$f":"IF($V$11=100,100,$AA$23)","v":1.0000000000000002},{"$f":"IF($W$11=100,100,$AG$23)","v":1.0000000000000004},null,null,null,null,null,null,null,250.33175600000001,33.656164333333329,1.131785103532583,2.5033175600000002,16.7,null,null,null,null,null,null,"V_Prim_2_kühlen","qk_2_kühlen","dP_2_kühlen",null,null,null,null,null,null,null,null,null,null,null,null,null,null,null,null,null,null,null,null,null,null,null,null,null,null,null,null,null,null,null,42,72.535799320759111,195,36.799999999999997,40.700000000000003,"M6;; Düsen 42 (30 / 12); mit Al-Lineargitter",null,null,null,null,null,null,null,null,null,null,null,null,null,null,null,null,null,null,null,null,1072184,27.8,50,{"$f":"(1.2*DV19/3600*1004.5*(DQ19-EC19)-DH19/3600*4180*DK19)/(1004.5*(DP19-DQ19)/3600)/DV19","v":2.3316073623766336},{"$f":"(((4180/1004.5)*(DH19/(1.2*DV19))*(DK19))+(EC19-DQ19))/(DQ19-DP19)","v":1.9430061353138612},{"$f":"(1.2*DV19/3600*1004.5*(DQ19-EC19)-DH19/3600*4180*DK19)/(1.2*1004.5*(DP19-DQ19)/3600)/DV19","v":1.9430061353138612},"2016-08-04",null,null,null,198.06684933333335,15.933666666666667,16.742000000000001,-0.80833333333333346,-185.89816966666669,15.981152,66.681854666666666,2.3312653333333331,27.566000000000003,21.49977766666667,null,null,null,null,28.603288000000003,27.733333333333334,27.600000000000005,27.360000000000003,22.103333333333335,21.163333333333334,21.233333333333334,29.123333333333335,27.973333333333333,null,null,null,{"$f":"(1.2*DV19/3600*1004.5*(DQ19-EC19)-DH19/3600*4180*DK19)/(1004.5*(DP19-DQ19)/3600)","v":66.691636888979218},null,null,null,null,null,15.9,17,67,0.1,27.6,40,0.25,0.25,16.149999999999999,80.400000000000006,198,0.8,20.5,0,{"$f":"(EP19*EV19+DV19*EC19)/(EP19+DV19)","v":20.031456353816338},{"$f":"-ET19*1000","v":-250},{"$f":"DL19","v":-185.89816966666669},{"$f":"FD19/FC19","v":0.74359267866666678},{"$f":"ET19*1000/(ER19-EN19)","v":21.367521367521366},{"$f":"FF19/FL19","v":0.64750064750064751},{"$f":"DM19","v":15.981152},{"$f":"FH19/FL19","v":0.48427733333333334},{"$f":"FH19/FF19","v":0.74791791360000004},{"$f":"DV19","v":28.603288000000003},33,{"$f":"FK19/FL19","v":0.86676630303030311},{"$f":"FH19/FM19","v":18.437671081730183},50,null,null,null,null,null,null,null,null,null,null,null,null,null,null,null,null,null,null,null,null,null,null,null,null,null,null,null,null,null,null,null,null,null,null,null,null,null,null,null,null,null,null,null,null,null,null,null,null,null,null,null,null,20,100,110,100]
[null,null,null,null,null,null,null,null,null,null,null,null,null,null,null,null,null,null,null,null,null,null,null,null,"wok",null,null,null,null,null,"woh",null,null,null,null,null,null,null,1072187,{"$f":"VLOOKUP(AM20,Duesenkaesten_Groeßen_Matrix,3)","v":42},{"$f":"CONCATENATE(\"\"&AN20&\" Düsen \")","v":"42 Düsen "},37.532280999999998,19.059263999999999,50,{"$f":"CONCATENATE(\"\"&AR20&\" Pa \")","v":"50 Pa "},1.7944332586438212,null,null,null,null,null,null,null,null,null,null,null,null,null,null,null,null,null,null,null,null,null,null,null,null,null,null,null,null,null,null,"Akustik_Vpr3","Akustik_P3","Akustik_Lwa3",null,null,null,null,null,null,null,null,null,null,null,null,null,null,null,null,null,null,null,null,null,null,1072184,27.8,150,{"$f":"(1.2*DV20/3600*1004.5*(DQ20-EC20)-DH20/3600*4180*DK20)/(1004.5*(DP20-DQ20)/3600)/DV20","v":2.4181854049146843},{"$f":"(((4180/1004.5)*(DH20/(1.2*DV20))*(DK20))+(EC20-DQ20))/(DQ20-DP20)","v":2.0151545040955705},{"$f":"(1.2*DV20/3600*1004.5*(DQ20-EC20)-DH20/3600*4180*DK20)/(1.2*1004.5*(DP20-DQ20)/3600)/DV20","v":2.0151545040955705},"2016-08-04",null,null,null,199.07974033333335,15.944000000000001,17.541333333333331,-1.5973333333333333,-369.21455833333334,31.251051666666665,121.98510533333332,2.4179463333333335,27.758444666666666,21.184000000000001,null,null,null,null,50.449883999999997,27.893333333333334,27.763333333333335,27.623333333333335,21.166666666666668,21.116666666666664,21.27,29.793333333333333,27.986666666666668,null,null,null,{"$f":"(1.2*DV20/3600*1004.5*(DQ20-EC20)-DH20/3600*4180*DK20)/(1004.5*(DP20-DQ20)/3600)","v":121.99717316843883},null,null,null,null,null,15.9,17.8,122,0.2,27.8,40,0.43,0.43,16.850000000000001,77.8,199,0.8,20.6,0,{"$f":"(EP20*EV20+DV20*EC20)/(EP20+DV20)","v":20.636547431020599},{"$f":"-ET20*1000","v":-430},{"$f":"DL20","v":-369.21455833333334},{"$f":"FD20/FC20","v":0.85863850775193806},{"$f":"ET20*1000/(ER20-EN20)","v":36.134453781512605},{"$f":"FF20/FL20","v":1.0949834479246243},{"$f":"DM20","v":31.251051666666665},{"$f":"FH20/FL20","v":0.94700156565656557},{"$f":"FH20/FF20","v":0.86485468565891466},{"$f":"DV20","v":50.449883999999997},33,{"$f":"FK20/FL20","v":1.5287843636363636},{"$f":"FH20/FM20","v":20.441765634188574},150,null,null,null,null,null,null,null,null,null,null,null,null,null,null,null,null,null,null,null,null,null,null,null,null,null,null,null,null,null,null,null,null,null,null,null,null,null,null,null,null,null,null,null,null,null,null,null,null,null,null,null,null,20,10,110,10]
[null,"wOK=",null,null,null,{"$f":"wok","v":200},"[kg/h]","wK=",{"$f":"HFB!I39","v":200},"[kg/h]",null,"DpK =",{"$f":"Z38*$I$21^AA38","v":27.922305024540318},"[kPa]",null,null,null,null,null,null,null,null,null,null,200,{"$f":"Y30*Y21^Y29+Z30*Y21^Z29+AA30*Y21^AA29+AB30*Y21^AB29+AC30","v":30.261873872467419},{"$f":"Y47*AB21^Y46+Z47*AB21^Z46+AA47*AB21^AA46+AB47*AB21^AB46+AC47","v":1.0000000000000002},{"$f":"wok/wok","v":1},{"$f":"Z38*Y21^AA38","v":27.922305024540318},null,100,{"$f":"AE30*AE21^4+AF30*AE21^3+AG30*AE21^2+AH30*AE21+AI30","v":29.737239188149818},{"$f":"AE47*AH21^AE46+AF47*AH21^AF46+AG47*AH21^AG46+AH47*AH21^AH46+AI47","v":1.0000000000000004},{"$f":"woh/woh","v":1},{"$f":"AF38*AE21^AG38","v":2.561828504966845},null,null,null,1072187,{"$f":"VLOOKUP(AM21,Duesenkaesten_Groeßen_Matrix,3)","v":42},{"$f":"CONCATENATE(\"\"&AN21&\" Düsen \")","v":"42 Düsen "},64.566884000000002,36.348201666666668,150,{"$f":"CONCATENATE(\"\"&AR21&\" Pa \")","v":"150 Pa "},1.8308842628244268,null,null,null,null,null,null,null,null,null,null,null,null,null,null,null,null,null,null,null,null,null,null,null,null,null,null,null,null,null,52,125.90718886578425,392,48.3,49.8,"M4;2547; Düsen 52 (30 / 22); mit Edelstahlgitter",null,null,null,null,null,null,null,null,null,null,null,null,null,null,null,null,null,null,null,null,1072184,27.8,300,{"$f":"(1.2*DV21/3600*1004.5*(DQ21-EC21)-DH21/3600*4180*DK21)/(1004.5*(DP21-DQ21)/3600)/DV21","v":2.6632319483564113},{"$f":"(((4180/1004.5)*(DH21/(1.2*DV21))*(DK21))+(EC21-DQ21))/(DQ21-DP21)","v":2.2193599569636766},{"$f":"(1.2*DV21/3600*1004.5*(DQ21-EC21)-DH21/3600*4180*DK21)/(1.2*1004.5*(DP21-DQ21)/3600)/DV21","v":2.2193599569636762},"2016-08-04",null,null,null,199.25852466666666,15.954666666666668,18.103999999999999,-2.1493333333333333,-497.27147399999996,45.256369333333339,187.54194300000003,2.6634679999999999,26.942555333333331,21.427666666666667,null,null,null,null,70.412695999999997,26.916666666666668,26.766666666666666,27.146666666666665,21.186666666666667,21.396666666666665,21.696666666666669,30.28,27.993333333333329,null,null,null,{"$f":"(1.2*DV21/3600*1004.5*(DQ21-EC21)-DH21/3600*4180*DK21)/(1004.5*(DP21-DQ21)/3600)","v":187.52534155710768},null,null,null,null,null,16,18.399999999999999,188,0.4,26.9,40,0.56000000000000005,0.56000000000000005,17.72,69.8,199,0.8,20.6,1,{"$f":"(EP21*EV21+DV21*EC21)/(EP21+DV21)","v":21.142368465054055},{"$f":"-ET21*1000","v":-560},{"$f":"DL21","v":-497.27147399999996},{"$f":"FD21/FC21","v":0.88798477499999995},{"$f":"ET21*1000/(ER21-EN21)","v":51.37614678899083},{"$f":"FF21/FL21","v":1.5568529329997221},{"$f":"DM21","v":45.256369333333339},{"$f":"FH21/FL21","v":1.3714051313131315},{"$f":"FH21/FF21","v":0.88088290309523809},{"$f":"DV21","v":70.412695999999997},33,{"$f":"FK21/FL21","v":2.1337180606060606},{"$f":"FH21/FM21","v":21.210098076630956},300,null,null,null,null,null,null,null,null,null,null,null,null,null,null,null,null,null,null,null,null,null,null,null,null,null,null,null,null,null,null,null,null,null,null,null,null,null,null,null,null,null,null,null,null,null,null,null,null,null,null,null,null,30,10,120,10]
[null,"wOH=",null,null,null,{"$f":"woh","v":100},"[kg/h]","wH=",{"$f":"HFB!I40","v":100},"[kg/h]",null,"DpH =",{"$f":"(AH33/100^AI33)*I22^AI33","v":1.6},"[kPa]","Eigenkonvektion Heizen QE:",null,null,null,null,null,null,null,null,null,"wk",null,null,null,null,null,"wh",null,null,null,null,null,null,null,1072187,{"$f":"VLOOKUP(AM22,Duesenkaesten_Groeßen_Matrix,3)","v":42},{"$f":"CONCATENATE(\"\"&AN22&\" Düsen \")","v":"42 Düsen "},89.238556000000003,49.783244333333336,300,{"$f":"CONCATENATE(\"\"&AR22&\" Pa \")","v":"300 Pa "},1.9502942443348572,null,null,null,null,null,null,null,null,null,null,null,null,null,null,null,null,null,null,null,null,null,null,null,null,null,null,null,null,null,52,110.88194832419616,301,44.5,46.6,"M4;2548; Düsen 52 (30 / 22); mit Edelstahlgitter",null,null,null,null,null,null,null,null,null,null,null,null,null,null,null,null,null,null,null,null,null,null,null,null,null,null,null,null,null,null,null,null,null,null,null,null,null,null,null,null,null,null,null,null,null,null,null,null,null,null,null,null,null,null,null,null,null,null,null,null,null,null,null,null,null,null,null,null,null,null,null,null,null,null,null,null,null,null,null,null,null,null,null,null,null,null,null,null,null,null,null,null,null,null,null,null,null,null,null,null,null,null,null,null,null,null,null,null,null,null,null,null,null,null,null,null,null,null,null,null,null,null,null,null,null,null,null,null,null,null,null,null,null,null,null,null,null,null,null,null,null,null,30,100,120,100]
[null,null,null,null,null,null,null,{"$f":"IF(I21/F21<0.2,\"Kaltwassermenge mind. 20% von Nennwassermenge!\",0)","v":0},null,null,null,null,null,null,"175 W bei WWVL= 55°C",null,null,null,null,null,null,null,null,null,{"$f":"I21","v":200},{"$f":"Y30*Y23^Y29+Z30*Y23^Z29+AA30*Y23^AA29+AB30*Y23^AB29+AC30","v":30.261873872467419},{"$f":"Y47*Wassermenge_Faktor_kühlen^Y46+Z47*Wassermenge_Faktor_kühlen^Z46+AA47*Wassermenge_Faktor_kühlen^AA46+AB47*Wassermenge_Faktor_kühlen^AB46+AC47","v":1.0000000000000002},{"$f":"Wassermenge_Faktor_kühlen","v":1},{"$f":"Z38*Y23^AA38","v":27.922305024540318},null,{"$f":"I22","v":100},{"$f":"AE30*AE23^4+AF30*AE23^3+AG30*AE23^2+AH30*AE23+AI30","v":29.737239188149818},{"$f":"AE47*Wassermenge_Faktor_heizen^AE46+AF47*Wassermenge_Faktor_heizen^AF46+AG47*Wassermenge_Faktor_heizen^AG46+AH47*Wassermenge_Faktor_heizen^AH46+AI47","v":1.0000000000000004},{"$f":"Wassermenge_Faktor_heizen","v":1},{"$f":"AF38*AE23^AG38","v":2.561828504966845},null,null,null,null,null,null,"V_Prim_3_kühlen","qk_3_kühlen","dP_3_kühlen",null,null,null,null,null,null,null,null,null,"S",60,null,null,null,null,null,null,null,null,null,null,null,null,null,null,null,null,null,null,null,null,52,90.389751132236611,195,38.4,42,"M4;2549; Düsen 52 (30 / 22); mit Edelstahlgitter",null,null,null,null,null,null,null,null,null,null,null,null,null,null,null,null,null,null,null,null,1072187,28.3,50,{"$f":"(1.2*DV23/3600*1004.5*(DQ23-EC23)-DH23/3600*4180*DK23)/(1004.5*(DP23-DQ23)/3600)/DV23","v":2.1533199103725851},{"$f":"(((4180/1004.5)*(DH23/(1.2*DV23))*(DK23))+(EC23-DQ23))/(DQ23-DP23)","v":1.7944332586438207},{"$f":"(1.2*DV23/3600*1004.5*(DQ23-EC23)-DH23/3600*4180*DK23)/(1.2*1004.5*(DP23-DQ23)/3600)/DV23","v":1.7944332586438212},"2016-08-04",null,null,null,200.51641099999998,15.927333333333332,16.863333333333333,-0.93599999999999994,-217.92239733333335,19.059263999999999,80.844544333333332,2.1540003333333329,27.362555666666665,21.74666666666667,null,null,null,null,37.532280999999998,27.540000000000003,27.22,27.330000000000002,22.143333333333334,21.570000000000004,21.526666666666667,29.01,27.896666666666665,null,null,null,{"$f":"(1.2*DV23/3600*1004.5*(DQ23-EC23)-DH23/3600*4180*DK23)/(1004.5*(DP23-DQ23)/3600)","v":80.819007958998668},null,null,null,null,null,15.9,17.100000000000001,81,0.2,27.4,40,0.28999999999999998,0.28999999999999998,16.3,78.8,201,0.8,20.9,0,{"$f":"(EP23*EV23+DV23*EC23)/(EP23+DV23)","v":20.324517941319293},{"$f":"-ET23*1000","v":-290},{"$f":"DL23","v":-217.92239733333335},{"$f":"FD23/FC23","v":0.75145654252873573},{"$f":"ET23*1000/(ER23-EN23)","v":25.217391304347831},{"$f":"FF23/FL23","v":0.60041407867494834},{"$f":"DM23","v":19.059263999999999},{"$f":"FH23/FL23","v":0.45379199999999997},{"$f":"FH23/FF23","v":0.75579839999999976},{"$f":"DV23","v":37.532280999999998},42,{"$f":"FK23/FL23","v":0.89362573809523804},{"$f":"FH23/FM23","v":21.32801595511874},50,null,null,null,null,null,null,null,null,null,null,null,null,null,null,null,null,null,null,null,null,null,null,null,null,null,null,null,null,null,null,null,null,null,null,null,null,null,null,null,null,null,null,null,null,null,null,null,null,null,null,null,null,30,10,120,10]
[null,null,null,null,null,null,null,{"$f":"IF(I22/F22<0.4,\"Heizwassermenge mind. 40% von Nennwassermenge!\",0)","v":0},null,null,null,null,null,null,"(bei tR = 20 °C und Nennwasserm.)",null,null,null,null,null,null,null,null,null,"y = qk\nx = wk",null,null,null,null,null,"y = qh\nx = wh",null,null,null,null,null,null,null,1072190,{"$f":"VLOOKUP(AM24,Duesenkaesten_Groeßen_Matrix,3)","v":52},{"$f":"CONCATENATE(\"\"&AN24&\" Düsen \")","v":"52 Düsen "},46.03850400000001,19.906650333333332,50,{"$f":"CONCATENATE(\"\"&AR24&\" Pa \")","v":"50 Pa "},1.4034287745586778,null,null,null,null,null,null,null,null,null,null,null,null,null,null,null,null,null,null,null,null,null,null,null,null,null,null,null,null,null,null,"Akustik_Vpr4","Akustik_P4","Akustik_Lwa4",null,null,null,null,null,null,null,null,null,null,null,null,null,null,null,null,null,null,null,null,null,null,1072187,28.7,150,{"$f":"(1.2*DV24/3600*1004.5*(DQ24-EC24)-DH24/3600*4180*DK24)/(1004.5*(DP24-DQ24)/3600)/DV24","v":2.197061115389312},{"$f":"(((4180/1004.5)*(DH24/(1.2*DV24))*(DK24))+(EC24-DQ24))/(DQ24-DP24)","v":1.8308842628244271},{"$f":"(1.2*DV24/3600*1004.5*(DQ24-EC24)-DH24/3600*4180*DK24)/(1.2*1004.5*(DP24-DQ24)/3600)/DV24","v":1.8308842628244268},"2016-08-03",null,null,null,202.01971500000002,15.989333333333335,17.754666666666665,-1.7653333333333334,-414.08690633333327,36.348201666666668,141.87634600000001,2.197354666666667,27.382000000000001,21.885778000000002,null,null,null,null,64.566884000000002,27.53,27,27.61,21.806666666666668,22.016666666666666,21.83,30.97666666666667,29.040000000000003,null,null,null,{"$f":"(1.2*DV24/3600*1004.5*(DQ24-EC24)-DH24/3600*4180*DK24)/(1004.5*(DP24-DQ24)/3600)","v":141.85739017825233},null,null,null,null,null,16,18,142,0.3,27.4,40,0.47,0.47,17.18,74.400000000000006,202,0.8,21.1,0,{"$f":"(EP24*EV24+DV24*EC24)/(EP24+DV24)","v":21.492442338304976},{"$f":"-ET24*1000","v":-470},{"$f":"DL24","v":-414.08690633333327},{"$f":"FD24/FC24","v":0.88103597092198571},{"$f":"ET24*1000/(ER24-EN24)","v":41.228070175438603},{"$f":"FF24/FL24","v":0.98162071846282384},{"$f":"DM24","v":36.348201666666668},{"$f":"FH24/FL24","v":0.86543337301587309},{"$f":"FH24/FF24","v":0.88163723191489352},{"$f":"DV24","v":64.566884000000002},42,{"$f":"FK24/FL24","v":1.537306761904762},{"$f":"FH24/FM24","v":23.644078441202147},150,null,null,null,null,null,null,null,null,null,null,null,null,null,null,null,null,null,null,null,null,null,null,null,null,null,null,null,null,null,null,null,null,null,null,null,null,null,null,null,null,null,null,null,null,null,null,null,null,null,null,null,null,40,10,130,10]
[null,null,null,null,null,null,null,null,null,null,null,null,null,null,null,null,null,null,null,null,null,null,null,null,null,null,null,null,null,null,null,null,null,null,null,null,null,null,1072190,{"$f":"VLOOKUP(AM25,Duesenkaesten_Groeßen_Matrix,3)","v":52},{"$f":"CONCATENATE(\"\"&AN25&\" Düsen \")","v":"52 Düsen "},79.798111000000006,38.601972333333329,150,{"$f":"CONCATENATE(\"\"&AR25&\" Pa \")","v":"150 Pa "},1.5741714520439118,null,null,null,null,null,null,null,null,null,null,null,null,null,null,null,null,null,null,null,null,null,null,null,null,null,null,null,null,null,60,93.493219187196047,156,36.299999999999997,41.3,"M1;2538; Düsen 60 (30 / 30); mit Edelstahlgitter",null,null,null,null,null,null,null,null,null,null,null,null,null,null,null,null,null,null,null,null,1072187,28.5,300,{"$f":"(1.2*DV25/3600*1004.5*(DQ25-EC25)-DH25/3600*4180*DK25)/(1004.5*(DP25-DQ25)/3600)/DV25","v":2.3403530932018284},{"$f":"(((4180/1004.5)*(DH25/(1.2*DV25))*(DK25))+(EC25-DQ25))/(DQ25-DP25)","v":1.9502942443348577},{"$f":"(1.2*DV25/3600*1004.5*(DQ25-EC25)-DH25/3600*4180*DK25)/(1.2*1004.5*(DP25-DQ25)/3600)/DV25","v":1.9502942443348572},"2016-08-03",null,null,null,201.91297466666666,15.985666666666667,18.395,-2.4093333333333331,-564.85644933333333,49.783244333333336,208.87518633333332,2.3406383333333332,27.332222333333334,22.219888999999998,null,null,null,null,89.238556000000003,27.183333333333334,27.16,27.653333333333332,21.963333333333335,22.463333333333335,22.233333333333334,31.153333333333336,28.95,null,null,null,{"$f":"(1.2*DV25/3600*1004.5*(DQ25-EC25)-DH25/3600*4180*DK25)/(1004.5*(DP25-DQ25)/3600)","v":208.84973056746458},null,null,null,null,null,16,18.7,209,0.4,27.3,40,0.63,0.63,18.04,70,202,0.8,21,1,{"$f":"(EP25*EV25+DV25*EC25)/(EP25+DV25)","v":21.963754683862316},{"$f":"-ET25*1000","v":-630},{"$f":"DL25","v":-564.85644933333333},{"$f":"FD25/FC25","v":0.89659753862433866},{"$f":"ET25*1000/(ER25-EN25)","v":55.752212389380524},{"$f":"FF25/FL25","v":1.3274336283185839},{"$f":"DM25","v":49.783244333333336},{"$f":"FH25/FL25","v":1.1853153412698414},{"$f":"FH25/FF25","v":0.89293755708994726},{"$f":"DV25","v":89.238556000000003},42,{"$f":"FK25/FL25","v":2.1247275238095238},{"$f":"FH25/FM25","v":23.430413441472542},300,null,null,null,null,null,null,null,null,null,null,null,null,null,null,null,null,null,null,null,null,null,null,null,null,null,null,null,null,null,null,null,null,null,null,null,null,null,null,null,null,null,null,null,null,null,null,null,null,null,null,null,null,40,100,130,100]
[null,null,null,null,null,null,null,null,null,null,null,null,null,null,null,null,null,null,null,null,null,null,null,null,"y =","axn+bx(n-1)+...+nx+m",null,null,null,null,"y =","axn+bx(n-1)+...+nx+m",null,null,null,null,null,null,1072190,{"$f":"VLOOKUP(AM26,Duesenkaesten_Groeßen_Matrix,3)","v":52},{"$f":"CONCATENATE(\"\"&AN26&\" Düsen \")","v":"52 Düsen "},110.37488500000001,51.937210999999998,300,{"$f":"CONCATENATE(\"\"&AR26&\" Pa \")","v":"300 Pa "},1.6063505834206313,null,null,null,null,null,null,null,null,null,null,null,null,null,null,null,null,null,null,null,null,null,null,null,null,null,null,null,null,null,60,114.34270102965054,241,42.3,48,"M1;2539; Düsen 60 (30 / 30); mit Edelstahlgitter",null,null,null,null,null,null,null,null,null,null,null,null,null,null,null,null,null,null,null,null,null,null,null,null,null,null,null,null,null,null,null,null,null,null,null,null,null,null,null,null,null,null,null,null,null,null,null,null,null,null,null,null,null,null,null,null,null,null,null,null,null,null,null,null,null,null,null,null,null,null,null,null,null,null,null,null,null,null,null,null,null,null,null,null,null,null,null,null,null,null,null,null,null,null,null,null,null,null,null,null,null,null,null,null,null,null,null,null,null,null,null,null,null,null,null,null,null,null,null,null,null,null,null,null,null,null,null,null,null,null,null,null,null,null,null,null,null,null,null,null,null,null,40,10,130,10]
[null,null,null,null,null,null,null,"BG 800",null,null,null,null,null,null,null,null,null,null,null,null,null,null,null,null,"Polynom",3,"Ordnung",null,null,null,"Polynom",4,"Ordnung",null,null,null,null,null,null,null,null,"V_Prim_4_kühlen","qk_4_kühlen","dP_4_kühlen",null,null,null,null,null,null,null,null,null,null,null,null,null,null,null,null,null,null,null,null,null,null,null,null,null,null,null,null,null,null,null,60,115.27983262178404,240,42.3,45.4,"M1;2540; Düsen 60 (30 / 30); mit Edelstahlgitter",null,null,null,null,null,null,null,null,null,null,null,null,null,null,null,null,null,null,null,null,1072190,28.7,50,{"$f":"(1.2*DV27/3600*1004.5*(DQ27-EC27)-DH27/3600*4180*DK27)/(1004.5*(DP27-DQ27)/3600)/DV27","v":1.684114529470413},{"$f":"(((4180/1004.5)*(DH27/(1.2*DV27))*(DK27))+(EC27-DQ27))/(DQ27-DP27)","v":1.4034287745586775},{"$f":"(1.2*DV27/3600*1004.5*(DQ27-EC27)-DH27/3600*4180*DK27)/(1.2*1004.5*(DP27-DQ27)/3600)/DV27","v":1.4034287745586778},"2016-08-03",null,null,null,202.08637466666664,15.975333333333333,17.016000000000002,-1.0406666666666669,-244.19100966666667,19.906650333333332,77.513548333333333,1.6836679999999999,28.242000333333333,22.651667,null,null,null,null,46.03850400000001,28.45,28.143333333333334,28.13,22.636666666666667,22.36,22.959999999999997,30.646666666666665,29.036666666666665,null,null,null,{"$f":"(1.2*DV27/3600*1004.5*(DQ27-EC27)-DH27/3600*4180*DK27)/(1004.5*(DP27-DQ27)/3600)","v":77.534113501481741},null,null,240,null,"S",16,17.3,77,0.2,28.2,40,0.3,0.3,16.38,82.1,202,0.8,21.1,0,{"$f":"(EP27*EV27+DV27*EC27)/(EP27+DV27)","v":21.718296297880862},{"$f":"-ET27*1000","v":-300},{"$f":"DL27","v":-244.19100966666667},{"$f":"FD27/FC27","v":0.8139700322222222},{"$f":"ET27*1000/(ER27-EN27)","v":24.590163934426229},{"$f":"FF27/FL27","v":0.4728877679697352},{"$f":"DM27","v":19.906650333333332},{"$f":"FH27/FL27","v":0.3828201987179487},{"$f":"FH27/FF27","v":0.80953711355555547},{"$f":"DV27","v":46.03850400000001},52,{"$f":"FK27/FL27","v":0.88535584615384633},{"$f":"FH27/FM27","v":22.48434956386361},50,null,null,null,null,null,null,null,null,null,null,null,null,null,null,null,null,null,null,null,null,null,null,null,null,null,null,null,null,null,null,null,null,null,null,null,null,null,null,null,null,null,null,null,null,null,null,null,null,null,null,null,null,50,10,140,10]
[null,null,null,null,null,null,null,"Düsen",null,null,null,null,null,null,null,null,null,null,null,null,null,null,null,null,"a =","b =","c =","d =","m =","R2 =","a =","b =","c =","d =","e =","R2 =",null,"Keine Messungen \n-> Extrapolierte Werte (mit höherer Düsenzahl maximale Leistung aus Diagramm)",1072193,60,{"$f":"CONCATENATE(\"\"&AN28&\" Düsen \")","v":"60 Düsen "},{"$f":"AP60","v":55.320571999999999},{"$f":"-0.00566*60^2 + 0.68029*60","v":20.441399999999998},50,{"$f":"CONCATENATE(\"\"&AR28&\" Pa \")","v":"50 Pa "},null,null,null,null,null,null,null,null,null,null,null,null,null,null,null,null,null,null,null,null,null,null,null,null,null,null,null,null,null,null,60,133.65378431963202,328,46.7,48.9,"M1;2541; Düsen 60 (30 / 30); mit Edelstahlgitter",null,null,null,null,null,null,null,null,null,null,null,null,null,null,null,null,null,null,null,null,1072190,28.7,150,{"$f":"(1.2*DV28/3600*1004.5*(DQ28-EC28)-DH28/3600*4180*DK28)/(1004.5*(DP28-DQ28)/3600)/DV28","v":1.8890057424526943},{"$f":"(((4180/1004.5)*(DH28/(1.2*DV28))*(DK28))+(EC28-DQ28))/(DQ28-DP28)","v":1.5741714520439121},{"$f":"(1.2*DV28/3600*1004.5*(DQ28-EC28)-DH28/3600*4180*DK28)/(1.2*1004.5*(DP28-DQ28)/3600)/DV28","v":1.5741714520439118},"2016-08-03",null,null,null,202.11243766666666,15.972,17.90133333333333,-1.9293333333333333,-452.76653966666663,38.601972333333329,150.727441,1.8888596666666666,27.700999999999997,22.472221999999999,null,null,null,null,79.798111000000006,27.900000000000002,27.51,27.689999999999998,22.22,22.186666666666667,23.01,31.186666666666667,29.03,null,null,null,{"$f":"(1.2*DV28/3600*1004.5*(DQ28-EC28)-DH28/3600*4180*DK28)/(1004.5*(DP28-DQ28)/3600)","v":150.73908991587751},null,null,null,null,null,16,18.2,151,0.3,27.7,40,0.51,0.51,17.329999999999998,74.900000000000006,202,0.8,21.1,1,{"$f":"(EP28*EV28+DV28*EC28)/(EP28+DV28)","v":22.120922334527545},{"$f":"-ET28*1000","v":-510},{"$f":"DL28","v":-452.76653966666663},{"$f":"FD28/FC28","v":0.88777752875816984},{"$f":"ET28*1000/(ER28-EN28)","v":43.589743589743591},{"$f":"FF28/FL28","v":0.8382642998027614},{"$f":"DM28","v":38.601972333333329},{"$f":"FH28/FL28","v":0.74234562179487174},{"$f":"FH28/FF28","v":0.88557465941176461},{"$f":"DV28","v":79.798111000000006},52,{"$f":"FK28/FL28","v":1.5345790576923077},{"$f":"FH28/FM28","v":25.15476289073225},150,null,null,null,null,null,null,null,null,null,null,null,null,null,null,null,null,null,null,null,null,null,null,null,null,null,null,null,null,null,null,null,null,null,null,null,null,null,null,null,null,null,null,null,null,null,null,null,null,null,null,null,null,50,100,140,100]
[null,null,null,null,null,null,"S",33,null,null,null,null,null,null,null,null,null,null,null,null,null,null,null,null,4,3,2,1,0,null,4,3,2,1,null,null,null,null,1072193,60,{"$f":"CONCATENATE(\"\"&AN29&\" Düsen \")","v":"60 Düsen "},{"$f":"AP62","v":95.011116999999999},{"$f":"-0.01105*60^2 + 1.31977*60","v":39.406200000000013},150,{"$f":"CONCATENATE(\"\"&AR29&\" Pa \")","v":"150 Pa "},null,null,null,null,null,null,null,null,null,null,null,null,null,null,null,null,null,null,null,null,null,null,null,null,null,null,null,null,null,null,null,null,null,null,null,null,null,null,null,null,null,null,null,null,null,null,null,null,null,null,null,null,null,null,null,null,1072190,28.600000000000005,300,{"$f":"(1.2*DV29/3600*1004.5*(DQ29-EC29)-DH29/3600*4180*DK29)/(1004.5*(DP29-DQ29)/3600)/DV29","v":1.9276207001047569},{"$f":"(((4180/1004.5)*(DH29/(1.2*DV29))*(DK29))+(EC29-DQ29))/(DQ29-DP29)","v":1.6063505834206318},{"$f":"(1.2*DV29/3600*1004.5*(DQ29-EC29)-DH29/3600*4180*DK29)/(1.2*1004.5*(DP29-DQ29)/3600)/DV29","v":1.6063505834206313},"2016-08-03",null,null,null,202.42245366666668,15.988999999999999,18.587666666666667,-2.5986666666666665,-610.76644866666675,51.937210999999998,212.75390100000001,1.9275570000000002,27.748666666666669,22.77288866666667,null,null,null,null,110.37488500000001,27.833333333333332,27.633333333333329,27.776666666666667,22.336666666666662,22.566666666666666,23.416666666666668,31.306666666666661,28.953333333333333,null,null,null,{"$f":"(1.2*DV29/3600*1004.5*(DQ29-EC29)-DH29/3600*4180*DK29)/(1004.5*(DP29-DQ29)/3600)","v":212.76091309768205},null,null,null,null,null,16,18.8,213,0.4,27.7,40,0.66,0.66,18.149999999999999,71.099999999999994,202,0.8,21.1,1,{"$f":"(EP29*EV29+DV29*EC29)/(EP29+DV29)","v":22.640656626956872},{"$f":"-ET29*1000","v":-660},{"$f":"DL29","v":-610.76644866666675},{"$f":"FD29/FC29","v":0.92540371010101019},{"$f":"ET29*1000/(ER29-EN29)","v":56.410256410256416},{"$f":"FF29/FL29","v":1.0848126232741619},{"$f":"DM29","v":51.937210999999998},{"$f":"FH29/FL29","v":0.99879251923076917},{"$f":"FH29/FF29","v":0.920705104090909},{"$f":"DV29","v":110.37488500000001},52,{"$f":"FK29/FL29","v":2.1225939423076925},{"$f":"FH29/FM29","v":24.468745512169725},300,null,null,null,null,null,null,null,null,null,null,null,null,null,null,null,null,null,null,null,null,null,null,null,null,null,null,null,null,null,null,null,null,null,null,null,null,null,null,null,null,null,null,null,null,null,null,null,null,null,null,null,null,50,10,140,10]
[null,null,null,null,null,null,"M",42,null,null,null,null,null,null,null,null,null,null,null,null,null,null,null,"Exponent",0,{"$f":"LINEST(WM_Roh_qk,WM_Roh_wk^{0,1,2,3},0,0)","v":9.1102562160700067E-7},-6.6426369465807326E-4,0.16452227264262678,16.639762157408988,{"$f":"RSQ(WM_Roh_qk,TREND(WM_Roh_qk,WM_Roh_wk^{0,1,2,3},WM_Roh_wk^{0,1,2,3}))","v":0.99685766761438166},{"$f":"LINEST(WM_Roh_qh,WM_Roh_wh^{0,1,2,3,4},0,0)","v":-1.8493180932064557E-8},1.356110319787918E-5,-3.747095356873383E-3,0.48462338092525586,7.0340695596853449,{"$f":"RSQ(WM_Roh_qh,TREND(WM_Roh_qh,WM_Roh_wh^{0,1,2,3,4},WM_Roh_wh^{0,1,2,3,4}))","v":0.9998530946344043},null,null,1072193,60,{"$f":"CONCATENATE(\"\"&AN30&\" Düsen \")","v":"60 Düsen "},{"$f":"AP65","v":131.214168},{"$f":"-0.01944*52^2 + 2.00777*52","v":51.838279999999997},300,{"$f":"CONCATENATE(\"\"&AR30&\" Pa \")","v":"300 Pa "},null,null,null,null,null,null,null,null,null,null,null,null,null,null,null,null,null,null,null,null,null,null,null,null,null,null,null,null,null,null,null,null,null,null,null,null,null,null,null,null,null,null,null,null,null,null,null,null,null,null,null,null,null,null,null,null,null,null,null,null,null,null,null,null,null,null,null,null,null,null,null,null,null,null,null,null,null,null,null,null,null,null,null,null,null,null,null,null,null,null,null,null,null,null,null,null,null,null,null,null,null,null,null,null,null,null,null,null,null,null,null,null,null,null,null,null,null,null,null,null,null,null,null,null,null,null,null,null,null,null,null,null,null,null,null,null,null,null,null,null,null,null,null,null,null,null,null,null,null,null,null,null,null,null,null,null,null,null,null,null,null,null,null,null,null,null,null,null,null,null,null,null,null,null,null,null,null,null,60,10,160,10]
[null,null,null,null,null,null,"L",52,null,null,null,null,null,null,null,null,null,null,null,null,null,null,null,null,null,null,null,null,null,null,null,"dp_H an HFBsf angepasst","BG","a","b",null,null,null,null,null,null,null,null,null,null,null,null,null,null,null,null,null,null,null,null,null,null,null,null,null,null,null,null,null,null,null,null,null,null,null,null,null,null,null,null,null,null,null,null,null,null,null,null,null,null,null,null,null,null,null,null,null,null,null,null,null,null,null,null,null,null,null,null,null,null,null,null,null,null,null,null,null,null,null,null,null,null,null,null,null,null,null,null,null,null,null,null,null,null,null,null,null,null,null,null,null,null,null,null,null,null,null,null,null,null,null,null,null,null,null,null,null,null,null,null,null,null,null,null,null,null,null,null,null,null,null,null,null,null,null,null,null,null,null,null,null,null,null,null,null,null,null,null,null,null,null,null,null,null,null,null,null,null,null,null,null,null,null,null,null,null,null,null,null,null,null,null,null,null,null,null,null,null,null,null,null,null,null,null,null,null,null,null,60,100,160,100]
[null,null,null,null,null,null,"XL",60,null,null,null,null,null,null,null,null,null,null,null,null,null,null,null,null,null,null,null,null,null,null,null,"2025-01-13",630,1.3,1.8028839999999999,"(1,3/(100^1,802884))*m_w^1,802884",null,null,null,null,null,null,null,null,null,null,null,null,null,null,null,null,null,null,null,null,null,null,null,null,null,null,null,null,null,null,null,null,null,null,null,null,null,null,null,null,null,null,null,null,null,null,null,null,null,null,null,null,null,null,null,null,null,null,null,null,null,null,null,null,null,null,null,null,null,null,null,null,null,null,null,null,null,null,null,null,null,null,null,null,null,null,null,null,null,null,null,null,null,null,null,null,null,null,null,null,null,null,null,null,null,null,null,null,null,null,null,null,null,null,null,null,null,null,null,null,null,null,null,null,null,null,null,null,null,null,null,null,null,null,null,null,null,null,null,null,null,null,null,null,null,null,null,null,null,null,null,null,null,null,null,null,null,null,null,null,null,null,null,null,null,null,null,null,null,null,null,null,null,null,null,null,null,null,null,null,null,null,null,null,null,null,null,60,10,160,10]
[null,null,null,null,null,null,null,null,null,null,null,null,null,null,null,null,null,null,null,null,null,null,null,null,null,null,null,null,null,null,null,null,800,1.6,1.7884960000000001,"(1,6/(100^1,788496))*m_w^1,788496",null,null,null,null,null,null,null,null,null,null,null,null,null,null,null,null,null,null,null,null,null,null,null,null,null,null,null,null,null,null,null,null,null,null,null,null,null,null,null,null,null,null,null,null,null,null,null,null,null,null,null,null,null,null,null,null,null,null,null,null,null,null,null,null,null,null,null,null,null,null,null,null,null,null,null,null,null,null,null,null,null,null,null,null,null,null,null,null,null,null,null,null,null,null,null,null,null,null,null,null,null,null,null,null,null,null,null,null,null,null,null,null,null,null,null,null,null,null,null,null,null,null,null,null,null,null,null,null,null,null,null,null,null,null,null,null,null,null,null,null,null,null,null,null,null,null,null,null,null,null,null,null,null,null,null,null,null,null,null,null,null,null,null,null,null,null,null,null,null,null,null,null,null,null,null,null,null,null,null,null,null,null,null,null,null,null,null,70,10,170,10]
[null,null,null,null,null,null,null,null,null,null,null,null,null,null,null,null,null,null,null,null,null,null,null,null,"y = Druck dp [kPa] \nx = Wassermenge wk",null,null,null,null,null,"y = Druck dp [kPa] \nx = Wassermenge wk","y = Druck dp [kPa] \nx = Wassermenge wk",1000,1.8,1.7697750000000001,"(1,8/(100^1,769775))*m_w^1,769775",null,null,null,null,null,null,null,null,null,null,null,null,null,null,null,null,null,null,null,null,null,null,null,null,null,null,null,null,null,null,null,null,null,null,null,null,null,null,null,null,null,null,null,null,null,null,null,null,null,null,null,null,null,null,null,null,null,null,null,null,null,null,null,null,null,null,null,null,null,null,null,null,null,null,null,null,null,null,null,null,null,null,null,null,null,null,null,null,null,null,null,null,null,null,null,null,null,null,null,null,null,null,null,null,null,null,null,null,null,null,null,null,null,null,null,null,null,null,null,null,null,null,null,null,null,null,null,null,null,null,null,null,null,null,null,null,null,null,null,null,null,null,null,null,null,null,null,null,null,null,null,null,null,null,null,null,null,null,null,null,null,null,null,null,null,null,null,null,null,null,null,null,null,null,null,null,null,null,null,null,null,null,null,null,null,null,null,70,100,170,100]
[null,null,null,null,null,null,null,null,null,null,null,null,null,null,null,null,null,null,null,null,null,null,null,null,null,null,null,null,null,null,null,null,null,null,null,null,null,null,null,null,null,null,null,null,null,null,null,null,null,null,null,null,null,null,null,null,null,null,null,null,null,null,null,null,null,null,null,null,null,null,null,null,null,null,null,null,null,null,null,null,null,null,null,null,null,null,null,null,null,null,null,null,null,null,null,null,null,null,null,null,null,null,null,null,null,null,null,null,null,null,null,null,null,null,null,null,null,null,null,null,null,null,null,null,null,null,null,null,null,null,null,null,null,null,null,null,null,null,null,null,null,null,null,null,null,null,null,null,null,null,null,null,null,null,null,null,null,null,null,null,null,null,null,null,null,null,null,null,null,null,null,null,null,null,null,null,null,null,null,null,null,null,null,null,null,null,null,null,null,null,null,null,null,null,null,null,null,null,null,null,null,null,null,null,null,null,null,null,null,null,null,null,null,null,null,null,null,null,null,null,null,null,null,70,10,170,10]
[null,null,null,null,null,"Korrekturfaktor",null,null,null,null,null,null,null,null,null,null,null,null,null,null,null,null,null,null,"y =","mxb",null,null,null,null,"y =","mxb",null,null,null,null,null,null,null,null,null,null,null,null,null,null,null,null,null,null,null,null,null,null,null,null,null,null,null,null,null,null,null,null,null,null,null,null,null,null,null,null,null,null,null,null,null,null,null,null,null,null,null,null,null,null,null,null,null,null,null,null,null,null,null,null,null,null,null,null,null,null,null,null,null,null,null,null,null,null,null,null,null,null,null,null,null,null,null,null,null,null,null,null,null,null,null,null,null,null,null,null,null,null,null,null,null,null,null,null,null,null,null,null,null,null,null,null,null,null,null,null,null,null,null,null,null,null,null,null,null,null,null,null,null,null,null,null,null,null,null,null,null,null,null,null,null,null,null,null,null,null,null,null,null,null,null,null,null,null,null,null,null,null,null,null,null,null,null,null,null,null,null,null,null,null,null,null,null,null,null,null,null,null,null,null,null,null,null,null,null,null,null,80,10,180,10]
[null,"Kühlwassermenge",null,null,null,"Total","Sensibel",null,null,null,null,null,null,null,null,null,null,null,null,null,null,null,null,null,null,"m","b","R2",null,null,null,"m","b","R2",null,null,null,null,null,null,null,null,null,null,null,null,null,null,null,null,null,null,null,null,null,null,null,null,null,null,null,null,null,null,null,null,null,null,null,null,null,null,null,null,null,null,null,null,null,null,null,null,null,null,null,null,null,null,null,null,null,null,null,null,null,null,null,null,null,null,null,null,null,null,null,null,null,null,null,null,null,null,null,null,null,null,null,null,null,null,null,null,null,null,null,null,null,null,null,null,null,null,null,null,null,null,null,null,null,null,null,null,null,null,null,null,null,null,null,null,null,null,null,null,null,null,null,null,null,null,null,null,null,null,null,null,null,null,null,null,null,null,null,null,null,null,null,null,null,null,null,null,null,null,null,null,null,null,null,null,null,null,null,null,null,null,null,null,null,null,null,null,null,null,null,null,null,null,null,null,null,null,null,null,null,null,null,null,null,null,null,null,null,80,100,180,100]
[null,{"$f":"Korrektur_BG800_mw120kg_h!D2","v":120},null,null,null,{"$f":"Korrektur_BG800_mw120kg_h!O25","v":1.5764927781522968},null,null,null,null,null,null,null,null,null,null,null,null,null,null,null,null,null,null,null,{"$f":"INDEX(LOGEST(WM_kPa_kühlen,LN(WM_Roh_wk),,TRUE),1,2)","v":1.6839724323053189E-3},{"$f":"LN(INDEX(LOGEST(WM_kPa_kühlen,LN(WM_Roh_wk),,TRUE),1,1))","v":1.8337945604536665},{"$f":"INDEX(LOGEST(WM_kPa_kühlen,LN(WM_Roh_wk),,TRUE),3,1)","v":0.999807125043635},null,null,null,{"$f":"INDEX(LOGEST(WM_kPa_heizen,LN(WM_Roh_wh),,TRUE),1,2)","v":1.3574468272221427E-4},{"$f":"LN(INDEX(LOGEST(WM_kPa_heizen,LN(WM_Roh_wh),,TRUE),1,1))","v":2.1379136134402712},{"$f":"INDEX(LOGEST(WM_kPa_heizen,LN(WM_Roh_wh),,TRUE),3,1)","v":0.99654492636556091},null,null,null,null,null,null,null,null,null,null,null,null,null,null,null,null,null,null,null,null,null,null,null,null,null,null,null,null,null,null,null,null,null,null,null,null,null,null,null,null,null,null,null,null,null,null,null,null,null,null,null,null,null,null,null,null,null,null,null,null,null,null,null,null,null,null,null,null,null,null,null,null,null,null,null,null,null,null,null,null,null,null,null,null,null,null,null,null,null,null,null,null,null,null,null,null,null,null,null,null,null,null,null,null,null,null,null,null,null,null,null,null,null,null,null,null,null,null,null,null,null,null,null,null,null,null,null,null,null,null,null,null,null,null,null,null,null,null,null,null,null,null,null,null,null,null,null,null,null,null,null,null,null,null,null,null,null,null,null,null,null,null,null,null,null,null,null,null,null,null,null,null,null,null,null,null,null,null,null,null,null,null,null,null,null,null,null,null,null,80,10,180,10]
[null,null,null,null,null,null,null,null,null,null,null,null,null,null,null,null,null,null,null,null,null,null,null,null,null,null,null,null,null,null,null,null,null,null,null,null,null,null,null,null,null,null,null,null,null,null,null,null,null,null,null,null,null,null,null,null,null,null,null,null,null,null,null,null,null,null,null,null,null,null,null,null,null,null,null,null,null,null,null,null,null,null,null,null,null,null,null,null,null,null,null,null,null,null,null,null,null,null,null,null,null,null,null,null,null,null,null,null,null,null,null,null,null,null,null,null,null,null,null,null,null,null,null,null,null,null,null,null,null,null,null,null,null,null,null,null,null,null,null,null,null,null,null,null,null,null,null,null,null,null,null,null,null,null,null,null,null,{"$f":"2/7","v":0.2857142857142857},null,null,null,null,null,null,null,null,null,null,null,null,null,null,null,null,null,null,null,null,null,null,null,null,null,null,null,null,null,null,null,null,null,null,null,null,null,null,null,null,null,null,null,null,null,null,null,null,null,null,null,null,null,null,null,null,null,null,null,null,null,null,null,null,null,90,10,190,10]
[null,null,null,null,null,null,null,null,null,null,null,null,null,null,null,null,null,null,null,null,null,null,null,null,null,null,null,null,null,null,null,null,null,null,null,null,null,null,null,null,null,null,null,null,null,null,null,null,null,null,null,null,null,null,null,null,null,null,null,null,null,null,null,null,null,null,null,null,null,null,null,null,null,null,null,null,null,null,null,null,null,null,null,null,null,null,null,null,null,null,null,null,null,null,null,null,null,null,null,null,null,null,null,null,null,null,null,null,null,null,null,null,null,null,null,null,null,null,null,null,null,null,null,null,null,null,null,null,null,null,null,null,null,null,null,null,null,null,null,null,null,null,null,null,null,null,null,null,null,null,null,null,null,null,null,null,null,null,null,null,null,null,null,null,null,null,null,null,null,null,null,null,null,null,null,null,null,null,null,null,null,null,null,null,null,null,null,null,null,null,null,null,null,null,null,null,null,null,null,null,null,null,null,null,null,null,null,null,null,null,null,null,null,null,null,null,null,null,null,null,null,null,null,90,100,190,100]
[null,null,null,null,null,null,null,null,null,null,null,null,null,null,null,null,null,null,null,null,null,null,null,null,"y = qk in %\nx = wk in %",null,null,null,null,null,"y = qh in %\nx = wh in %",null,null,null,null,null,null,null,null,null,null,null,null,null,null,null,null,null,null,null,null,null,null,null,null,null,null,null,null,null,null,null,null,null,null,null,null,null,null,null,null,null,null,null,null,null,null,null,null,null,null,null,null,null,null,null,null,null,null,null,null,null,null,null,null,null,null,null,null,null,null,null,null,null,null,null,null,null,null,null,null,null,null,null,null,null,null,null,null,null,null,null,null,null,null,null,null,null,null,null,null,null,null,null,null,null,null,null,null,null,null,null,null,null,null,null,null,null,null,null,null,null,null,null,null,null,null,null,null,null,null,null,null,null,null,null,null,null,null,null,null,null,null,null,null,null,null,null,null,null,null,null,null,null,null,null,null,null,null,null,null,null,null,null,null,null,null,null,null,null,null,null,null,null,null,null,null,null,null,null,null,null,null,null,null,null,null,null,null,null,null,null,null,90,10,190,10]
[null,null,null,null,null,null,null,null,null,null,null,null,null,null,null,null,null,null,null,null,null,null,null,null,null,null,null,null,null,null,null,null,null,null,null,null,null,null,null,null,null,null,null,null,null,null,null,null,null,null,null,null,null,null,null,null,null,null,null,null,null,null,null,null,null,null,null,null,null,null,null,null,null,null,null,null,null,null,null,null,null,null,null,null,null,null,null,null,null,null,null,null,null,null,null,null,null,null,null,null,null,null,null,null,null,null,null,null,null,null,null,null,null,null,null,null,null,null,null,null,null,null,null,null,null,null,null,null,null,null,null,null,null,null,null,null,null,null,null,null,null,null,null,null,null,null,null,null,null,null,null,null,null,null,null,null,null,null,null,null,null,null,null,null,null,null,null,null,null,null,null,null,null,null,null,null,null,null,null,null,null,null,null,null,null,null,null,null,null,null,null,null,null,null,null,null,null,null,null,null,null,null,null,null,null,null,null,null,null,null,null,null,null,null,null,null,null,null,null,null,null,null,null,100,10,210,10]
[null,null,null,null,null,null,null,null,null,null,null,null,null,null,null,null,null,null,null,null,null,null,null,null,"y =","axn+bx(n-1)+...+nx+m",null,null,null,null,"y =","axn+bx(n-1)+...+nx+m",null,null,null,null,null,null,null,null,null,null,null,null,null,null,null,null,null,null,null,null,null,null,null,null,null,null,null,null,null,null,null,null,null,null,null,null,null,null,null,null,null,null,null,null,null,null,null,null,null,null,null,null,null,null,null,null,null,null,null,null,null,null,null,null,null,null,null,null,null,null,null,null,null,null,null,null,null,null,null,null,null,null,null,null,null,null,null,null,null,null,null,null,null,null,null,null,null,null,null,null,null,null,null,null,null,null,null,null,null,null,null,null,null,null,null,null,null,null,null,null,null,null,null,null,null,null,null,null,null,null,null,null,null,null,null,null,null,null,null,null,null,null,null,null,null,null,null,null,null,null,null,null,null,null,null,null,null,null,null,null,null,null,null,null,null,null,null,null,null,null,null,null,null,null,null,null,null,null,null,null,null,null,null,null,null,null,null,null,null,null,null,100,100,210,100]
[null,null,null,null,null,null,null,null,null,null,null,null,null,null,null,null,null,null,null,null,null,null,null,null,"Polynom",3,"Ordnung",null,null,null,"Polynom",4,"Ordnung",null,null,null,null,null,null,null,null,null,null,null,null,null,null,null,null,null,null,null,null,null,null,null,null,null,null,null,null,null,null,null,null,null,null,null,null,null,null,null,null,null,null,null,null,null,null,null,null,null,null,null,null,null,null,null,null,null,null,null,null,null,null,null,null,null,null,null,null,null,null,null,null,null,null,null,null,null,null,null,null,null,null,null,null,null,null,null,null,null,null,null,null,null,null,null,null,null,null,null,null,null,null,null,null,null,null,null,null,null,null,null,null,null,null,null,null,null,null,null,null,null,null,null,null,null,null,null,null,null,null,null,null,null,null,null,null,null,null,null,null,null,null,null,null,null,null,null,null,null,null,null,null,null,null,null,null,null,null,null,null,null,null,null,null,null,null,null,null,null,null,null,null,null,null,null,null,null,null,null,null,null,null,null,null,null,null,null,null,null,null,100,10,210,10]
[null,null,null,null,null,null,null,null,null,null,null,null,null,null,null,null,null,null,null,null,null,null,null,null,"a =","b =","c =","d =","m =","R2 =","a =","b =","c =","d =","e =","R2 =",null,null,"Heizen - ohne Schieber, mit Al-Lineargitter (Tabellenblatt: 26-07-2016_Heizen)",null,null,null,null,null,null,null,null,null,null,null,null,null,null,null,null,null,null,null,null,null,null,null,null,null,null,null,null,null,null,null,null,null,null,null,null,null,null,null,null,null,null,null,null,null,null,null,null,null,null,null,null,null,null,null,null,null,null,null,null,null,null,null,null,null,null,null,null,null,null,null,null,null,null,null,null,null,null,null,null,null,null,null,null,null,null,null,null,null,null,null,null,null,null,null,null,null,null,null,null,null,null,null,null,null,null,null,null,null,null,null,null,null,null,null,null,null,null,null,null,null,null,null,null,null,null,null,null,null,null,null,null,null,null,null,null,null,null,null,null,null,null,null,null,null,null,null,null,null,null,null,null,null,null,null,null,null,null,null,null,null,null,null,null,null,null,null,null,null,null,null,null,null,null,null,null,null,null,null,null,null,null,null,null,150,10,220,10]
[null,null,null,null,null,null,null,null,null,null,null,null,null,null,null,null,null,null,null,null,null,null,null,null,4,3,2,1,0,null,4,3,2,1,null,null,null,null,1072193,{"$f":"VLOOKUP(AM46,Duesenkaesten_Groeßen_Matrix,3)","v":60},{"$f":"CONCATENATE(\"\"&AN46&\" Düsen \")","v":"60 Düsen "},0,6.2096563333333341,0,{"$f":"CONCATENATE(\"\"&AR46&\" Pa \")","v":"0 Pa "},{"$error":"#DIV/0!"},null,null,null,null,null,null,null,null,null,null,null,null,null,{"$f":"CONCATENATE(\" V_pr = \" &V_pr&\" m³/h\")","v":" V_pr = 80 m³/h"},null,null,null,null,null,null,null,null,null,null,null,null,null,null,null,null,null,null,null,null,null,null,null,null,null,null,null,null,null,null,null,null,null,null,null,null,null,null,null,null,null,1072193,2.7000000000000006,0,{"$f":"(1.2*DV46/3600*1004.5*(DQ46-ED46)-DH46/3600*4180*DK46)/(1004.5*(DP46-DQ46)/3600)/DV46","v":{"$error":"#DIV/0!"}},{"$f":"(((4180/1004.5)*(DH46/(1.2*DV46))*(DK46))+(ED46-DQ46))/(DQ46-DP46)","v":{"$error":"#DIV/0!"}},{"$f":"(1.2*DV46/3600*1004.5*(DQ46-ED46)-DH46/3600*4180*DK46)/(1.2*1004.5*(DP46-DQ46)/3600)/DV46","v":{"$error":"#DIV/0!"}},"2016-07-26",null,null,null,91.722468666666657,64.020666666666671,62.377000000000002,1.6436666666666664,175.05295433333333,6.2096563333333341,-244.76131333333333,{"$error":"#DIV/0!"},35.829889000000001,33.265666333333336,null,null,null,0,0,32.956666666666671,34.76,39.766666666666666,32.103333333333332,33.736666666666672,33.96,28.806666666666668,28.966666666666665,null,null,null,null,null,null,null,null,null,null,null,null,null,null,null,null,null,null,null,null,null,null,null,null,null,null,null,null,null,null,null,null,null,null,null,null,null,null,null,null,null,null,null,null,null,null,null,null,null,null,null,null,null,null,null,null,null,null,null,null,null,null,null,null,null,null,null,null,null,null,null,null,null,null,null,null,null,null,null,null,null,null,null,null,null,null,null,null,null,150,100,220,100]
[null,null,null,null,null,null,null,null,null,null,null,null,null,null,null,null,null,null,null,null,null,null,null,null,0,{"$f":"LINEST(WM_Roh_qk_Proz,WM_Roh_wk_Proz^{0,1,2,3},0,0)","v":0.24083786098542995},-0.87802057130694833,1.0873237614826599,0.54985894883885877,{"$f":"RSQ(WM_Roh_qk,TREND(WM_Roh_qk,WM_Roh_wk^{0,1,2,3},WM_Roh_wk^{0,1,2,3}))","v":0.99685766761438166},{"$f":"LINEST(WM_Roh_qh_Proz,WM_Roh_wh_Proz^{0,1,2,3,4},0,0)","v":-6.218862758259807E-2},0.45603100920287876,-1.2600683382762119,1.6296851831436308,0.23654077351230082,{"$f":"RSQ(WM_Roh_qh,TREND(WM_Roh_qh,WM_Roh_wh^{0,1,2,3,4},WM_Roh_wh^{0,1,2,3,4}))","v":0.9998530946344043},null,null,null,null,null,"V_Prim_1_heizen","qk_1_heizen","dP_1_heizen",null,null,null,null,null,null,null,null,null,null,null,null,null,null,null,null,null,null,null,null,null,null,null,null,null,null,null,null,null,null,null,null,null,null,null,null,null,null,null,null,null,null,null,null,null,null,null,null,null,null,null,null,null,null,null,null,null,"heizen ohne Schieber",null,null,null,null,null,null,null,null,null,null,null,null,null,null,null,null,null,null,null,null,null,null,null,null,null,null,null,null,null,null,null,null,null,null,null,null,null,null,null,null,null,null,null,null,null,null,null,null,null,null,null,null,null,null,null,null,null,null,null,null,null,null,null,null,null,null,null,null,null,null,null,null,null,null,null,null,null,null,null,null,null,null,null,null,null,null,null,null,null,null,null,null,null,null,null,null,null,null,null,null,null,null,null,null,null,null,null,null,null,null,null,null,null,null,null,null,null,null,null,null,null,150,10,220,10]
[null,null,null,null,null,null,null,null,null,null,null,null,null,null,null,null,null,null,null,null,null,null,null,null,null,null,null,null,null,null,null,null,null,null,null,null,null,null,1072184,{"$f":"VLOOKUP(AM48,Duesenkaesten_Groeßen_Matrix,3)","v":33},{"$f":"CONCATENATE(\"\"&AN48&\" Düsen \")","v":"33 Düsen "},28.575462999999999,15.996538999999999,50,{"$f":"CONCATENATE(\"\"&AR48&\" Pa \")","v":"50 Pa "},2.8345690344710652,null,null,null,null,null,null,null,null,null,null,null,null,null,null,null,null,null,null,null,null,null,null,null,null,null,null,null,null,null,null,null,null,null,null,null,null,null,null,null,null,null,null,null,null,null,null,null,null,null,null,null,null,null,null,null,1072184,2.7000000000000006,50,{"$f":"(1.2*DV48/3600*1004.5*(DQ48-ED48)-DH48/3600*4180*DK48)/(1004.5*(DP48-DQ48)/3600)/DV48","v":3.401482841365278},{"$f":"(((4180/1004.5)*(DH48/(1.2*DV48))*(DK48))+(ED48-DQ48))/(DQ48-DP48)","v":2.8345690344710648},{"$f":"(1.2*DV48/3600*1004.5*(DQ48-ED48)-DH48/3600*4180*DK48)/(1.2*1004.5*(DP48-DQ48)/3600)/DV48","v":2.8345690344710652},"2016-08-02",null,null,null,98.869409666666684,64.071666666666658,59.288333333333334,4.7833333333333341,549.12369466666667,15.996538999999999,94.064137666666667,3.2917800000000006,29.744,44.810555666666666,null,null,null,3,28.575462999999999,29.396666666666665,29.843333333333334,29.99,44.85,44.79999999999999,44.783333333333331,28.75,30.126666666666665,null,null,null,null,null,null,null,null,null,null,null,null,null,null,null,null,null,null,null,null,null,null,null,null,null,null,null,null,null,null,null,null,null,null,null,null,null,null,null,null,null,null,null,null,null,null,null,null,null,null,null,null,null,null,null,null,null,null,null,null,null,null,null,null,null,null,null,null,null,null,null,null,null,null,null,null,null,null,null,null,null,null,null,null,null,null,null,null,null,200,10,230,10]
[null,null,null,null,null,null,null,null,null,null,null,null,null,null,null,null,null,null,null,null,null,null,null,null,null,null,null,null,null,null,null,null,null,null,null,null,null,null,1072184,{"$f":"VLOOKUP(AM49,Duesenkaesten_Groeßen_Matrix,3)","v":33},{"$f":"CONCATENATE(\"\"&AN49&\" Düsen \")","v":"33 Düsen "},50.647323,25.756613666666667,150,{"$f":"CONCATENATE(\"\"&AR49&\" Pa \")","v":"150 Pa "},2.7510473549275352,null,null,null,null,null,null,null,null,null,null,null,null,null,null,null,null,null,null,null,null,null,null,null,null,null,null,null,null,null,null,null,null,{"$f":"CONCATENATE(\" V_pr = \" &V_pr&\" m³/h\")","v":" V_pr = 80 m³/h"},null,null,null,null,null,null,null,null,null,null,null,null,null,null,null,null,null,null,null,null,null,null,1072184,2.7999999999999994,150,{"$f":"(1.2*DV49/3600*1004.5*(DQ49-ED49)-DH49/3600*4180*DK49)/(1004.5*(DP49-DQ49)/3600)/DV49","v":3.3012568259130424},{"$f":"(((4180/1004.5)*(DH49/(1.2*DV49))*(DK49))+(ED49-DQ49))/(DQ49-DP49)","v":2.7510473549275352},{"$f":"(1.2*DV49/3600*1004.5*(DQ49-ED49)-DH49/3600*4180*DK49)/(1.2*1004.5*(DP49-DQ49)/3600)/DV49","v":2.7510473549275352},"2016-08-02",null,null,null,98.623818666666679,64.069666666666663,56.211666666666666,7.8579999999999997,899.8423203333333,25.756613666666667,159.43369399999997,3.1479196666666667,29.133333333333336,43.636444333333337,null,null,null,9.9,50.647323,28.963333333333335,29.16333333333333,29.27,43.080000000000005,43.73,44.103333333333332,28.62,30.473333333333333,null,null,null,null,null,null,null,null,null,null,null,null,null,null,null,null,null,null,null,null,null,null,null,null,null,null,null,null,null,null,null,null,null,null,null,null,null,null,null,null,null,null,null,null,null,null,null,null,null,null,null,null,null,null,null,null,null,null,null,null,null,null,null,null,null,null,null,null,null,null,null,null,null,null,null,null,null,null,null,null,null,null,null,null,null,null,null,null,null,200,100,230,100]
[null,null,null,null,null,null,null,null,null,null,null,null,null,null,null,null,null,null,null,null,null,null,null,null,null,null,null,null,null,null,null,null,null,null,null,null,null,null,1072184,{"$f":"VLOOKUP(AM50,Duesenkaesten_Groeßen_Matrix,3)","v":33},{"$f":"CONCATENATE(\"\"&AN50&\" Düsen \")","v":"33 Düsen "},70.439526000000001,32.367387000000001,300,{"$f":"CONCATENATE(\"\"&AR50&\" Pa \")","v":"300 Pa "},2.7971257735844577,null,null,null,null,null,null,null,null,null,null,null,null,null,null,null,null,null,null,null,null,null,null,null,null,null,null,null,null,null,null,null,null,null,null,null,null,null,null,null,null,null,null,null,null,null,null,null,null,null,null,null,null,null,null,null,1072184,2.7999999999999994,300,{"$f":"(1.2*DV50/3600*1004.5*(DQ50-ED50)-DH50/3600*4180*DK50)/(1004.5*(DP50-DQ50)/3600)/DV50","v":3.3565509283013486},{"$f":"(((4180/1004.5)*(DH50/(1.2*DV50))*(DK50))+(ED50-DQ50))/(DQ50-DP50)","v":2.7971257735844577},{"$f":"(1.2*DV50/3600*1004.5*(DQ50-ED50)-DH50/3600*4180*DK50)/(1.2*1004.5*(DP50-DQ50)/3600)/DV50","v":2.7971257735844577},"2016-07-29",null,null,null,100.49186833333333,64.168333333333337,54.66,9.5083333333333329,1109.4532273333334,32.367387000000001,223.75032066666668,3.1764883333333334,29.891444333333329,42.797222333333337,null,null,null,19.5,70.439526000000001,29.753333333333334,29.913333333333338,30.003333333333334,42.656666666666666,42.626666666666665,43.106666666666662,29.92,31.856666666666669,null,null,null,null,null,null,null,null,null,null,null,null,null,null,null,null,null,null,null,null,null,null,null,null,null,null,null,null,null,null,null,null,null,null,null,null,null,null,null,null,null,null,null,null,null,null,null,null,null,null,null,null,null,null,null,null,null,null,null,null,null,null,null,null,null,null,null,null,null,null,null,null,null,null,null,null,null,null,null,null,null,null,null,null,null,null,null,null,null,200,10,230,10]
[null,null,null,null,null,null,null,null,null,null,null,null,null,null,null,null,null,null,null,null,null,null,null,null,null,null,null,null,null,null,null,null,null,null,null,null,null,null,null,null,null,"V_Prim_2_heizen","qk_2_heizen","dP_2_heizen",null,null,null,null,null,null,null,null,null,null,null,null,null,null,null,null,null,null,null,null,null,null,null,null,null,null,null,null,null,null,null,null,null,null,null,null,null,null,null,null,null,null,null,null,null,null,null,null,null,null,null,null,null,null,null,null,null,null,null,null,null,null,null,null,null,null,null,null,null,null,null,null,null,null,null,null,null,null,null,null,null,null,null,null,null,null,null,null,null,null,null,null,null,null,null,null,null,null,null,null,null,null,null,null,null,null,null,null,null,null,null,null,null,null,null,null,null,null,null,null,null,null,null,null,null,null,null,null,null,null,null,null,null,null,null,null,null,null,null,null,null,null,null,null,null,null,null,null,null,null,null,null,null,null,null,null,null,null,null,null,null,null,null,null,null,null,null,null,null,null,null,null,null,null,null,null,null,null,null,250,10,240,10]
[null,null,null,null,null,null,null,null,null,null,null,null,null,null,null,null,null,null,null,null,null,null,null,null,null,null,null,null,null,null,null,null,null,null,null,null,null,null,1072187,{"$f":"VLOOKUP(AM52,Duesenkaesten_Groeßen_Matrix,3)","v":42},{"$f":"CONCATENATE(\"\"&AN52&\" Düsen \")","v":"42 Düsen "},36.810482999999998,17.108416333333334,50,{"$f":"CONCATENATE(\"\"&AR52&\" Pa \")","v":"50 Pa "},2.5626734605320509,null,null,null,null,null,null,null,null,null,null,null,null,null,null,null,null,null,null,null,null,null,null,null,null,null,null,null,null,null,null,null,null,null,null,null,null,null,null,null,null,null,null,null,null,null,null,null,null,null,null,null,null,null,null,null,1072187,2.7999999999999994,50,{"$f":"(1.2*DV52/3600*1004.5*(DQ52-ED52)-DH52/3600*4180*DK52)/(1004.5*(DP52-DQ52)/3600)/DV52","v":3.0752081526384614},{"$f":"(((4180/1004.5)*(DH52/(1.2*DV52))*(DK52))+(ED52-DQ52))/(DQ52-DP52)","v":2.5626734605320509},{"$f":"(1.2*DV52/3600*1004.5*(DQ52-ED52)-DH52/3600*4180*DK52)/(1.2*1004.5*(DP52-DQ52)/3600)/DV52","v":2.5626734605320509},"2016-07-28",null,null,null,98.363556000000003,64.119666666666674,59.058,5.0616666666666665,578.09911599999998,17.108416333333334,108.45460433333334,2.946296666666667,30.329333333333334,43.752888666666671,null,null,null,5.0999999999999996,36.810482999999998,30.053333333333331,30.563333333333333,30.373333333333335,42.596666666666664,43.976666666666667,44.683333333333337,29.81,31.25,null,null,null,null,null,null,null,null,null,null,null,null,null,null,null,null,null,null,null,null,null,null,null,null,null,null,null,null,null,null,null,null,null,null,null,null,null,null,null,null,null,null,null,null,null,null,null,null,null,null,null,null,null,null,null,null,null,null,null,null,null,null,null,null,null,null,null,null,null,null,null,null,null,null,null,null,null,null,null,null,null,null,null,null,null,null,null,null,null,250,100,240,100]
[null,null,null,null,null,null,null,null,null,null,null,null,null,null,null,null,null,null,null,null,null,null,null,null,null,null,null,null,null,null,null,null,null,null,null,null,null,null,1072187,{"$f":"VLOOKUP(AM53,Duesenkaesten_Groeßen_Matrix,3)","v":42},{"$f":"CONCATENATE(\"\"&AN53&\" Düsen \")","v":"42 Düsen "},64.758816999999993,27.087657666666669,150,{"$f":"CONCATENATE(\"\"&AR53&\" Pa \")","v":"150 Pa "},2.2292712685084228,null,null,null,null,null,null,null,null,null,null,null,null,null,null,null,null,null,null,null,null,null,null,null,null,null,null,null,null,null,null,null,null,null,null,null,null,null,null,null,null,null,null,null,null,null,null,null,null,null,null,null,null,null,null,null,1072187,2.7999999999999994,150,{"$f":"(1.2*DV53/3600*1004.5*(DQ53-ED53)-DH53/3600*4180*DK53)/(1004.5*(DP53-DQ53)/3600)/DV53","v":2.6751255222101076},{"$f":"(((4180/1004.5)*(DH53/(1.2*DV53))*(DK53))+(ED53-DQ53))/(DQ53-DP53)","v":2.2292712685084228},{"$f":"(1.2*DV53/3600*1004.5*(DQ53-ED53)-DH53/3600*4180*DK53)/(1.2*1004.5*(DP53-DQ53)/3600)/DV53","v":2.2292712685084228},"2016-07-29",null,null,null,100.66661766666668,64.148666666666671,56.247333333333337,7.9013333333333335,923.54826866666679,27.087657666666669,162.16646166666666,2.5041603333333331,30.053888666666666,43.753110999999997,null,null,null,16.399999999999999,64.758816999999993,29.856666666666666,30.196666666666669,30.106666666666666,43.593333333333334,43.783333333333331,43.876666666666665,29.75,31.700000000000003,null,null,null,null,null,null,null,null,null,null,null,null,null,null,null,null,null,null,null,null,null,null,null,null,null,null,null,null,null,null,null,null,null,null,null,null,null,null,null,null,null,null,null,null,null,null,null,null,null,null,null,null,null,null,null,null,null,null,null,null,null,null,null,null,null,null,null,null,null,null,null,null,null,null,null,null,null,null,null,null,null,null,null,null,null,null,null,null,null,250,10,240,10]
[null,null,null,null,null,null,null,null,null,null,null,null,null,null,null,null,null,null,null,null,null,null,null,null,null,null,null,null,null,null,null,null,null,null,null,null,null,null,1072187,{"$f":"VLOOKUP(AM54,Duesenkaesten_Groeßen_Matrix,3)","v":42},{"$f":"CONCATENATE(\"\"&AN54&\" Düsen \")","v":"42 Düsen "},89.78586,33.202277666666667,300,{"$f":"CONCATENATE(\"\"&AR54&\" Pa \")","v":"300 Pa "},2.2024050591901809,null,null,null,null,null,null,null,null,null,null,null,null,null,null,null,null,null,null,null,null,null,null,null,null,null,null,null,null,null,null,null,null,null,null,null,null,null,null,null,null,null,null,null,null,null,null,null,null,null,null,null,null,null,null,null,1072187,2.7999999999999994,300,{"$f":"(1.2*DV54/3600*1004.5*(DQ54-ED54)-DH54/3600*4180*DK54)/(1004.5*(DP54-DQ54)/3600)/DV54","v":2.6428860710282169},{"$f":"(((4180/1004.5)*(DH54/(1.2*DV54))*(DK54))+(ED54-DQ54))/(DQ54-DP54)","v":2.2024050591901814},{"$f":"(1.2*DV54/3600*1004.5*(DQ54-ED54)-DH54/3600*4180*DK54)/(1.2*1004.5*(DP54-DQ54)/3600)/DV54","v":2.2024050591901809},"2016-07-29",null,null,null,100.73367166666667,64.173000000000002,54.468333333333334,9.7046666666666663,1135.0854156666667,33.202277666666667,218.97863233333331,2.4388990000000002,29.986000000000001,42.434111333333334,null,null,null,32.1,89.78586,29.86,30.073333333333334,30.02333333333333,42.436666666666667,42.526666666666671,42.34,29.97666666666667,32.093333333333334,null,null,null,null,null,null,null,null,null,null,null,null,null,null,null,null,null,null,null,null,null,null,null,null,null,null,null,null,null,null,null,null,null,null,null,null,null,null,null,null,null,null,null,null,null,null,null,null,null,null,null,null,null,null,null,null,null,null,null,null,null,null,null,null,null,null,null,null,null,null,null,null,null,null,null,null,null,null,null,null,null,null,null,null,null,null,null,null,null,300,10,260,10]
[null,null,null,null,null,null,null,null,null,null,null,null,null,null,null,null,null,null,null,null,null,null,null,null,null,null,null,null,null,null,null,null,null,null,null,null,null,null,null,null,null,"V_Prim_3_heizen","qk_3_heizen","dP_3_heizen",null,null,null,null,null,null,null,null,null,null,null,null,null,null,null,null,null,null,null,null,null,null,null,null,null,null,null,null,null,null,null,null,null,null,null,null,null,null,null,null,null,null,null,null,null,null,null,null,null,null,null,null,null,null,null,null,null,null,null,null,null,null,null,null,null,null,null,null,null,null,null,null,null,null,null,null,null,null,null,null,null,null,null,null,null,null,null,null,null,null,null,null,null,null,null,null,null,null,null,null,null,null,null,null,null,null,null,null,null,null,null,null,null,null,null,null,null,null,null,null,null,null,null,null,null,null,null,null,null,null,null,null,null,null,null,null,null,null,null,null,null,null,null,null,null,null,null,null,null,null,null,null,null,null,null,null,null,null,null,null,null,null,null,null,null,null,null,null,null,null,null,null,null,null,null,null,null,null,null,300,100,260,100]
[null,null,null,null,null,null,null,null,null,null,null,null,null,null,null,null,null,null,null,null,null,null,null,null,null,null,null,null,null,null,null,null,null,null,null,null,null,null,1072190,{"$f":"VLOOKUP(AM56,Duesenkaesten_Groeßen_Matrix,3)","v":52},{"$f":"CONCATENATE(\"\"&AN56&\" Düsen \")","v":"52 Düsen "},45.974066000000001,16.952678666666667,50,{"$f":"CONCATENATE(\"\"&AR56&\" Pa \")","v":"50 Pa "},2.0317020814561375,null,null,null,null,null,null,null,null,null,null,null,null,null,null,null,null,null,null,null,null,null,null,null,null,null,null,null,null,null,null,null,null,null,null,null,null,null,null,null,null,null,null,null,null,null,null,null,null,null,null,null,null,null,null,null,1072190,2.7999999999999994,50,{"$f":"(1.2*DV56/3600*1004.5*(DQ56-ED56)-DH56/3600*4180*DK56)/(1004.5*(DP56-DQ56)/3600)/DV56","v":2.4380424977473649},{"$f":"(((4180/1004.5)*(DH56/(1.2*DV56))*(DK56))+(ED56-DQ56))/(DQ56-DP56)","v":2.0317020814561375},{"$f":"(1.2*DV56/3600*1004.5*(DQ56-ED56)-DH56/3600*4180*DK56)/(1.2*1004.5*(DP56-DQ56)/3600)/DV56","v":2.0317020814561375},"2016-07-28",null,null,null,101.657721,64.130333333333326,59.218999999999994,4.9113333333333324,579.7137766666666,16.952678666666667,103.99422433333335,2.2620193333333334,29.934222333333334,42.763666666666666,null,null,null,8.1,45.974066000000001,29.526666666666667,30.296666666666667,29.98,42.186666666666667,42.806666666666665,43.29666666666666,29.286666666666665,31.17,null,null,null,null,null,null,null,null,null,null,null,null,null,null,null,null,null,null,null,null,null,null,null,null,null,null,null,null,null,null,null,null,null,null,null,null,null,null,null,null,null,null,null,null,null,null,null,null,null,null,null,null,null,null,null,null,null,null,null,null,null,null,null,null,null,null,null,null,null,null,null,null,null,null,null,null,null,null,null,null,null,null,null,null,null,null,null,null,null,300,10,260,10]
[null,null,null,null,null,null,null,null,null,null,null,null,null,null,null,null,null,null,null,null,null,null,null,null,null,null,null,null,null,null,null,null,null,null,null,null,null,null,1072190,{"$f":"VLOOKUP(AM57,Duesenkaesten_Groeßen_Matrix,3)","v":52},{"$f":"CONCATENATE(\"\"&AN57&\" Düsen \")","v":"52 Düsen "},79.841605999999999,27.450023666666667,150,{"$f":"CONCATENATE(\"\"&AR57&\" Pa \")","v":"150 Pa "},1.9344163940311805,null,null,null,null,null,null,null,null,null,null,null,null,null,null,null,null,null,null,null,null,null,null,null,null,null,null,null,null,null,null,null,null,null,null,null,null,null,null,null,null,null,null,null,null,null,null,null,null,null,null,null,null,null,null,null,1072190,2.9,150,{"$f":"(1.2*DV57/3600*1004.5*(DQ57-ED57)-DH57/3600*4180*DK57)/(1004.5*(DP57-DQ57)/3600)/DV57","v":2.3212996728374162},{"$f":"(((4180/1004.5)*(DH57/(1.2*DV57))*(DK57))+(ED57-DQ57))/(DQ57-DP57)","v":1.9344163940311803},{"$f":"(1.2*DV57/3600*1004.5*(DQ57-ED57)-DH57/3600*4180*DK57)/(1.2*1004.5*(DP57-DQ57)/3600)/DV57","v":1.9344163940311805},"2016-07-28",null,null,null,102.20697700000001,64.14533333333334,56.146666666666668,7.9986666666666677,949.23099566666667,27.450023666666667,167.15177600000001,2.0935423333333336,29.564999999999998,42.408666666666669,null,null,null,25.3,79.841605999999999,29.306666666666668,29.813333333333333,29.573333333333334,42.416666666666664,42.383333333333333,42.43,29.310000000000002,31.746666666666666,null,null,null,null,null,null,null,null,null,null,null,null,null,null,null,null,null,null,null,null,null,null,null,null,null,null,null,null,null,null,null,null,null,null,null,null,null,null,null,null,null,null,null,null,null,null,null,null,null,null,null,null,null,null,null,null,null,null,null,null,null,null,null,null,null,null,null,null,null,null,null,null,null,null,null,null,null,null,null,null,null,null,null,null,null,null,null,null,null,350,10,270,10]
[null,null,null,null,null,null,null,null,null,null,null,null,null,null,null,null,null,null,null,null,null,null,null,null,null,null,null,null,null,null,null,null,null,null,null,null,null,null,1072190,{"$f":"VLOOKUP(AM58,Duesenkaesten_Groeßen_Matrix,3)","v":52},{"$f":"CONCATENATE(\"\"&AN58&\" Düsen \")","v":"52 Düsen "},110.62527899999999,33.560899333333332,300,{"$f":"CONCATENATE(\"\"&AR58&\" Pa \")","v":"300 Pa "},1.9428589204371021,null,null,null,null,null,null,null,null,null,null,null,null,null,null,null,null,null,null,null,null,null,null,null,null,null,null,null,null,null,null,null,null,null,null,null,null,null,null,null,null,null,null,null,null,null,null,null,null,null,null,null,null,null,null,null,1072190,2.9,300,{"$f":"(1.2*DV58/3600*1004.5*(DQ58-ED58)-DH58/3600*4180*DK58)/(1004.5*(DP58-DQ58)/3600)/DV58","v":2.3314307045245219},{"$f":"(((4180/1004.5)*(DH58/(1.2*DV58))*(DK58))+(ED58-DQ58))/(DQ58-DP58)","v":1.9428589204371027},{"$f":"(1.2*DV58/3600*1004.5*(DQ58-ED58)-DH58/3600*4180*DK58)/(1.2*1004.5*(DP58-DQ58)/3600)/DV58","v":1.9428589204371021},"2016-07-28",null,null,null,101.79802366666667,64.159333333333336,54.282333333333327,9.8770000000000007,1167.4490503333334,33.560899333333332,228.42790099999999,2.064889,29.373333333333335,40.968999666666669,null,null,null,49.366666666666667,110.62527899999999,29.17,29.58666666666667,29.366666666666664,41.099999999999994,40.986666666666672,40.823333333333331,29.403333333333332,31.98,null,null,null,null,null,null,null,null,null,null,null,null,null,null,null,null,null,null,null,null,null,null,null,null,null,null,null,null,null,null,null,null,null,null,null,null,null,null,null,null,null,null,null,null,null,null,null,null,null,null,null,null,null,null,null,null,null,null,null,null,null,null,null,null,null,null,null,null,null,null,null,null,null,null,null,null,null,null,null,null,null,null,null,null,null,null,null,null,null,350,100,270,100]
["ã LTG Aktiengesellschaft - Letzte Änderung: 01.03.2009",null,null,null,null,null,null,null,null,null,null,null,null,null,null,null,null,null,null,null,null,null,null,null,null,null,null,null,null,null,null,null,null,null,null,null,null,null,null,null,null,"V_Prim_4_heizen","qk_4_heizen","dP_4_heizen",null,null,null,null,null,null,null,null,null,null,null,null,null,null,null,null,null,null,null,null,null,null,null,null,null,null,null,null,null,null,null,null,null,null,null,null,null,null,null,null,null,null,null,null,null,null,null,null,null,null,null,null,null,null,null,null,null,null,null,null,null,null,null,null,null,null,null,null,null,null,null,null,null,null,null,null,null,null,null,null,null,null,null,null,null,null,null,null,null,null,null,null,null,null,null,null,null,null,null,null,null,null,null,null,null,null,null,null,null,null,null,null,null,null,null,null,null,null,null,null,null,null,null,null,null,null,null,null,null,null,null,null,null,null,null,null,null,null,null,null,null,null,null,null,null,null,null,null,null,null,null,null,null,null,null,null,null,null,null,null,null,null,null,null,null,null,null,null,null,null,null,null,null,null,null,null,null,null,null,350,10,270,10]
["Angaben zu Toleranzen sowie weitere Spezifikationen sind der aktuellen Bauteilmappe der LTG Aktiengesellschaft zu entnehmen.",null,null,null,null,null,null,null,null,null,null,null,null,null,null,null,null,null,null,null,null,null,null,null,null,null,null,null,null,null,null,null,null,null,null,null,null,null,1072193,{"$f":"VLOOKUP(AM60,Duesenkaesten_Groeßen_Matrix,3)","v":60},{"$f":"CONCATENATE(\"\"&AN60&\" Düsen \")","v":"60 Düsen "},55.320571999999999,19.562878000000001,50,{"$f":"CONCATENATE(\"\"&AR60&\" Pa \")","v":"50 Pa "},1.9288475659535613,null,null,null,null,null,null,null,null,null,null,null,null,null,null,null,null,null,null,null,null,null,null,null,null,null,null,null,null,null,null,null,null,null,null,null,null,null,null,null,null,null,null,null,null,null,null,null,null,null,null,null,null,null,null,null,1072193,2.7000000000000006,50,{"$f":"(1.2*DV60/3600*1004.5*(DQ60-ED60)-DH60/3600*4180*DK60)/(1004.5*(DP60-DQ60)/3600)/DV60","v":2.3146170791442735},{"$f":"(((4180/1004.5)*(DH60/(1.2*DV60))*(DK60))+(ED60-DQ60))/(DQ60-DP60)","v":1.9288475659535618},{"$f":"(1.2*DV60/3600*1004.5*(DQ60-ED60)-DH60/3600*4180*DK60)/(1.2*1004.5*(DP60-DQ60)/3600)/DV60","v":1.9288475659535613},"2016-07-26",null,null,null,99.861389999999986,64.13133333333333,58.304333333333339,5.8269999999999991,675.63775566666664,19.562878000000001,117.636526,2.1264516666666666,29.594555666666668,42.581778,null,null,null,11.9,55.320571999999999,29.356666666666666,29.583333333333332,29.846666666666668,41.550000000000004,43.620000000000005,42.576666666666661,29.12,31.156666666666666,null,null,null,null,null,null,null,null,null,null,null,null,null,null,null,null,null,null,null,null,null,null,null,null,null,null,null,null,null,null,null,null,null,null,null,null,null,null,null,null,null,null,null,null,null,null,null,null,null,null,null,null,null,null,null,null,null,null,null,null,null,null,null,null,null,null,null,null,null,null,null,null,null,null,null,null,null,null,null,null,null,null,null,null,null,null,null,null,null,400,10,280,10]
["Eine Fehlerfreiheit des Programms kann nicht zugesichert werden. Im Zweifel gelten die technischen Daten der aktuellen Bauteilmappe der LTG Aktiengesellschaft.",null,null,null,null,null,null,null,null,null,null,null,null,null,null,null,null,null,null,null,null,null,null,null,null,null,null,null,null,null,null,null,null,null,null,null,null,null,1072193,60,"60 Düsen ",78.391761000000002,26.108248333333332,100,"100 Pa ",1.8310322453950234,null,null,null,null,null,null,null,null,null,null,null,null,null,null,null,null,null,null,null,null,null,null,null,null,null,null,null,null,null,null,null,null,null,null,null,null,null,null,null,null,null,null,null,null,null,null,null,null,null,null,null,null,null,null,null,1072193,2.7000000000000006,100,2.1972386944740276,1.8310322453950232,1.8310322453950234,"2016-07-26",null,null,null,103.399964,64.172666666666672,56.610999999999997,7.5616666666666665,907.8466196666667,26.108248333333332,155.72864866666669,1.9865436666666667,29.400221999999999,42.327221999999999,null,null,null,24.399999999999995,78.391761000000002,29.196666666666669,29.39,29.616666666666671,41.68333333333333,43.036666666666669,42.263333333333328,29.14,31.41,null,null,null,null,null,null,null,null,null,null,null,null,null,null,null,null,null,null,null,null,null,null,null,null,null,null,null,null,null,null,null,null,null,null,null,null,null,null,null,null,null,null,null,null,null,null,null,null,null,null,null,null,null,null,null,null,null,null,null,null,null,null,null,null,null,null,null,null,null,null,null,null,null,null,null,null,null,null,null,null,null,null,null,null,null,null,null,null,null,400,100,280,100]
["Aus Programmierfehlern entstandener Schaden geht nicht zu Lasten der LTG Aktiengesellschaft. Technische Änderungen im Rahmen der Weiterentwicklung vorbehalten.",null,null,null,null,null,null,null,null,null,null,null,null,null,null,null,null,null,null,null,null,null,null,null,null,null,null,null,null,null,null,null,null,null,null,null,null,null,1072193,60,"60 Düsen ",95.011116999999999,29.717732333333334,150,"150 Pa ",1.8178348725443019,null,null,null,null,null,null,null,null,null,null,null,null,null,null,null,null,null,null,null,null,null,null,null,null,null,null,null,null,null,null,null,null,null,null,null,null,null,null,null,null,null,null,null,null,null,null,null,null,null,null,null,null,null,null,null,1072193,2.9,150,2.181401847053162,1.8178348725443014,1.8178348725443019,"2016-07-26",null,null,null,101.52513499999999,64.160666666666671,55.387,8.7736666666666654,1034.229,29.717732333333334,184.92578600000002,1.9463593333333333,29.358889000000001,41.752000000000002,null,null,null,36.200000000000003,95.011116999999999,29.193333333333332,29.343333333333334,29.540000000000003,41.356666666666669,42.276666666666664,41.623333333333335,29.343333333333334,31.77,null,null,null,null,null,null,null,null,null,null,null,null,null,null,null,null,null,null,null,null,null,null,null,null,null,null,null,null,null,null,null,null,null,null,null,null,null,null,null,null,null,null,null,null,null,null,null,null,null,null,null,null,null,null,null,null,null,null,null,null,null,null,null,null,null,null,null,null,null,null,null,null,null,null,null,null,null,null,null,null,null,null,null,null,null,null,null,null,null,400,10,280,10]
[null,null,null,null,null,null,null,null,null,null,null,null,null,null,null,null,null,null,null,null,null,null,null,null,null,null,null,null,null,null,null,null,null,null,null,null,null,null,1072193,60,"60 Düsen ",109.00748700000001,32.061430333333334,200,"200 Pa ",1.8426529450747526,null,null,null,null,null,null,null,null,null,null,null,null,null,null,null,null,null,null,null,null,null,null,null,null,null,null,null,null,null,null,null,null,null,null,null,null,null,null,null,null,null,null,null,null,null,null,null,null,null,null,null,null,null,null,null,1072193,2.7999999999999994,200,2.2111835340897028,1.8426529450747526,1.8426529450747526,"2016-07-27",null,null,null,99.354398000000003,64.105999999999995,54.37766666666667,9.7283333333333335,1122.2899543333335,32.061430333333334,220.64356733333332,2.0241139999999995,29.10166666666667,40.398444333333337,null,null,null,47.9,109.00748700000001,28.933333333333334,29.286666666666665,29.083333333333332,40.083333333333336,40.823333333333331,40.29,28.7,30.466666666666669,null,null,null,null,null,null,null,null,null,null,null,null,null,null,null,null,null,null,null,null,null,null,null,null,null,null,null,null,null,null,null,null,null,null,null,null,null,null,null,null,null,null,null,null,null,null,null,null,null,null,null,null,null,null,null,null,null,null,null,null,null,null,null,null,null,null,null,null,null,null,null,null,null,null,null,null,null,null,null,null,null,null,null,null,null,null,null,null,null,450,10,290,10]
[null,null,null,null,null,null,null,null,null,null,null,null,null,null,null,null,null,null,null,null,null,null,null,null,null,null,null,null,null,null,null,null,null,null,null,null,null,null,1072193,60,"60 Düsen ",120.49417699999999,33.952533333333342,250,"250 Pa ",1.8005513907970989,null,null,null,null,null,null,null,null,null,null,null,null,null,null,null,null,null,null,null,null,null,null,null,null,null,null,null,null,null,null,null,null,null,null,null,null,null,null,null,null,null,null,null,null,null,null,null,null,null,null,null,null,null,null,null,1072193,2.9,250,2.1606616689565188,1.8005513907970989,1.8005513907970989,"2016-07-27",null,null,null,102.03387966666666,64.156000000000006,54.139000000000003,10.016999999999999,1186.7354930000001,33.952533333333342,226.55536966666668,1.8802183333333333,29.203111333333329,40.54422233333333,null,null,null,58.79999999999999,120.49417699999999,29.093333333333334,29.36333333333333,29.150000000000002,40.273333333333333,40.946666666666665,40.413333333333334,28.899999999999995,31.55,null,null,null,null,null,null,null,null,null,null,null,null,null,null,null,null,null,null,null,null,null,null,null,null,null,null,null,null,null,null,null,null,null,null,null,null,null,null,null,null,null,null,null,null,null,null,null,null,null,null,null,null,null,null,null,null,null,null,null,null,null,null,null,null,null,null,null,null,null,null,null,null,null,null,null,null,null,null,null,null,null,null,null,null,null,null,null,null,null,450,100,290,100]
[null,null,null,null,null,null,null,null,null,null,null,null,null,null,null,null,null,null,null,null,null,null,null,null,null,null,null,null,null,null,null,null,null,null,null,null,null,null,1072193,60,"60 Düsen ",131.214168,35.38994266666667,300,"300 Pa ",1.7906676905835508,null,null,null,null,null,null,null,null,null,null,null,null,null,null,null,null,null,null,null,null,null,null,null,null,null,null,null,null,null,null,null,null,null,null,null,null,null,null,null,null,null,null,null,null,null,null,null,null,null,null,null,null,null,null,null,1072193,2.9,300,2.1488012287002607,1.7906676905835512,1.7906676905835508,"2016-07-27",null,null,null,101.86473666666666,64.166333333333341,53.693666666666672,10.472666666666667,1238.6630876666666,35.38994266666667,239.77868100000001,1.8273840000000001,29.165777666666667,40.278111000000003,null,null,null,70,131.214168,29.096666666666668,29.293333333333333,29.103333333333335,40.07,40.65,40.116666666666667,29.006666666666664,31.983333333333334,null,null,null,null,null,null,null,null,null,null,null,null,null,null,null,null,null,null,null,null,null,null,null,null,null,null,null,null,null,null,null,null,null,null,null,null,null,null,null,null,null,null,null,null,null,null,null,null,null,null,null,null,null,null,null,null,null,null,null,null,null,null,null,null,null,null,null,null,null,null,null,null,null,null,null,null,null,null,null,null,null,null,null,null,null,null,null,null,null,450,10,290,10]
[null,null,null,null,null,null,null,null,null,null,null,null,null,null,null,null,null,null,null,null,null,null,null,null,null,null,null,null,null,null,null,null,null,null,null,null,null,null,null,null,null,null,null,null,null,null,null,null,null,null,null,null,null,null,null,null,null,null,null,null,null,null,null,null,null,null,null,null,null,null,null,null,null,null,null,null,null,null,null,null,null,null,null,null,null,null,null,null,null,null,null,null,null,null,null,null,null,null,null,null,null,null,null,null,null,null,null,null,null,null,null,null,null,null,null,null,null,null,null,null,null,null,null,null,null,null,null,null,null,null,null,null,null,null,null,null,null,null,null,null,null,null,null,null,null,null,null,null,null,null,null,null,null,null,null,null,null,null,null,null,null,null,null,null,null,null,null,null,null,null,null,null,null,null,null,null,null,null,null,null,null,null,null,null,null,null,null,null,null,null,null,null,null,null,null,null,null,null,null,null,null,null,null,null,null,null,null,null,null,null,null,null,null,null,null,null,null,null,null,null,null,null,null,500,10,310,10]
[null,null,null,null,null,null,null,null,null,null,null,null,null,null,null,null,null,null,null,null,null,null,null,null,null,null,null,null,null,null,null,null,null,null,null,null,null,null,null,null,null,null,null,null,null,null,null,null,null,null,null,null,null,null,null,null,null,null,null,null,null,null,null,null,null,null,null,null,null,null,null,null,null,null,null,null,null,null,null,null,null,null,null,null,null,null,null,null,null,null,null,null,null,null,null,null,null,null,null,null,null,null,null,null,null,null,null,null,null,null,null,null,null,null,null,null,null,null,null,null,null,null,null,null,null,null,null,null,null,null,null,null,null,null,null,null,null,null,null,null,null,null,null,null,null,null,null,null,null,null,null,null,null,null,null,null,null,null,null,null,null,null,null,null,null,null,null,null,null,null,null,null,null,null,null,null,null,null,null,null,null,null,null,null,null,null,null,null,null,null,null,null,null,null,null,null,null,null,null,null,null,null,null,null,null,null,null,null,null,null,null,null,null,null,null,null,null,null,null,null,null,null,null,500,100,310,100]
[null,null,null,null,null,null,null,null,null,null,null,null,null,null,null,null,null,null,null,null,null,null,null,null,null,null,null,null,null,null,null,null,null,null,null,null,null,null,null,null,null,null,null,null,null,null,null,null,null,null,null,null,null,null,null,null,null,null,null,null,null,null,null,null,null,null,null,null,null,null,null,null,null,null,null,null,null,null,null,null,null,null,null,null,null,null,null,null,null,null,null,null,null,null,null,null,null,null,null,null,null,null,null,null,null,null,null,null,null,null,null,null,null,null,null,null,null,null,null,null,null,null,null,null,null,null,null,null,null,null,null,null,null,null,null,null,null,null,null,null,null,null,null,null,null,null,null,null,null,null,null,null,null,null,null,null,null,null,null,null,null,null,null,null,null,null,null,null,null,null,null,null,null,null,null,null,null,null,null,null,null,null,null,null,null,null,null,null,null,null,null,null,null,null,null,null,null,null,null,null,null,null,null,null,null,null,null,null,null,null,null,null,null,null,null,null,null,null,null,null,null,null,null,500,10,310,10]
[null,null,null,null,null,null,null,null,null,null,null,null,null,null,null,null,null,null,null,null,null,null,null,null,null,null,null,null,null,null,null,null,null,null,null,null,null,null,null,null,null,null,null,null,null,null,null,null,null,null,null,null,null,null,null,null,null,null,null,null,null,null,null,null,null,null,null,null,null,null,null,null,null,null,null,null,null,null,null,null,null,null,null,null,null,null,null,null,null,null,null,null,null,null,null,null,null,null,null,null,null,null,null,null,null,null,null,null,null,null,null,null,null,null,null,null,null,null,null,null,null,null,null,null,null,null,null,null,null,null,null,null,null,null,null,null,null,null,null,null,null,null,null,null,null,null,null,null,null,null,null,null,null,null,null,null,null,null,null,null,null,null,null,null,null,null,null,null,null,null,null,null,null,null,null,null,null,null,null,null,null,null,null,null,null,null,null,null,null,null,null,null,null,null,null,null,null,null,null,null,null,null,null,null,null,null,null,null,null,null,null,null,null,null,null,null,null,null,null,null,null,null,null,550,10,320,10]
[null,null,null,null,null,null,null,null,null,null,null,null,null,null,null,null,null,null,null,null,null,null,null,null,null,null,null,null,null,null,null,null,null,null,null,null,null,null,null,null,null,null,null,null,null,null,null,null,null,null,null,null,null,null,null,null,null,null,null,null,null,null,null,null,null,null,null,null,null,null,null,null,null,null,null,null,null,null,null,null,null,null,null,null,null,null,null,null,null,null,null,null,null,null,null,null,null,null,null,null,null,null,null,null,null,null,null,null,null,null,null,null,null,null,null,null,null,null,null,null,null,null,null,null,null,null,null,null,null,null,null,null,null,null,null,null,null,null,null,null,null,null,null,null,null,null,null,null,null,null,null,null,null,null,null,null,null,null,null,null,null,null,null,null,null,null,null,null,null,null,null,null,null,null,null,null,null,null,null,null,null,null,null,null,null,null,null,null,null,null,null,null,null,null,null,null,null,null,null,null,null,null,null,null,null,null,null,null,null,null,null,null,null,null,null,null,null,null,null,null,null,null,null,550,100,320,100]
[null,null,null,null,null,null,null,null,null,null,null,null,null,null,null,null,null,null,null,null,null,null,null,null,null,null,null,null,null,null,null,null,null,null,null,null,null,null,null,null,null,null,null,null,null,null,null,null,null,null,null,null,null,null,null,null,null,null,null,null,null,null,null,null,null,null,null,null,null,null,null,null,null,null,null,null,null,null,null,null,null,null,null,null,null,null,null,null,null,null,null,null,null,null,null,null,null,null,null,null,null,null,null,null,null,null,null,null,null,null,null,null,null,null,null,null,null,null,null,null,null,null,null,null,null,null,null,null,null,null,null,null,null,null,null,null,null,null,null,null,null,null,null,null,null,null,null,null,null,null,null,null,null,null,null,null,null,null,null,null,null,null,null,null,null,null,null,null,null,null,null,null,null,null,null,null,null,null,null,null,null,null,null,null,null,null,null,null,null,null,null,null,null,null,null,null,null,null,null,null,null,null,null,null,null,null,null,null,null,null,null,null,null,null,null,null,null,null,null,null,null,null,null,550,10,320,10]
[null,null,null,null,null,null,null,null,null,null,null,null,null,null,null,null,null,null,null,null,null,null,null,null,null,null,null,null,null,null,null,null,null,null,null,null,null,null,null,null,null,null,null,null,null,null,null,null,null,null,null,null,null,null,null,null,null,null,null,null,null,null,null,null,null,null,null,null,null,null,null,null,null,null,null,null,null,null,null,null,null,null,null,null,null,null,null,null,null,null,null,null,null,null,null,null,null,null,null,null,null,null,null,null,null,null,null,null,null,null,null,null,null,null,null,null,null,null,null,null,null,null,null,null,null,null,null,null,null,null,null,null,null,null,null,null,null,null,null,null,null,null,null,null,null,null,null,null,null,null,null,null,null,null,null,null,null,null,null,null,null,null,null,null,null,null,null,null,null,null,null,null,null,null,null,null,null,null,null,null,null,null,null,null,null,null,null,null,null,null,null,null,null,null,null,null,null,null,null,null,null,null,null,null,null,null,null,null,null,null,null,null,null,null,null,null,null,null,null,null,null,null,null,null,null,330,10]
[null,null,null,null,null,null,null,null,null,null,null,null,null,null,null,null,null,null,null,null,null,null,null,null,null,null,null,null,null,null,null,null,null,null,null,null,null,null,null,null,null,null,null,null,null,null,null,null,null,null,null,null,null,null,null,null,null,null,null,null,null,null,null,null,null,null,null,null,null,null,null,null,null,null,null,null,null,null,null,null,null,null,null,null,null,null,null,null,null,null,null,null,null,null,null,null,null,null,null,null,null,null,null,null,null,null,null,null,null,null,null,null,null,null,null,null,null,null,null,null,null,null,null,null,null,null,null,null,null,null,null,null,null,null,null,null,null,null,null,null,null,null,null,null,null,null,null,null,null,null,null,null,null,null,null,null,null,null,null,null,null,null,null,null,null,null,null,null,null,null,null,null,null,null,null,null,null,null,null,null,null,null,null,null,null,null,null,null,null,null,null,null,null,null,null,null,null,null,null,null,null,null,null,null,null,null,null,null,null,null,null,null,null,null,null,null,null,null,null,null,null,null,null,null,null,330,100]
[null,null,null,null,null,null,null,null,null,null,null,null,null,null,null,null,null,null,null,null,null,null,null,null,null,null,null,null,null,null,null,null,null,null,null,null,null,null,null,null,null,null,null,null,null,null,null,null,null,null,null,null,null,null,null,null,null,null,null,null,null,null,null,null,null,null,null,null,null,null,null,null,null,null,null,null,null,null,null,null,null,null,null,null,null,null,null,null,null,null,null,null,null,null,null,null,null,null,null,null,null,null,null,null,null,null,null,null,null,null,null,null,null,null,null,null,null,null,null,null,null,null,null,null,null,null,null,null,null,null,null,null,null,null,null,null,null,null,null,null,null,null,null,null,null,null,null,null,null,null,null,null,null,null,null,null,null,null,null,null,null,null,null,null,null,null,null,null,null,null,null,null,null,null,null,null,null,null,null,null,null,null,null,null,null,null,null,null,null,null,null,null,null,null,null,null,null,null,null,null,null,null,null,null,null,null,null,null,null,null,null,null,null,null,null,null,null,null,null,null,null,null,null,null,null,330,10]
[null,null,null,null,null,null,null,null,null,null,null,null,null,null,null,null,null,null,null,null,null,null,null,null,null,null,null,null,null,null,null,null,null,null,null,null,null,null,null,null,null,null,null,null,null,null,null,null,null,null,null,null,null,null,null,null,null,null,null,null,null,null,null,null,null,null,null,null,null,null,null,null,null,null,null,null,null,null,null,null,null,null,null,null,null,null,null,null,null,null,null,null,null,null,null,null,null,null,null,null,null,null,null,null,null,null,null,null,null,null,null,null,null,null,null,null,null,null,null,null,null,null,null,null,null,null,null,null,null,null,null,null,null,null,null,null,null,null,null,null,null,null,null,null,null,null,null,null,null,null,null,null,null,null,null,null,null,null,null,null,null,null,null,null,null,null,null,null,null,null,null,null,null,null,null,null,null,null,null,null,null,null,null,null,null,null,null,null,null,null,null,null,null,null,null,null,null,null,null,null,null,null,null,null,null,null,null,null,null,null,null,null,null,null,null,null,null,null,null,null,null,null,null,null,null,340,10]
[null,null,null,null,null,null,null,null,null,null,null,null,null,null,null,null,null,null,null,null,null,null,null,null,null,null,null,null,null,null,null,null,null,null,null,null,null,null,null,null,null,null,null,null,null,null,null,null,null,null,null,null,null,null,null,null,null,null,null,null,null,null,null,null,null,null,null,null,null,null,null,null,null,null,null,null,null,null,null,null,null,null,null,null,null,null,null,null,null,null,null,null,null,null,null,null,null,null,null,null,null,null,null,null,null,null,null,null,null,null,null,null,null,null,null,null,null,null,null,null,null,null,null,null,null,null,null,null,null,null,null,null,null,null,null,null,null,null,null,null,null,null,null,null,null,null,null,null,null,null,null,null,null,null,null,null,null,null,null,null,null,null,null,null,null,null,null,null,null,null,null,null,null,null,null,null,null,null,null,null,null,null,null,null,null,null,null,null,null,null,null,null,null,null,null,null,null,null,null,null,null,null,null,null,null,null,null,null,null,null,null,null,null,null,null,null,null,null,null,null,null,null,null,null,null,340,100]
[null,null,null,null,null,null,null,null,null,null,null,null,null,null,null,null,null,null,null,null,null,null,null,null,null,null,null,null,null,null,null,null,null,null,null,null,null,null,null,null,null,null,null,null,null,null,null,null,null,null,null,null,null,null,null,null,null,null,null,null,null,null,null,null,null,null,null,null,null,null,null,null,null,null,null,null,null,null,null,null,null,null,null,null,null,null,null,null,null,null,null,null,null,null,null,null,null,null,null,null,null,null,null,null,null,null,null,null,null,null,null,null,null,null,null,null,null,null,null,null,null,null,null,null,null,null,null,null,null,null,null,null,null,null,null,null,null,null,null,null,null,null,null,null,null,null,null,null,null,null,null,null,null,null,null,null,null,null,null,null,null,null,null,null,null,null,null,null,null,null,null,null,null,null,null,null,null,null,null,null,null,null,null,null,null,null,null,null,null,null,null,null,null,null,null,null,null,null,null,null,null,null,null,null,null,null,null,null,null,null,null,null,null,null,null,null,null,null,null,null,null,null,null,null,null,340,10]
[null,null,null,null,null,null,null,null,null,null,null,null,null,null,null,null,null,null,null,null,null,null,null,null,null,null,null,null,null,null,null,null,null,null,null,null,null,null,null,null,null,null,null,null,null,null,null,null,null,null,null,null,null,null,null,null,null,null,null,null,null,null,null,null,null,null,null,null,null,null,null,null,null,null,null,null,null,null,null,null,null,null,null,null,null,null,null,null,null,null,null,null,null,null,null,null,null,null,null,null,null,null,null,null,null,null,null,null,null,null,null,null,null,null,null,null,null,null,null,null,null,null,null,null,null,null,null,null,null,null,null,null,null,null,null,null,null,null,null,null,null,null,null,null,null,null,null,null,null,null,null,null,null,null,null,null,null,null,null,null,null,null,null,null,null,null,null,null,null,null,null,null,null,null,null,null,null,null,null,null,null,null,null,null,null,null,null,null,null,null,null,null,null,null,null,null,null,null,null,null,null,null,null,null,null,null,null,null,null,null,null,null,null,null,null,null,null,null,null,null,null,null,null,null,null,360,10]
[null,null,null,null,null,null,null,null,null,null,null,null,null,null,null,null,null,null,null,null,null,null,null,null,null,null,null,null,null,null,null,null,null,null,null,null,null,null,null,null,null,null,null,null,null,null,null,null,null,null,null,null,null,null,null,null,null,null,null,null,null,null,null,null,null,null,null,null,null,null,null,null,null,null,null,null,null,null,null,null,null,null,null,null,null,null,null,null,null,null,null,null,null,null,null,null,null,null,null,null,null,null,null,null,null,null,null,null,null,null,null,null,null,null,null,null,null,null,null,null,null,null,null,null,null,null,null,null,null,null,null,null,null,null,null,null,null,null,null,null,null,null,null,null,null,null,null,null,null,null,null,null,null,null,null,null,null,null,null,null,null,null,null,null,null,null,null,null,null,null,null,null,null,null,null,null,null,null,null,null,null,null,null,null,null,null,null,null,null,null,null,null,null,null,null,null,null,null,null,null,null,null,null,null,null,null,null,null,null,null,null,null,null,null,null,null,null,null,null,null,null,null,null,null,null,360,100]
[null,null,null,null,null,null,null,null,null,null,null,null,null,null,null,null,null,null,null,null,null,null,null,null,null,null,null,null,null,null,null,null,null,null,null,null,null,null,null,null,null,null,null,null,null,null,null,null,null,null,null,null,null,null,null,null,null,null,null,null,null,null,null,null,null,null,null,null,null,null,null,null,null,null,null,null,null,null,null,null,null,null,null,null,null,null,null,null,null,null,null,null,null,null,null,null,null,null,null,null,null,null,null,null,null,null,null,null,null,null,null,null,null,null,null,null,null,null,null,null,null,null,null,null,null,null,null,null,null,null,null,null,null,null,null,null,null,null,null,null,null,null,null,null,null,null,null,null,null,null,null,null,null,null,null,null,null,null,null,null,null,null,null,null,null,null,null,null,null,null,null,null,null,null,null,null,null,null,null,null,null,null,null,null,null,null,null,null,null,null,null,null,null,null,null,null,null,null,null,null,null,null,null,null,null,null,null,null,null,null,null,null,null,null,null,null,null,null,null,null,null,null,null,null,null,360,10]
[null,null,null,null,null,null,null,null,null,null,null,null,null,null,null,null,null,null,null,null,null,null,null,null,null,null,null,null,null,null,null,null,null,null,null,null,null,null,null,null,null,null,null,null,null,null,null,null,null,null,null,null,null,null,null,null,null,null,null,null,null,null,null,null,null,null,null,null,null,null,null,null,null,null,null,null,null,null,null,null,null,null,null,null,null,null,null,null,null,null,null,null,null,null,null,null,null,null,null,null,null,null,null,null,null,null,null,null,null,null,null,null,null,null,null,null,null,null,null,null,null,null,null,null,null,null,null,null,null,null,null,null,null,null,null,null,null,null,null,null,null,null,null,null,null,null,null,null,null,null,null,null,null,null,null,null,null,null,null,null,null,null,null,null,null,null,null,null,null,null,null,null,null,null,null,null,null,null,null,null,null,null,null,null,null,null,null,null,null,null,null,null,null,null,null,null,null,null,null,null,null,null,null,null,null,null,null,null,null,null,null,null,null,null,null,null,null,null,null,null,null,null,null,null,null,370,10]
[null,null,null,null,null,null,null,null,null,null,null,null,null,null,null,null,null,null,null,null,null,null,null,null,null,null,null,null,null,null,null,null,null,null,null,null,null,null,null,null,null,null,null,null,null,null,null,null,null,null,null,null,null,null,null,null,null,null,null,null,null,null,null,null,null,null,null,null,null,null,null,null,null,null,null,null,null,null,null,null,null,null,null,null,null,null,null,null,null,null,null,null,null,null,null,null,null,null,null,null,null,null,null,null,null,null,null,null,null,null,null,null,null,null,null,null,null,null,null,null,null,null,null,null,null,null,null,null,null,null,null,null,null,null,null,null,null,null,null,null,null,null,null,null,null,null,null,null,null,null,null,null,null,null,null,null,null,null,null,null,null,null,null,null,null,null,null,null,null,null,null,null,null,null,null,null,null,null,null,null,null,null,null,null,null,null,null,null,null,null,null,null,null,null,null,null,null,null,null,null,null,null,null,null,null,null,null,null,null,null,null,null,null,null,null,null,null,null,null,null,null,null,null,null,null,370,100]
[null,null,null,null,null,null,null,null,null,null,null,null,null,null,null,null,null,null,null,null,null,null,null,null,null,null,null,null,null,null,null,null,null,null,null,null,null,null,null,null,null,null,null,null,null,null,null,null,null,null,null,null,null,null,null,null,null,null,null,null,null,null,null,null,null,null,null,null,null,null,null,null,null,null,null,null,null,null,null,null,null,null,null,null,null,null,null,null,null,null,null,null,null,null,null,null,null,null,null,null,null,null,null,null,null,null,null,null,null,null,null,null,null,null,null,null,null,null,null,null,null,null,null,null,null,null,null,null,null,null,null,null,null,null,null,null,null,null,null,null,null,null,null,null,null,null,null,null,null,null,null,null,null,null,null,null,null,null,null,null,null,null,null,null,null,null,null,null,null,null,null,null,null,null,null,null,null,null,null,null,null,null,null,null,null,null,null,null,null,null,null,null,null,null,null,null,null,null,null,null,null,null,null,null,null,null,null,null,null,null,null,null,null,null,null,null,null,null,null,null,null,null,null,null,null,370,10]
[null,null,null,null,null,null,null,null,null,null,null,null,null,null,null,null,null,null,null,null,null,null,null,null,null,null,null,null,null,null,null,null,null,null,null,null,null,null,null,null,null,null,null,null,null,null,null,null,null,null,null,null,null,null,null,null,null,null,null,null,null,null,null,null,null,null,null,null,null,null,null,null,null,null,null,null,null,null,null,null,null,null,null,null,null,null,null,null,null,null,null,null,null,null,null,null,null,null,null,null,null,null,null,null,null,null,null,null,null,null,null,null,null,null,null,null,null,null,null,null,null,null,null,null,null,null,null,null,null,null,null,null,null,null,null,null,null,null,null,null,null,null,null,null,null,null,null,null,null,null,null,null,null,null,null,null,null,null,null,null,null,null,null,null,null,null,null,null,null,null,null,null,null,null,null,null,null,null,null,null,null,null,null,null,null,null,null,null,null,null,null,null,null,null,null,null,null,null,null,null,null,null,null,null,null,null,null,null,null,null,null,null,null,null,null,null,null,null,null,null,null,null,null,null,null,380,10]
[null,null,null,null,null,null,null,null,null,null,null,null,null,null,null,null,null,null,null,null,null,null,null,null,null,null,null,null,null,null,null,null,null,null,null,null,null,null,null,null,null,null,null,null,null,null,null,null,null,null,null,null,null,null,null,null,null,null,null,null,null,null,null,null,null,null,null,null,null,null,null,null,null,null,null,null,null,null,null,null,null,null,null,null,null,null,null,null,null,null,null,null,null,null,null,null,null,null,null,null,null,null,null,null,null,null,null,null,null,null,null,null,null,null,null,null,null,null,null,null,null,null,null,null,null,null,null,null,null,null,null,null,null,null,null,null,null,null,null,null,null,null,null,null,null,null,null,null,null,null,null,null,null,null,null,null,null,null,null,null,null,null,null,null,null,null,null,null,null,null,null,null,null,null,null,null,null,null,null,null,null,null,null,null,null,null,null,null,null,null,null,null,null,null,null,null,null,null,null,null,null,null,null,null,null,null,null,null,null,null,null,null,null,null,null,null,null,null,null,null,null,null,null,null,null,380,100]
[null,null,null,null,null,null,null,null,null,null,null,null,null,null,null,null,null,null,null,null,null,null,null,null,null,null,null,null,null,null,null,null,null,null,null,null,null,null,null,null,null,null,null,null,null,null,null,null,null,null,null,null,null,null,null,null,null,null,null,null,null,null,null,null,null,null,null,null,null,null,null,null,null,null,null,null,null,null,null,null,null,null,null,null,null,null,null,null,null,null,null,null,null,null,null,null,null,null,null,null,null,null,null,null,null,null,null,null,null,null,null,null,null,null,null,null,null,null,null,null,null,null,null,null,null,null,null,null,null,null,null,null,null,null,null,null,null,null,null,null,null,null,null,null,null,null,null,null,null,null,null,null,null,null,null,null,null,null,null,null,null,null,null,null,null,null,null,null,null,null,null,null,null,null,null,null,null,null,null,null,null,null,null,null,null,null,null,null,null,null,null,null,null,null,null,null,null,null,null,null,null,null,null,null,null,null,null,null,null,null,null,null,null,null,null,null,null,null,null,null,null,null,null,null,null,380,10]
[null,null,null,null,null,null,null,null,null,null,null,null,null,null,null,null,null,null,null,null,null,null,null,null,null,null,null,null,null,null,null,null,null,null,null,null,null,null,null,null,null,null,null,null,null,null,null,null,null,null,null,null,null,null,null,null,null,null,null,null,null,null,null,null,null,null,null,null,null,null,null,null,null,null,null,null,null,null,null,null,null,null,null,null,null,null,null,null,null,null,null,null,null,null,null,null,null,null,null,null,null,null,null,null,null,null,null,null,null,null,null,null,null,null,null,null,null,null,null,null,null,null,null,null,null,null,null,null,null,null,null,null,null,null,null,null,null,null,null,null,null,null,null,null,null,null,null,null,null,null,null,null,null,null,null,null,null,null,null,null,null,null,null,null,null,null,null,null,null,null,null,null,null,null,null,null,null,null,null,null,null,null,null,null,null,null,null,null,null,null,null,null,null,null,null,null,null,null,null,null,null,null,null,null,null,null,null,null,null,null,null,null,null,null,null,null,null,null,null,null,null,null,null,null,null,390,10]
[null,null,null,null,null,null,null,null,null,null,null,null,null,null,null,null,null,null,null,null,null,null,null,null,null,null,null,null,null,null,null,null,null,null,null,null,null,null,null,null,null,null,null,null,null,null,null,null,null,null,null,null,null,null,null,null,null,null,null,null,null,null,null,null,null,null,null,null,null,null,null,null,null,null,null,null,null,null,null,null,null,null,null,null,null,null,null,null,null,null,null,null,null,null,null,null,null,null,null,null,null,null,null,null,null,null,null,null,null,null,null,null,null,null,null,null,null,null,null,null,null,null,null,null,null,null,null,null,null,null,null,null,null,null,null,null,null,null,null,null,null,null,null,null,null,null,null,null,null,null,null,null,null,null,null,null,null,null,null,null,null,null,null,null,null,null,null,null,null,null,null,null,null,null,null,null,null,null,null,null,null,null,null,null,null,null,null,null,null,null,null,null,null,null,null,null,null,null,null,null,null,null,null,null,null,null,null,null,null,null,null,null,null,null,null,null,null,null,null,null,null,null,null,null,null,390,100]
[null,null,null,null,null,null,null,null,null,null,null,null,null,null,null,null,null,null,null,null,null,null,null,null,null,null,null,null,null,null,null,null,null,null,null,null,null,null,null,null,null,null,null,null,null,null,null,null,null,null,null,null,null,null,null,null,null,null,null,null,null,null,null,null,null,null,null,null,null,null,null,null,null,null,null,null,null,null,null,null,null,null,null,null,null,null,null,null,null,null,null,null,null,null,null,null,null,null,null,null,null,null,null,null,null,null,null,null,null,null,null,null,null,null,null,null,null,null,null,null,null,null,null,null,null,null,null,null,null,null,null,null,null,null,null,null,null,null,null,null,null,null,null,null,null,null,null,null,null,null,null,null,null,null,null,null,null,null,null,null,null,null,null,null,null,null,null,null,null,null,null,null,null,null,null,null,null,null,null,null,null,null,null,null,null,null,null,null,null,null,null,null,null,null,null,null,null,null,null,null,null,null,null,null,null,null,null,null,null,null,null,null,null,null,null,null,null,null,null,null,null,null,null,null,null,390,10]
[null,null,null,null,null,null,null,null,null,null,null,null,null,null,null,null,null,null,null,null,null,null,null,null,null,null,null,null,null,null,null,null,null,null,null,null,null,null,null,null,null,null,null,null,null,null,null,null,null,null,null,null,null,null,null,null,null,null,null,null,null,null,null,null,null,null,null,null,null,null,null,null,null,null,null,null,null,null,null,null,null,null,null,null,null,null,null,null,null,null,null,null,null,null,null,null,null,null,null,null,null,null,null,null,null,null,null,null,null,null,null,null,null,null,null,null,null,null,null,null,null,null,null,null,null,null,null,null,null,null,null,null,null,null,null,null,null,null,null,null,null,null,null,null,null,null,null,null,null,null,null,null,null,null,null,null,null,null,null,null,null,null,null,null,null,null,null,null,null,null,null,null,null,null,null,null,null,null,null,null,null,null,null,null,null,null,null,null,null,null,null,null,null,null,null,null,null,null,null,null,null,null,null,null,null,null,null,null,null,null,null,null,null,null,null,null,null,null,null,null,null,null,null,null,null,410,10]
[null,null,null,null,null,null,null,null,null,null,null,null,null,null,null,null,null,null,null,null,null,null,null,null,null,null,null,null,null,null,null,null,null,null,null,null,null,null,null,null,null,null,null,null,null,null,null,null,null,null,null,null,null,null,null,null,null,null,null,null,null,null,null,null,null,null,null,null,null,null,null,null,null,null,null,null,null,null,null,null,null,null,null,null,null,null,null,null,null,null,null,null,null,null,null,null,null,null,null,null,null,null,null,null,null,null,null,null,null,null,null,null,null,null,null,null,null,null,null,null,null,null,null,null,null,null,null,null,null,null,null,null,null,null,null,null,null,null,null,null,null,null,null,null,null,null,null,null,null,null,null,null,null,null,null,null,null,null,null,null,null,null,null,null,null,null,null,null,null,null,null,null,null,null,null,null,null,null,null,null,null,null,null,null,null,null,null,null,null,null,null,null,null,null,null,null,null,null,null,null,null,null,null,null,null,null,null,null,null,null,null,null,null,null,null,null,null,null,null,null,null,null,null,null,null,410,100]
[null,null,null,null,null,null,null,null,null,null,null,null,null,null,null,null,null,null,null,null,null,null,null,null,null,null,null,null,null,null,null,null,null,null,null,null,null,null,null,null,null,null,null,null,null,null,null,null,null,null,null,null,null,null,null,null,null,null,null,null,null,null,null,null,null,null,null,null,null,null,null,null,null,null,null,null,null,null,null,null,null,null,null,null,null,null,null,null,null,null,null,null,null,null,null,null,null,null,null,null,null,null,null,null,null,null,null,null,null,null,null,null,null,null,null,null,null,null,null,null,null,null,null,null,null,null,null,null,null,null,null,null,null,null,null,null,null,null,null,null,null,null,null,null,null,null,null,null,null,null,null,null,null,null,null,null,null,null,null,null,null,null,null,null,null,null,null,null,null,null,null,null,null,null,null,null,null,null,null,null,null,null,null,null,null,null,null,null,null,null,null,null,null,null,null,null,null,null,null,null,null,null,null,null,null,null,null,null,null,null,null,null,null,null,null,null,null,null,null,null,null,null,null,null,null,410,10]
[null,null,null,null,null,null,null,null,null,null,null,null,null,null,null,null,null,null,null,null,null,null,null,null,null,null,null,null,null,null,null,null,null,null,null,null,null,null,null,null,null,null,null,null,null,null,null,null,null,null,null,null,null,null,null,null,null,null,null,null,null,null,null,null,null,null,null,null,null,null,null,null,null,null,null,null,null,null,null,null,null,null,null,null,null,null,null,null,null,null,null,null,null,null,null,null,null,null,null,null,null,null,null,null,null,null,null,null,null,null,null,null,null,null,null,null,null,null,null,null,null,null,null,null,null,null,null,null,null,null,null,null,null,null,null,null,null,null,null,null,null,null,null,null,null,null,null,null,null,null,null,null,null,null,null,null,null,null,null,null,null,null,null,null,null,null,null,null,null,null,null,null,null,null,null,null,null,null,null,null,null,null,null,null,null,null,null,null,null,null,null,null,null,null,null,null,null,null,null,null,null,null,null,null,null,null,null,null,null,null,null,null,null,null,null,null,null,null,null,null,null,null,null,null,null,420,10]
[null,null,null,null,null,null,null,null,null,null,null,null,null,null,null,null,null,null,null,null,null,null,null,null,null,null,null,null,null,null,null,null,null,null,null,null,null,null,null,null,null,null,null,null,null,null,null,null,null,null,null,null,null,null,null,null,null,null,null,null,null,null,null,null,null,null,null,null,null,null,null,null,null,null,null,null,null,null,null,null,null,null,null,null,null,null,null,null,null,null,null,null,null,null,null,null,null,null,null,null,null,null,null,null,null,null,null,null,null,null,null,null,null,null,null,null,null,null,null,null,null,null,null,null,null,null,null,null,null,null,null,null,null,null,null,null,null,null,null,null,null,null,null,null,null,null,null,null,null,null,null,null,null,null,null,null,null,null,null,null,null,null,null,null,null,null,null,null,null,null,null,null,null,null,null,null,null,null,null,null,null,null,null,null,null,null,null,null,null,null,null,null,null,null,null,null,null,null,null,null,null,null,null,null,null,null,null,null,null,null,null,null,null,null,null,null,null,null,null,null,null,null,null,null,null,420,100]
[null,null,null,null,null,null,null,null,null,null,null,null,null,null,null,null,null,null,null,null,null,null,null,null,null,null,null,null,null,null,null,null,null,null,null,null,null,null,null,null,null,null,null,null,null,null,null,null,null,null,null,null,null,null,null,null,null,null,null,null,null,null,null,null,null,null,null,null,null,null,null,null,null,null,null,null,null,null,null,null,null,null,null,null,null,null,null,null,null,null,null,null,null,null,null,null,null,null,null,null,null,null,null,null,null,null,null,null,null,null,null,null,null,null,null,null,null,null,null,null,null,null,null,null,null,null,null,null,null,null,null,null,null,null,null,null,null,null,null,null,null,null,null,null,null,null,null,null,null,null,null,null,null,null,null,null,null,null,null,null,null,null,null,null,null,null,null,null,null,null,null,null,null,null,null,null,null,null,null,null,null,null,null,null,null,null,null,null,null,null,null,null,null,null,null,null,null,null,null,null,null,null,null,null,null,null,null,null,null,null,null,null,null,null,null,null,null,null,null,null,null,null,null,null,null,420,10]
[null,null,null,null,null,null,null,null,null,null,null,null,null,null,null,null,null,null,null,null,null,null,null,null,null,null,null,null,null,null,null,null,null,null,null,null,null,null,null,null,null,null,null,null,null,null,null,null,null,null,null,null,null,null,null,null,null,null,null,null,null,null,null,null,null,null,null,null,null,null,null,null,null,null,null,null,null,null,null,null,null,null,null,null,null,null,null,null,null,null,null,null,null,null,null,null,null,null,null,null,null,null,null,null,null,null,null,null,null,null,null,null,null,null,null,null,null,null,null,null,null,null,null,null,null,null,null,null,null,null,null,null,null,null,null,null,null,null,null,null,null,null,null,null,null,null,null,null,null,null,null,null,null,null,null,null,null,null,null,null,null,null,null,null,null,null,null,null,null,null,null,null,null,null,null,null,null,null,null,null,null,null,null,null,null,null,null,null,null,null,null,null,null,null,null,null,null,null,null,null,null,null,null,null,null,null,null,null,null,null,null,null,null,null,null,null,null,null,null,null,null,null,null,null,null,430,10]
[null,null,null,null,null,null,null,null,null,null,null,null,null,null,null,null,null,null,null,null,null,null,null,null,null,null,null,null,null,null,null,null,null,null,null,null,null,null,null,null,null,null,null,null,null,null,null,null,null,null,null,null,null,null,null,null,null,null,null,null,null,null,null,null,null,null,null,null,null,null,null,null,null,null,null,null,null,null,null,null,null,null,null,null,null,null,null,null,null,null,null,null,null,null,null,null,null,null,null,null,null,null,null,null,null,null,null,null,null,null,null,null,null,null,null,null,null,null,null,null,null,null,null,null,null,null,null,null,null,null,null,null,null,null,null,null,null,null,null,null,null,null,null,null,null,null,null,null,null,null,null,null,null,null,null,null,null,null,null,null,null,null,null,null,null,null,null,null,null,null,null,null,null,null,null,null,null,null,null,null,null,null,null,null,null,null,null,null,null,null,null,null,null,null,null,null,null,null,null,null,null,null,null,null,null,null,null,null,null,null,null,null,null,null,null,null,null,null,null,null,null,null,null,null,null,430,100]
[null,null,null,null,null,null,null,null,null,null,null,null,null,null,null,null,null,null,null,null,null,null,null,null,null,null,null,null,null,null,null,null,null,null,null,null,null,null,null,null,null,null,null,null,null,null,null,null,null,null,null,null,null,null,null,null,null,null,null,null,null,null,null,null,null,null,null,null,null,null,null,null,null,null,null,null,null,null,null,null,null,null,null,null,null,null,null,null,null,null,null,null,null,null,null,null,null,null,null,null,null,null,null,null,null,null,null,null,null,null,null,null,null,null,null,null,null,null,null,null,null,null,null,null,null,null,null,null,null,null,null,null,null,null,null,null,null,null,null,null,null,null,null,null,null,null,null,null,null,null,null,null,null,null,null,null,null,null,null,null,null,null,null,null,null,null,null,null,null,null,null,null,null,null,null,null,null,null,null,null,null,null,null,null,null,null,null,null,null,null,null,null,null,null,null,null,null,null,null,null,null,null,null,null,null,null,null,null,null,null,null,null,null,null,null,null,null,null,null,null,null,null,null,null,null,430,10]
[null,null,null,null,null,null,null,null,null,null,null,null,null,null,null,null,null,null,null,null,null,null,null,null,null,null,null,null,null,null,null,null,null,null,null,null,null,null,null,null,null,null,null,null,null,null,null,null,null,null,null,null,null,null,null,null,null,null,null,null,null,null,null,null,null,null,null,null,null,null,null,null,null,null,null,null,null,null,null,null,null,null,null,null,null,null,null,null,null,null,null,null,null,null,null,null,null,null,null,null,null,null,null,null,null,null,null,null,null,null,null,null,null,null,null,null,null,null,null,null,null,null,null,null,null,null,null,null,null,null,null,null,null,null,null,null,null,null,null,null,null,null,null,null,null,null,null,null,null,null,null,null,null,null,null,null,null,null,null,null,null,null,null,null,null,null,null,null,null,null,null,null,null,null,null,null,null,null,null,null,null,null,null,null,null,null,null,null,null,null,null,null,null,null,null,null,null,null,null,null,null,null,null,null,null,null,null,null,null,null,null,null,null,null,null,null,null,null,null,null,null,null,null,null,null,440,10]
[null,null,null,null,null,null,null,null,null,null,null,null,null,null,null,null,null,null,null,null,null,null,null,null,null,null,null,null,null,null,null,null,null,null,null,null,null,null,null,null,null,null,null,null,null,null,null,null,null,null,null,null,null,null,null,null,null,null,null,null,null,null,null,null,null,null,null,null,null,null,null,null,null,null,null,null,null,null,null,null,null,null,null,null,null,null,null,null,null,null,null,null,null,null,null,null,null,null,null,null,null,null,null,null,null,null,null,null,null,null,null,null,null,null,null,null,null,null,null,null,null,null,null,null,null,null,null,null,null,null,null,null,null,null,null,null,null,null,null,null,null,null,null,null,null,null,null,null,null,null,null,null,null,null,null,null,null,null,null,null,null,null,null,null,null,null,null,null,null,null,null,null,null,null,null,null,null,null,null,null,null,null,null,null,null,null,null,null,null,null,null,null,null,null,null,null,null,null,null,null,null,null,null,null,null,null,null,null,null,null,null,null,null,null,null,null,null,null,null,null,null,null,null,null,null,440,100]
[null,null,null,null,null,null,null,null,null,null,null,null,null,null,null,null,null,null,null,null,null,null,null,null,null,null,null,null,null,null,null,null,null,null,null,null,null,null,null,null,null,null,null,null,null,null,null,null,null,null,null,null,null,null,null,null,null,null,null,null,null,null,null,null,null,null,null,null,null,null,null,null,null,null,null,null,null,null,null,null,null,null,null,null,null,null,null,null,null,null,null,null,null,null,null,null,null,null,null,null,null,null,null,null,null,null,null,null,null,null,null,null,null,null,null,null,null,null,null,null,null,null,null,null,null,null,null,null,null,null,null,null,null,null,null,null,null,null,null,null,null,null,null,null,null,null,null,null,null,null,null,null,null,null,null,null,null,null,null,null,null,null,null,null,null,null,null,null,null,null,null,null,null,null,null,null,null,null,null,null,null,null,null,null,null,null,null,null,null,null,null,null,null,null,null,null,null,null,null,null,null,null,null,null,null,null,null,null,null,null,null,null,null,null,null,null,null,null,null,null,null,null,null,null,null,440,10]

{"sheet":"HFB 1000_neu","index":5,"n_rows":101,"n_cols":228,"rows_kept":101,"cut":false,"hidden":true,"merged":[[27,38,29,38],[0,8,0,9],[0,14,0,16],[4,13,4,16],[5,13,5,16],[6,13,6,14],[7,13,7,14]]}
["Tel.  +49 (0)711 8201-212",null,null,null,null,"Fax: -720",null,"Email:","Raumluft@LTG-AG.de",null,null,null,null,null,null,null,null,null,null,null,null,null,null,null,null,"\\\\file\\Daten\\E\\cer\\Projekte\\Produktpflege Kleinaufträge\\2016\\2016-03-17 HFB - Optimierung\\Messungen\\16-08-25 Kalorik HFB_Nullseriengerät_800_4L_Rohdaten und Auswertung.xlsx",null,null,null,null,null,null,null,null,null,null,null,null,null,"\\\\file\\Daten\\E\\cer\\Projekte\\Produktpflege Kleinaufträge\\2016\\2016-03-17 HFB - Optimierung\\Messungen\\16-08-25 Kalorik HFB_Nullseriengerät_800_4L_Rohdaten und Auswertung.xlsx",null,null,null,null,null,null,null,null,null,null,null,null,null,null,null,null,null,null,null,null,null,null,null,null,null,null,null,null,null,null,null,null,null,null,null,null,"\\\\file\\Daten\\E\\cer\\Projekte\\Produktpflege Kleinaufträge\\2016\\2016-03-17 HFB - Optimierung\\Messungen\\Akustik\\2016-08-26 Akustik_HFB_800_4.xlsm"]
["LTG Auslegungstabelle HFB - Induktionsgerät für den Einbau in Doppelböden",null,null,null,null,null,null,null,null,null,null,null,null,null,null,null,"LTG Aktiengesellschaft",null,null,null,null,null,null,null,null,"Wassermengenvariation",null,null,null,null,null,null,null,null,null,null,null,null,null,"Kalorische Leistung BG800 - ohne Schieber, mit Al-Lineargitter",null,null,null,null,null,null,null,null,null,"y(f=Vpr) = Druck",null,null,null,null,null,null,"y (Vpr)= spez. Leistung\n",null,null,null,null,null,null,"y(f=Vpr) = Druck",null,null,null,null,null,null,"y (Vpr)= spez. Leistung\n",null,null,null,null,null,"Akustik BG800 - ohne Schieber",null,null,null,null,"Abhängig von V_Primär",null,null,null,null,null,null,null,null,null,null,null,null,null,null,null,null,null,null,null,null,"Für Auslegetool nicht verwendet"]
[null,null,null,null,null,null,null,null,null,null,null,null,null,null,null,null,null,null,null,null,null,null,null,null,null,null,null,null,null,null,null,null,null,null,null,null,null,null,null,null,null,null,null,null,null,"gesamte_Matrix_Düsenkasten",null,null,null,null,null,null,null,null,null,null,null,null,null,null,null,null,null,null,null,null,null,null,null,null,null,null,null,null,null,null,null,null,null,"Akustik_Matrix",null,null,null,null,null,null,null,null,null,null,null,null,null,null,null,null,null,null,null,null,null,null,null,null,null,null,null,null,null,{"$f":"COLUMN(AU6)","v":47},{"$f":"ROW()","v":3},{"$f":"ADDRESS(DG3,DF3,4)","v":"AU3"}]
["Kühlfall:",null,null,null,null,null,null,null,"Heizfall:",null,null,null,null,null,null,null,null,null,null,null,null,null,null,null,null,null,null,null,null,null,null,null,null,null,null,null,null,null,null,null,null,null,"offene_Düsen_kühlen",null,null,null,"y = Druck \nx = V_Primär ","y =","mxb","Druck_abhängig_von_Vpr_kühlen","y = Druck \nx = Anzahl Düsen","y =","mxb","y = q_k\nx = V_Prim","y =","axn+bx(n-1)+...+nx+m","Leistung_abhängig_von_Vpr_kühlen","y = q_k\nx = Düsenanzahl","y =","axn+bx(n-1)+...+nx+m","y = Druck \nx = V_Primär ","y =","mxb","Druck_abhängig_von_Vpr_heizen","y = Druck \nx = Anzahl Düsen","y =","mxb","y = q_k\nx = V_Prim","y =","axn+bx(n-1)+...+nx+m","Leistung_abhängig_von_Vpr_heizen","y = q_k\nx = Düsenanzahl","y =","axn+bx(n-1)+...+nx+m","Für BG630 Berechnung",null,null,"Akustik_AnzahlDüsen","y = L_wa\nx = V_Pr","y =","mLN(x) + b","LWAabhaengigvonVpr","y = L_wa (ab. Von Vpr)\nx = Anzahl Düse","y = mLN(x) + b","y = Druck \nx = V_Primär ","y =","mxb","Akustik_Druck_P_abhaengigvonVpr","y = Druck\nx = Anzahl Düse","y =","mxb","Für BG630 Berechnung",null,null,null,null,null,null,null,null,null,null,null,null,{"$f":"INDIRECT(DH3)","v":0},{"$f":"LEFT(ADDRESS(DG3,DF3,4), 2)","v":"AU"},{"$f":"INDIRECT(DB4 & DG3)","v":0},null,null,{"$f":"COLUMN(AU7)","v":47},{"$f":"ROW()","v":4},{"$f":"ADDRESS(DG4,DF4,4)","v":"AU4"}]
[null,"Ansaugtemperatur:",null,null,null,{"$f":"HFB!K6","v":26},"°C",null,null,"Ansaugtemperatur:",{"$f":"HFB!P6","v":20},"°C","Projekt:",null,null,null,null,null,null,null,null,null,null,null,null,"Tabellenblatt: 08-08-2016_kühlen Wassermengvar",null,null,null,null,null,"Tabellenblatt: 26-07-2016_Heizen_WasserMengVar",null,null,null,null,null,null,null,"Größe","Zeichnungsnummer","Düsenkasten","offene Düsen","1. Reihe","2. Reihe","Kasten","m","b","R2","Druck [Pa]","m","b","R2","a*x2","b*x","m","spez. Leistung [W/K]","a*x2","b*x","m","m","b","R2","Druck [Pa]","m","b","R2","a*x2","b*x","m","spez. Leistung [W/K]","a*x2","b*x","m","offene Düsen",null,"Größe","offene Düsen","m","b","R2","y(Vpr) =  ?? dB(A)","m","b","m","b","R2","y(Vpr) =  ?? Pa","m","b","R2","offene Düsen",null,null,null,null,null,null,null,null,null,null,null,null,{"$f":"INDIRECT(DH4)","v":"y = Druck \nx = V_Primär "},{"$f":"LEFT(ADDRESS(DG4,DF4,4), 2)","v":"AU"},{"$f":"INDIRECT(DB5 & DG4)","v":"y = Druck \nx = V_Primär "},null,null,{"$f":"COLUMN(AU8)","v":47},{"$f":"ROW()","v":5},{"$f":"ADDRESS(DG5,DF5,4)","v":"AU5"}]
[null,"Primärlufttemperatur:",null,null,null,{"$f":"HFB!K7","v":18},"°C",null,null,"Primärlufttemperatur:",{"$f":"HFB!P7","v":18},"°C",null,null,null,null,null,null,null,null,null,null,null,null,null,"\\\\file\\Daten\\E\\cer\\Projekte\\Produktpflege Kleinaufträge\\2016\\2016-03-17 HFB - Optimierung\\Messungen\\16-08-25 Kalorik HFB_Nullseriengerät_800_4L_Rohdaten und Auswertung.xlsx",null,null,null,null,null,null,null,null,null,null,null,null,null,"S",1072184,1,33,30,3,"K4",{"$f":"INDEX(LOGEST(dP_1_kühlen,LN(V_Prim_1_kühlen),,TRUE),1,2)","v":6.4164497108830987E-2},{"$f":"LN(INDEX(LOGEST(dP_1_kühlen,LN(V_Prim_1_kühlen),,TRUE),1,1))","v":1.9833119051334793},{"$f":"INDEX(LOGEST(dP_1_kühlen,LN(V_Prim_1_kühlen),,TRUE),3,1)","v":0.99963958938392905},{"$f":"AU6*V_pr^AV6","v":619.16004764510944},{"$f":"INDEX(LOGEST(Druck_abhängig_von_Vpr_kühlen,LN(offene_Düsen_kühlen),,TRUE),1,2)","v":908932.94873940817},{"$f":"LN(INDEX(LOGEST(Druck_abhängig_von_Vpr_kühlen,LN(offene_Düsen_kühlen),,TRUE),1,1))","v":-2.0793583133006894},{"$f":"INDEX(LOGEST(Druck_abhängig_von_Vpr_kühlen,LN(offene_Düsen_kühlen),,TRUE),3,1)","v":0.99677895870679945},{"$f":"LINEST(qk_1_kühlen,V_Prim_1_kühlen^{0,1,2},0,0)","v":6.2432104921172676E-5},0.6940246780284457,-3.9213144518019161,{"$f":"BB6*V_pr^2+BC6*V_pr+BD6","v":67.588037203976583},{"$f":"LINEST(Leistung_abhängig_von_Vpr_kühlen,offene_Düsen_kühlen^{0,1,2},0,0)","v":1.4097293587406821E-2},-2.2266482383491493,125.41305972414446,{"$f":"INDEX(LOGEST(dP_1_heizen,LN(V_Prim_1_heizen),,TRUE),1,2)","v":6.5194424688041777E-2},{"$f":"LN(INDEX(LOGEST(dP_1_heizen,LN(V_Prim_1_heizen),,TRUE),1,1))","v":1.9785995589074163},{"$f":"INDEX(LOGEST(dP_1_heizen,LN(V_Prim_1_heizen),,TRUE),3,1)","v":0.99942308891095244},{"$f":"BI6*V_pr^BJ6","v":615.5330857529334},{"$f":"INDEX(LOGEST(Druck_abhängig_von_Vpr_heizen,LN(offene_Düsen_kühlen),,TRUE),1,2)","v":862293.16383867827},{"$f":"LN(INDEX(LOGEST(Druck_abhängig_von_Vpr_heizen,LN(offene_Düsen_kühlen),,TRUE),1,1))","v":-2.0681962024125622},{"$f":"INDEX(LOGEST(Druck_abhängig_von_Vpr_heizen,LN(offene_Düsen_kühlen),,TRUE),3,1)","v":0.99742089471952533},{"$f":"LINEST(qk_1_heizen,V_Prim_1_heizen^{0,1,2},0,0)","v":-2.584231178983115E-3},0.64692538031176028,-0.37948098866617064,{"$f":"BP6*V_pr^2+BQ6*V_pr+BR6","v":38.732281211483361},{"$f":"LINEST(Leistung_abhängig_von_Vpr_heizen,offene_Düsen_kühlen^{0,1,2},0,0)","v":6.5050326730720703E-3},-0.89293373589377778,61.152841246548796,{"$f":"J51","v":32.96078431372549},null,"S",33,{"$f":"LINEST(Akustik_Lwa1,LN(Akustik_Vpr1),TRUE,FALSE)","v":30.948265184506486},-90.448266219356682,null,{"$f":"CA6*LN(V_pr)+CB6","v":52.71635109707394},{"$f":"LINEST(LWAabhaengigvonVpr,LN(Akustik_AnzahlDüsen),TRUE,FALSE)","v":-23.178056314200539},133.68404902834538,{"$f":"INDEX(LOGEST(Akustik_P1,LN(Akustik_Vpr1),,TRUE),1,2)","v":3.0503727380972727E-2},{"$f":"LN(INDEX(LOGEST(Akustik_P1,LN(Akustik_Vpr1),,TRUE),1,1))","v":2.163617799686802},{"$f":"INDEX(LOGEST(Akustik_P1,LN(Akustik_Vpr1),,TRUE),3,1)","v":0.99995887766037961},{"$f":"CG6*V_pr^CH6","v":677.79556191046242},{"$f":"INDEX(LOGEST(Akustik_Druck_P_abhaengigvonVpr,LN(Akustik_AnzahlDüsen),,TRUE),1,2)","v":1231461.5155310053},{"$f":"LN(INDEX(LOGEST(Akustik_Druck_P_abhaengigvonVpr,LN(Akustik_AnzahlDüsen),,TRUE),1,1))","v":-2.1481406869064128},{"$f":"INDEX(LOGEST(Akustik_Druck_P_abhaengigvonVpr,LN(Akustik_AnzahlDüsen),,TRUE),3,1)","v":0.99980507232555804},{"$f":"J51","v":32.96078431372549},null,null,null,null,null,null,null,null,null,null,null,null,null,{"$f":"LEFT(ADDRESS(DG5,DF5,4), 2)","v":"AU"},{"$f":"INDIRECT(DB6 & DG5)","v":"m"},null,null,{"$f":"COLUMN(BB9)","v":54},{"$f":"ROW()","v":6},{"$f":"ADDRESS(DG6,DF6,4)","v":"BB6"}]
[null,"Kühlwasservorlauf:",null,null,null,{"$f":"HFB!K8","v":16},"°C",null,null,"Heizwasservorlauf:",{"$f":"HFB!P8","v":60},"°C","Datum:",null,null,null,null,null,null,null,null,null,null,null,null,"kühlen - Wassermengenvariation - Messung vom 08.08.2016, mit Al-Lineargitter",null,null,null,null,null,"Wassermengenvariation - Messung vom 27.07.2016 - Mit Al-Lineargitter",null,null,null,null,null,null,null,"M",1072187,2,42,30,12,"K3",{"$f":"INDEX(LOGEST(dP_2_kühlen,LN(V_Prim_2_kühlen),,TRUE),1,2)","v":2.7959505466494543E-2},{"$f":"LN(INDEX(LOGEST(dP_2_kühlen,LN(V_Prim_2_kühlen),,TRUE),1,1))","v":2.0642289630554385},{"$f":"INDEX(LOGEST(dP_2_kühlen,LN(V_Prim_2_kühlen),,TRUE),3,1)","v":0.99977580976214553},{"$f":"AU7*V_pr^AV7","v":392.28472095460143},{"$f":"INDEX(LOGEST(Druck_abhängig_von_Vpr_kühlen,LN(offene_Düsen_kühlen),,TRUE),1,2)","v":908932.94873940817},{"$f":"LN(INDEX(LOGEST(Druck_abhängig_von_Vpr_kühlen,LN(offene_Düsen_kühlen),,TRUE),1,1))","v":-2.0793583133006894},{"$f":"INDEX(LOGEST(Druck_abhängig_von_Vpr_kühlen,LN(offene_Düsen_kühlen),,TRUE),3,1)","v":0.99677895870679945},{"$f":"LINEST(qk_2_kühlen,V_Prim_2_kühlen^{0,1,2},0,0)","v":-1.8364896692213044E-3},0.82701549333639091,-9.3935020969488097,{"$f":"BB7*V_pr^2+BC7*V_pr+BD7","v":55.899572209961903},{"$f":"LINEST(Leistung_abhängig_von_Vpr_kühlen,offene_Düsen_kühlen^{0,1,2},0,0)","v":1.4097293587406821E-2},-2.2266482383491493,125.41305972414446,{"$f":"INDEX(LOGEST(dP_2_heizen,LN(V_Prim_2_heizen),,TRUE),1,2)","v":3.6267938338931362E-2},{"$f":"LN(INDEX(LOGEST(dP_2_heizen,LN(V_Prim_2_heizen),,TRUE),1,1))","v":2.002374491075392},{"$f":"INDEX(LOGEST(dP_2_heizen,LN(V_Prim_2_heizen),,TRUE),3,1)","v":0.99946779871716307},{"$f":"BI7*V_pr^BJ7","v":382.23290026706434},{"$f":"INDEX(LOGEST(Druck_abhängig_von_Vpr_heizen,LN(offene_Düsen_kühlen),,TRUE),1,2)","v":862293.16383867827},{"$f":"LN(INDEX(LOGEST(Druck_abhängig_von_Vpr_heizen,LN(offene_Düsen_kühlen),,TRUE),1,1))","v":-2.0681962024125622},{"$f":"INDEX(LOGEST(Druck_abhängig_von_Vpr_heizen,LN(offene_Düsen_kühlen),,TRUE),3,1)","v":0.99742089471952533},{"$f":"LINEST(qk_2_heizen,V_Prim_2_heizen^{0,1,2},0,0)","v":-2.1281550369413155E-3},0.57321554640403194,-1.1082499063456628,{"$f":"BP7*V_pr^2+BQ7*V_pr+BR7","v":35.232024869216119},{"$f":"LINEST(Leistung_abhängig_von_Vpr_heizen,offene_Düsen_kühlen^{0,1,2},0,0)","v":6.5050326730720703E-3},-0.89293373589377778,61.152841246548796,{"$f":"J52","v":41.803921568627452},null,"M",42,{"$f":"LINEST(Akustik_Lwa2,LN(Akustik_Vpr2),TRUE,FALSE)","v":29.793137008482152},-90.867975046940956,null,{"$f":"CA7*LN(V_pr)+CB7","v":46.953096119615623},{"$f":"LINEST(LWAabhaengigvonVpr,LN(Akustik_AnzahlDüsen),TRUE,FALSE)","v":-23.178056314200539},133.68404902834538,{"$f":"INDEX(LOGEST(Akustik_P2,LN(Akustik_Vpr2),,TRUE),1,2)","v":2.5025358200351087E-2},{"$f":"LN(INDEX(LOGEST(Akustik_P2,LN(Akustik_Vpr2),,TRUE),1,1))","v":2.0913273417273692},{"$f":"INDEX(LOGEST(Akustik_P2,LN(Akustik_Vpr2),,TRUE),3,1)","v":0.99994156906321174},{"$f":"CG7*V_pr^CH7","v":398.00939563280025},{"$f":"INDEX(LOGEST(Akustik_Druck_P_abhaengigvonVpr,LN(Akustik_AnzahlDüsen),,TRUE),1,2)","v":1231461.5155310053},{"$f":"LN(INDEX(LOGEST(Akustik_Druck_P_abhaengigvonVpr,LN(Akustik_AnzahlDüsen),,TRUE),1,1))","v":-2.1481406869064128},{"$f":"INDEX(LOGEST(Akustik_Druck_P_abhaengigvonVpr,LN(Akustik_AnzahlDüsen),,TRUE),3,1)","v":0.99980507232555804},{"$f":"J52","v":41.803921568627452}]
[null,"projektierte Leistung:",null,null,null,{"$f":"HFB!K9","v":0},"W",null,null,"projektierte Leistung:",{"$f":"HFB!P9","v":0},"W","Bearbeiter:",null,null,null,null,null,null,null,null,null,"Kühlen","Heizen",null,"Düsenkasten Stellung 3 (27 oben offen, unten 0 offen)",null,null,null,null,null,"Düsenkasten K1 - 1072193",null,null,null,null,null,null,null,"L",1072190,3,52,30,22,"K2",{"$f":"INDEX(LOGEST(dP_3_kühlen,LN(V_Prim_3_kühlen),,TRUE),1,2)","v":1.9822241982065624E-2},{"$f":"LN(INDEX(LOGEST(dP_3_kühlen,LN(V_Prim_3_kühlen),,TRUE),1,1))","v":2.0436442112655047},{"$f":"INDEX(LOGEST(dP_3_kühlen,LN(V_Prim_3_kühlen),,TRUE),3,1)","v":0.99967670471274561},{"$f":"AU8*V_pr^AV8","v":252.85384180616788},{"$f":"INDEX(LOGEST(Druck_abhängig_von_Vpr_kühlen,LN(offene_Düsen_kühlen),,TRUE),1,2)","v":908932.94873940817},{"$f":"LN(INDEX(LOGEST(Druck_abhängig_von_Vpr_kühlen,LN(offene_Düsen_kühlen),,TRUE),1,1))","v":-2.0793583133006894},{"$f":"INDEX(LOGEST(Druck_abhängig_von_Vpr_kühlen,LN(offene_Düsen_kühlen),,TRUE),3,1)","v":0.99677895870679945},{"$f":"LINEST(qk_3_kühlen,V_Prim_3_kühlen^{0,1,2},0,0)","v":-1.8287427991500653E-3},0.78390063633172025,-12.306861693836341,{"$f":"BB8*V_pr^2+BC8*V_pr+BD8","v":48.665023699915906},{"$f":"LINEST(Leistung_abhängig_von_Vpr_kühlen,offene_Düsen_kühlen^{0,1,2},0,0)","v":1.4097293587406821E-2},-2.2266482383491493,125.41305972414446,{"$f":"INDEX(LOGEST(dP_3_heizen,LN(V_Prim_3_heizen),,TRUE),1,2)","v":2.0530319357473265E-2},{"$f":"LN(INDEX(LOGEST(dP_3_heizen,LN(V_Prim_3_heizen),,TRUE),1,1))","v":2.0352676974930297},{"$f":"INDEX(LOGEST(dP_3_heizen,LN(V_Prim_3_heizen),,TRUE),3,1)","v":0.99969318219635583},{"$f":"BI8*V_pr^BJ8","v":251.93234329478099},{"$f":"INDEX(LOGEST(Druck_abhängig_von_Vpr_heizen,LN(offene_Düsen_kühlen),,TRUE),1,2)","v":862293.16383867827},{"$f":"LN(INDEX(LOGEST(Druck_abhängig_von_Vpr_heizen,LN(offene_Düsen_kühlen),,TRUE),1,1))","v":-2.0681962024125622},{"$f":"INDEX(LOGEST(Druck_abhängig_von_Vpr_heizen,LN(offene_Düsen_kühlen),,TRUE),3,1)","v":0.99742089471952533},{"$f":"LINEST(qk_3_heizen,V_Prim_3_heizen^{0,1,2},0,0)","v":-1.7237526174336065E-3},0.52682807545161292,-3.6244010965959021,{"$f":"BP8*V_pr^2+BQ8*V_pr+BR8","v":32.195298558487458},{"$f":"LINEST(Leistung_abhängig_von_Vpr_heizen,offene_Düsen_kühlen^{0,1,2},0,0)","v":6.5050326730720703E-3},-0.89293373589377778,61.152841246548796,{"$f":"J53","v":52.254901960784316},null,"L",52,{"$f":"LINEST(Akustik_Lwa3,LN(Akustik_Vpr3),TRUE,FALSE)","v":29.870193394358694},-96.140239800858353,null,{"$f":"CA8*LN(V_pr)+CB8","v":42.037289084088371},{"$f":"LINEST(LWAabhaengigvonVpr,LN(Akustik_AnzahlDüsen),TRUE,FALSE)","v":-23.178056314200539},133.68404902834538,{"$f":"INDEX(LOGEST(Akustik_P3,LN(Akustik_Vpr3),,TRUE),1,2)","v":1.464897707281794E-2},{"$f":"LN(INDEX(LOGEST(Akustik_P3,LN(Akustik_Vpr3),,TRUE),1,1))","v":2.1085725002869347},{"$f":"INDEX(LOGEST(Akustik_P3,LN(Akustik_Vpr3),,TRUE),3,1)","v":0.99996599143625708},{"$f":"CG8*V_pr^CH8","v":252.32840638260001},{"$f":"INDEX(LOGEST(Akustik_Druck_P_abhaengigvonVpr,LN(Akustik_AnzahlDüsen),,TRUE),1,2)","v":1231461.5155310053},{"$f":"LN(INDEX(LOGEST(Akustik_Druck_P_abhaengigvonVpr,LN(Akustik_AnzahlDüsen),,TRUE),1,1))","v":-2.1481406869064128},{"$f":"INDEX(LOGEST(Akustik_Druck_P_abhaengigvonVpr,LN(Akustik_AnzahlDüsen),,TRUE),3,1)","v":0.99980507232555804},{"$f":"J53","v":52.254901960784316},null,null,null,null,null,null,null,null,null,null,null,null,null,null,null,null,null,null,null,null,null,null,null,null,null,null,null,null,null,null,null,null,null,null,null,null,null,null,null,null,null,null,null,null,null,null,null,null,null,null,null,null,"TWI","TWO","QA","VA","TAI","UR","PT","PS","TAO","UR","QW","VW","DPW","DPA","T_Misch","Q_Eurocoil","Q_KSP","Korrekturwert","q_Eurocoil","q / Düse","q_KSP","q_KSP/Düse","Korrekturwert","V_Prim_KSP","Düsenanzahl","V_Prim/Düsenanzahl",null,"Druck"]
[null,"Raumtemperatur:",null,null,null,{"$f":"HFB!K10","v":26},"°C",null,null,"Raumtemperatur:",{"$f":"HFB!P10","v":20},"°C",null,null,null,null,null,null,null,null,null,null,"Wassermenge\nKorrekturfaktor","Wasser-menge\nin %",null,null,null,null,null,null,null,null,null,null,null,null,null,null,null,"XL",1072193,4,60,30,30,"K1",{"$f":"INDEX(LOGEST(dP_4_kühlen,LN(V_Prim_4_kühlen),,TRUE),1,2)","v":1.2262182072896531E-2},{"$f":"LN(INDEX(LOGEST(dP_4_kühlen,LN(V_Prim_4_kühlen),,TRUE),1,1))","v":2.0700840394104336},{"$f":"INDEX(LOGEST(dP_4_kühlen,LN(V_Prim_4_kühlen),,TRUE),3,1)","v":0.99978094539444018},{"$f":"AU9*V_pr^AV9","v":176.76758079218627},{"$f":"INDEX(LOGEST(Druck_abhängig_von_Vpr_kühlen,LN(offene_Düsen_kühlen),,TRUE),1,2)","v":908932.94873940817},{"$f":"LN(INDEX(LOGEST(Druck_abhängig_von_Vpr_kühlen,LN(offene_Düsen_kühlen),,TRUE),1,1))","v":-2.0793583133006894},{"$f":"INDEX(LOGEST(Druck_abhängig_von_Vpr_kühlen,LN(offene_Düsen_kühlen),,TRUE),3,1)","v":0.99677895870679945},{"$f":"LINEST(qk_4_kühlen,V_Prim_4_kühlen^{0,1,2},0,0)","v":-1.7711360796645649E-3},0.74407444645725318,-15.300899904435456,{"$f":"BB9*V_pr^2+BC9*V_pr+BD9","v":42.205302591316752},{"$f":"LINEST(Leistung_abhängig_von_Vpr_kühlen,offene_Düsen_kühlen^{0,1,2},0,0)","v":1.4097293587406821E-2},-2.2266482383491493,125.41305972414446,{"$f":"INDEX(LOGEST(dP_4_heizen,LN(V_Prim_4_heizen),,TRUE),1,2)","v":1.1833586444865096E-2},{"$f":"LN(INDEX(LOGEST(dP_4_heizen,LN(V_Prim_4_heizen),,TRUE),1,1))","v":2.0767664550319114},{"$f":"INDEX(LOGEST(dP_4_heizen,LN(V_Prim_4_heizen),,TRUE),3,1)","v":0.99961328786907044},{"$f":"BI9*V_pr^BJ9","v":175.94475905473564},{"$f":"INDEX(LOGEST(Druck_abhängig_von_Vpr_heizen,LN(offene_Düsen_kühlen),,TRUE),1,2)","v":862293.16383867827},{"$f":"LN(INDEX(LOGEST(Druck_abhängig_von_Vpr_heizen,LN(offene_Düsen_kühlen),,TRUE),1,1))","v":-2.0681962024125622},{"$f":"INDEX(LOGEST(Druck_abhängig_von_Vpr_heizen,LN(offene_Düsen_kühlen),,TRUE),3,1)","v":0.99742089471952533},{"$f":"LINEST(qk_4_heizen,V_Prim_4_heizen^{0,1,2},0,0)","v":-1.2869627753065729E-3},0.44654705893670099,-1.1365308730957464,{"$f":"BP9*V_pr^2+BQ9*V_pr+BR9","v":31.039735922192779},{"$f":"LINEST(Leistung_abhängig_von_Vpr_heizen,offene_Düsen_kühlen^{0,1,2},0,0)","v":6.5050326730720703E-3},-0.89293373589377778,61.152841246548796,{"$f":"J54","v":60.294117647058826},null,"XL",60,{"$f":"LINEST(Akustik_Lwa4,LN(Akustik_Vpr4),TRUE,FALSE)","v":29.096360072207251},-95.72363188065296,null,{"$f":"CA9*LN(V_pr)+CB9","v":38.874195500121061},{"$f":"LINEST(LWAabhaengigvonVpr,LN(Akustik_AnzahlDüsen),TRUE,FALSE)","v":-23.178056314200539},133.68404902834538,{"$f":"INDEX(LOGEST(Akustik_P4,LN(Akustik_Vpr4),,TRUE),1,2)","v":1.2413529254586983E-2},{"$f":"LN(INDEX(LOGEST(Akustik_P4,LN(Akustik_Vpr4),,TRUE),1,1))","v":2.0805916554829502},{"$f":"INDEX(LOGEST(Akustik_P4,LN(Akustik_Vpr4),,TRUE),3,1)","v":0.99908493729838777},{"$f":"CG9*V_pr^CH9","v":187.86250694099559},{"$f":"INDEX(LOGEST(Akustik_Druck_P_abhaengigvonVpr,LN(Akustik_AnzahlDüsen),,TRUE),1,2)","v":1231461.5155310053},{"$f":"LN(INDEX(LOGEST(Akustik_Druck_P_abhaengigvonVpr,LN(Akustik_AnzahlDüsen),,TRUE),1,1))","v":-2.1481406869064128},{"$f":"INDEX(LOGEST(Akustik_Druck_P_abhaengigvonVpr,LN(Akustik_AnzahlDüsen),,TRUE),3,1)","v":0.99980507232555804},{"$f":"J54","v":60.294117647058826},null,null,null,null,null,null,null,null,null,null,"Düsenstellung","Dp - Wasserseitig\n[kPa]","Dp - Düsenkasten\n[Pa]","i (-) kontroller - Stand Labview","i (-) korrigiert ","i (-) - Thomas","Date","Time","Name","Projekt","Wassermenge [kg/h]","T Wasser Vorlauf [°C]","T Wasser Rücklauf [°C]","T Wasser Spreizung [°C]","Q Sek [W]","q Sek [W/K]","V Sek [m³/h]","i [-]","T Ansaug mean [°C]","T Ausblas mean [°C]","T WT in [°C]","T WT out [°C]","Mess-strecke","Wirkdruck","V Prim [m³/h]","T Ansaug 1","T Ansaug 2","T Ansaug 3","T Ausblas 1","T Ausblas 2","T Ausblas 3","T Primärluft","T Halle",null,"Q wasser","qwasser","Vsek","Vsek_Hallraum / Vsek_Berechnet",null,null,null,null,"°C","°C","m3/h","m/s","°C"," % ","kW","kW","°C"," % ","l/h","m/s","kPa","Pa"]
[null,null,null,null,null,null,null,null,null,null,null,null,null,null,null,null,null,null,null,null,null,null,"kühlen_Korrekturfaktor_Wasser","heizen_Korrekturfaktor_Wasser",null,"Dp - Düsenkasten = 150 Pa",null,null,null,null,null,"Dp - Düsenkasten = 150 Pa",null,null,null,null,null,null,null,1,2,3,4,5,6,7,8,9,10,11,12,13,14,15,16,17,18,19,20,21,22,23,24,25,26,27,28,29,30,31,32,33,34,35,36,null,1,2,3,4,5,6,7,8,9,10,11,12,13,14,15,16]
[null,"Primärvolumenstrom",null,null,null,{"$f":"HFB!F44","v":127},"m³/h",null,null,null,null,null,null,null,null,null,null,null,null,null,null,null,{"$f":"$I$21/$F$21","v":1.25},{"$f":"$I$22/$F$22","v":1},null,"Wassermenge","spez. Leistung","Kühlleistung in % der Nennleistung","Wassermenge w in % der Nennwassermenge (200 kg/h)","wasserseit. Druckverlust - kühlen",null,"Wassermenge","spez. Leistung","Kühlleistung in % der Nennleistung","Wassermenge w in % der Nennwassermenge (200 kg/h)","wasserseit. Druckverlust - kühlen",null,null,null,"Zeichnungs-\nnummer","Düsenanzahl","Düsenanzahl","V Prim [m³/h]","q Sek [W/K]","Dp - Düsenkasten\n[Pa]","Dp - Düsenkasten\n[Pa]","i (-) korrigiert ",null,null,null,null,null,null,null,null,null,null,null,null,null,null,null,null,null,null,null,null,null,null,null,null,null,null,null,null,null,"Düsen [-]","Volumenstrom [m³/h]","Druck im Düsenkasten\n[Pa]","Lwa\n(Hallraum)","Lwlin\n(Hallraum)","Diagramm bezeichnung"]
[null,null,null,null,null,null,null,null,null,null,null,null,null,null,null,null,null,null,null,null,null,null,null,null,null,"[kg/h]","[W/K]","[-]","[-]","[kPa]",null,"[kg/h]","[W/K]","[-]","[-]","[kPa]",null,null,null,null,null,null,null,null,null,null,null,null,null,null,null,null,null,null,null,null,null,null,null,null,null,null,null,null,null,null,null,null,null,null,null,null,null,null,null,null,null,"Akustik_Vpr1","Akustik_P1","Akustik_Lwa1",null,null,null,null,null,null,null,null,null,null,null,null,null,null,null,null,null,null,null,null,null,null,"kühlen ohne Schieber"]
["Baugröße 800",null,null,null,null,null,null,null,null,null,null,null,null,null,null,null,null,null,null,null,null,null,null,null,"Name des Bereichs","WM_Roh_wk","WM_Roh_qk","WM_Roh_qk_Proz","WM_Roh_wk_Proz","WM_kPa_kühlen",null,"WM_Roh_wh","WM_Roh_qh","WM_Roh_qh_Proz","WM_Roh_wh_Proz","WM_kPa_heizen",null,null,null,"Messwerte",null,null,null,null,null,null,null,null,null,null,null,null,null,null,null,null,null,null,null,null,null,null,null,null,null,null,null,null,null,null,null,null,null,null,null,null,33,59.433582170251533,210,36,41,"M7;2554; Düsen 33 (30 / 3); mit Edelstahlgitter",null,null,null,null,null,null,null,null,null,null,null,null,null,null,null,null,null,null,null,null,null,null,null,null,null,null,null,null,null,null,null,null,null,null,null,null,null,null,null,null,null,null,null,null,null,null,null,null,null,null,null,null,null,null,null,null,null,null,null,null,null,null,null,null,null,null,null,null,null,null,null,null,null,null,null,null,null,null,null,null,null,null,null,null,null,null,null,null,null,null,null,null,null,null,null,null,null,null,null,null,null,null,null,null,null,null,null,null,null,null,null,null,null,null,null,null,null,null,null,null,null,null,null,null,null,null,null,null,null,null,null,null,null,null,null,null,null,null,null,null,null,null,"Koordinatensystem y",null,"Koordinatensystem Hilfslinien"]
["Düsen-\nkasten","VP\n[m³/h]","dp - kühlen\n[Pa]","dp - heizen\n[Pa]","dp - Akustik\n[Pa]","dp\n[Pa]","LWA\n[dB(A)]","LA18\n[dB(A)]","QPK\n[W]","QSK1)\n[W]","QKges\n[W]","QPH\n[W]","QSH\n[W]","QHges\n[W]","tKWRL\n[°C]","tWWRL\n[°C]",null,null,"qSK 800\n[W/K]","qSK\n[W/K]","qSH 800\n[W/K]","qSH\n[W/K]","Leist. in % bei \nversch. Wasserm.","Leist. in % bei \nversch. Wasserm.",null,75.524435999999994,25.621320999999998,{"$f":"AA14/AA$21","v":0.84665348576812871},{"$f":"Z14/Z$21","v":0.37762217999999997},4.5999999999999996,null,23.179323333333333,16.405839333333333,{"$f":"AG14/AG$21","v":0.55169342485132244},{"$f":"AF14/AF$21","v":0.23179323333333332},0.10000000000000002,null,null,null,"Kühlen - ohne Schieber, mit Al-Lineargitter (Tabellenblatt: 03-08-2016_kühlen ohne Schieber)",null,null,null,null,null,null,null,null,null,null,null,null,null,null,null,null,null,null,null,null,null,null,null,null,null,null,null,null,null,null,null,null,null,null,null,null,33,70.295491286162715,303,41.1,43.6,"M7;2555; Düsen 33 (30 / 3); mit Edelstahlgitter",null,null,null,null,null,null,null,null,null,null,null,null,null,null,null,null,null,null,null,null,"Mittelwerte Ergebnis - Sortiert",null,null,null,null,null,null,null,null,null,null,null,null,null,null,null,null,null,null,null,null,null,null,null,null,null,null,null,null,null,null,null,null,null,null,null,null,null,null,null,null,null,null,null,null,null,null,null,null,null,null,null,null,null,null,null,null,null,null,null,null,null,null,null,null,null,null,null,null,null,null,null,null,null,null,null,null,null,null,null,null,null,null,null,null,null,null,null,null,null,null,null,null,null,null,null,null,null,null,null,null,null,null,null,null,null,null,null,null,null,null,null,null,null,null,null,null,null,null,null,null,null,"V","Y","V","Y"]
[null,null,null,null,null,null,null,null,null,null,null,null,null,null,null,null,null,null,null,null,null,null,null,null,null,112.464769666667,28.179683333333333,{"$f":"AA15/AA$21","v":0.93119426285665396},{"$f":"Z15/Z$21","v":0.56232384833333493},9.9,null,69.751286666666672,26.848827333333332,0.90286886295861968,0.69751286666666668,1.3999999999999997,null,null,null,null,null,null,"V_Prim_1_kühlen","qk_1_kühlen","dP_1_kühlen",null,null,null,null,null,null,null,null,null,null,null,null,null,null,null,null,null,null,null,null,null,null,null,null,null,null,null,null,null,null,null,33,80.247087220134915,402,45.3,46.7,"M7;2556; Düsen 33 (30 / 3); mit Edelstahlgitter",null,null,null,null,null,null,null,null,null,null,null,null,null,null,null,null,null,null,null,null,"2016-08-08",null,null,null,null,null,null,null,null,null,null,null,null,null,null,null,null,null,null,null,null,null,null,null,null,null,null,null,null,null,null,null,null,null,null,null,null,null,null,null,null,null,null,null,null,null,null,null,null,null,null,null,null,null,null,null,null,null,null,null,null,null,null,null,null,null,null,null,null,null,null,null,null,null,null,null,null,null,null,null,null,null,null,null,null,null,null,null,null,null,null,null,null,null,null,null,null,null,null,null,null,null,null,null,null,null,null,null,null,null,null,null,null,null,null,null,null,null,null,null,null,null,10,10,100,10]
[{"$f":"HFB!A48","v":"S"},{"$f":"IF(OR(F16>300,F16<50),,$F$11)","v":0},{"$f":"VLOOKUP(A16,Matrix_Leistung_Düsenkästen,12,0)*VLOOKUP(A16,Matrix_Leistung_Düsenkästen,36,0)^VLOOKUP(A16,Matrix_Leistung_Düsenkästen,13,0)","v":633.97341706861584},{"$f":"VLOOKUP(A16,Matrix_Leistung_Düsenkästen,26,0)*VLOOKUP(A16,Matrix_Leistung_Düsenkästen,36,0)^VLOOKUP(A16,Matrix_Leistung_Düsenkästen,27,0)","v":625.37166672293984},{"$f":"VLOOKUP(A16,Akustik_Matrix,13,0)*(VLOOKUP(A16,Akustik_Matrix,16,0))^VLOOKUP(A16,Akustik_Matrix,14,0)","v":675.3805845620235},{"$f":"E16","v":675.3805845620235},{"$f":"10*LOG($H$28/$H$27)+(VLOOKUP(A16,Akustik_Matrix,7,0)*LN(VLOOKUP(A16,Akustik_Matrix,16,0))+VLOOKUP(A16,Akustik_Matrix,8,0))","v":53.617223177199925},{"$f":"G16-6.5","v":47.117223177199925},{"$f":"IF(OR(F16>300,F16<50),\"\",IFERROR(ROUND(B16*1.2*1004.5*($F$6-$F$9)/3600,-1),0))","v":""},{"$f":"IF(OR(F16>300,F16<50),\"\",IF(A16=0,,IFERROR((T16*($F$7-$F$5))*W16,T16)))","v":""},{"$f":"IFERROR((I16+J16),)","v":0},{"$f":"IF(OR(F16>300,F16<50),\"\",IFERROR(ROUND(B16*1.2*1004.5*($K$6-$K$9)/3600,-1),))","v":""},{"$f":"IF(OR(F16>300,F16<50),\"\",IF(A16=0,,IFERROR((V16*($K$7-$K$5))*X16,V16)))","v":""},{"$f":"IFERROR((L16+M16),)","v":0},{"$f":"IFERROR(IF(J16=0,,$F$7-((J16/(4.2*$I$21/3.6)))),)","v":0},{"$f":"IFERROR(IF(M16=0,,($K$7-((M16/(4.2*$I$22/3.6))))),)","v":0},null,null,{"$f":"VLOOKUP(A16,Matrix_Leistung_Düsenkästen,19,0)*VLOOKUP(A16,Matrix_Leistung_Düsenkästen,36,0)^2+VLOOKUP(A16,Matrix_Leistung_Düsenkästen,20,0)*VLOOKUP(A16,Matrix_Leistung_Düsenkästen,36,0)+VLOOKUP(A16,Matrix_Leistung_Düsenkästen,21,0)","v":67.336474681058476},{"$f":"($G$35*S16^$G$34+$H$35*S16^$H$34+$I$35*S16^$I$34+$J$35*S16^$J$34+$K$35*S16^$K$34+$L$35*S16^$L$34+$M$35)*S16","v":81.664420614119862},{"$f":"VLOOKUP(A16,Matrix_Leistung_Düsenkästen,33,0)*VLOOKUP(A16,Matrix_Leistung_Düsenkästen,36,0)^2+VLOOKUP(A16,Matrix_Leistung_Düsenkästen,34,0)*VLOOKUP(A16,Matrix_Leistung_Düsenkästen,36,0)+VLOOKUP(A16,Matrix_Leistung_Düsenkästen,35,0)","v":38.788199001021439},{"$f":"($G$40*U16^$G$39+$H$40*U16^$H$39+$I$40*U16^$I$39+$J$40*U16^$J$39+$K$40*U16^$K$39+$L$40*U16^$L$39+$M$40)*U16","v":45.833415638538433},{"$f":"IF($W$11=100,100,$AB$23)","v":1.0074929552622447},{"$f":"IF($X$11=100,100,$AH$23)","v":1.0000000000000004},null,158.72402333333332,29.487200666666666,{"$f":"AA16/AA$21","v":0.97440101663679335},{"$f":"Z16/Z$21","v":0.79362011666666665},18.399999999999999,null,101.52513499999999,29.717732333333334,0.99934402603102923,1.01525135,2.9,null,null,null,1072184,{"$f":"VLOOKUP(AN16,Duesenkaesten_Groeßen_Matrix,3)","v":33},{"$f":"CONCATENATE(\"\"&AO16&\" Düsen \")","v":"33 Düsen "},28.603288000000003,15.981152,50,{"$f":"CONCATENATE(\"\"&AS16&\" Pa \")","v":"50 Pa "},1.9430061353138612,null,null,null,null,null,null,null,null,null,null,null,null,null,null,null,null,null,null,null,null,null,null,null,null,null,null,null,null,null,null,"Akustik_Vpr2","Akustik_P2","Akustik_Lwa2",null,null,null,null,null,null,null,null,null,null,null,null,null,null,null,null,null,null,null,null,null,null,null,null,null,null,null,null,null,null,null,null,5,3,null,4,null,null,1,null,2,null,null,null,null,null,null,null,null,null,null,null,null,null,null,null,null,null,null,null,null,null,null,null,null,null,null,null,null,null,null,null,null,null,null,null,null,null,null,null,null,null,null,null,null,null,null,null,null,null,null,null,null,null,null,null,null,null,null,null,null,null,null,null,null,null,null,null,null,null,null,null,null,null,null,null,null,null,null,null,null,null,null,null,null,null,null,null,null,null,null,null,null,null,null,null,null,null,null,null,null,null,null,null,10,100,100,100]
[{"$f":"HFB!A49","v":"M"},{"$f":"IF(OR(F17>300,F17<50),,$F$11)","v":0},{"$f":"VLOOKUP(A17,Matrix_Leistung_Düsenkästen,12,0)*VLOOKUP(A17,Matrix_Leistung_Düsenkästen,36,0)^VLOOKUP(A17,Matrix_Leistung_Düsenkästen,13,0)","v":386.75928598847548},{"$f":"VLOOKUP(A17,Matrix_Leistung_Düsenkästen,26,0)*VLOOKUP(A17,Matrix_Leistung_Düsenkästen,36,0)^VLOOKUP(A17,Matrix_Leistung_Düsenkästen,27,0)","v":382.52519941325642},{"$f":"VLOOKUP(A17,Akustik_Matrix,13,0)*(VLOOKUP(A17,Akustik_Matrix,16,0))^VLOOKUP(A17,Akustik_Matrix,14,0)","v":405.33918703015877},{"$f":"E17","v":405.33918703015877},{"$f":"10*LOG($H$28/$H$27)+(VLOOKUP(A17,Akustik_Matrix,7,0)*LN(VLOOKUP(A17,Akustik_Matrix,16,0))+VLOOKUP(A17,Akustik_Matrix,8,0))","v":48.108456245702989},{"$f":"G17-6.5","v":41.608456245702989},{"$f":"IF(OR(F17>300,F17<50),\"\",IFERROR(ROUND(B17*1.2*1004.5*($F$6-$F$9)/3600,-1),0))","v":""},{"$f":"IF(OR(F17>300,F17<50),\"\",IF(A17=0,,IFERROR((T17*($F$7-$F$5))*W17,T17)))","v":""},{"$f":"IFERROR((I17+J17),)","v":0},{"$f":"IF(OR(F17>300,F17<50),\"\",IFERROR(ROUND(B17*1.2*1004.5*($K$6-$K$9)/3600,-1),))","v":""},{"$f":"IF(OR(F17>300,F17<50),\"\",IF(A17=0,,IFERROR((V17*($K$7-$K$5))*X17,V17)))","v":""},{"$f":"IFERROR((L17+M17),)","v":0},{"$f":"IFERROR(IF(J17=0,,$F$7-((J17/(4.2*$I$21/3.6)))),)","v":0},{"$f":"IFERROR(IF(M17=0,,($K$7-((M17/(4.2*$I$22/3.6))))),)","v":0},null,null,{"$f":"VLOOKUP(A17,Matrix_Leistung_Düsenkästen,19,0)*VLOOKUP(A17,Matrix_Leistung_Düsenkästen,36,0)^2+VLOOKUP(A17,Matrix_Leistung_Düsenkästen,20,0)*VLOOKUP(A17,Matrix_Leistung_Düsenkästen,36,0)+VLOOKUP(A17,Matrix_Leistung_Düsenkästen,21,0)","v":56.966408572689389},{"$f":"($G$35*S17^$G$34+$H$35*S17^$H$34+$I$35*S17^$I$34+$J$35*S17^$J$34+$K$35*S17^$K$34+$L$35*S17^$L$34+$M$35)*S17","v":69.717805800545818},{"$f":"VLOOKUP(A17,Matrix_Leistung_Düsenkästen,33,0)*VLOOKUP(A17,Matrix_Leistung_Düsenkästen,36,0)^2+VLOOKUP(A17,Matrix_Leistung_Düsenkästen,34,0)*VLOOKUP(A17,Matrix_Leistung_Düsenkästen,36,0)+VLOOKUP(A17,Matrix_Leistung_Düsenkästen,35,0)","v":35.192695403320691},{"$f":"($G$40*U17^$G$39+$H$40*U17^$H$39+$I$40*U17^$I$39+$J$40*U17^$J$39+$K$40*U17^$K$39+$L$40*U17^$L$39+$M$40)*U17","v":42.094202263289027},{"$f":"IF($W$11=100,100,$AB$23)","v":1.0074929552622447},{"$f":"IF($X$11=100,100,$AH$23)","v":1.0000000000000004},null,198.96853533333331,30.336126333333329,{"$f":"AA17/AA$21","v":1.0024536636818604},{"$f":"Z17/Z$21","v":0.99484267666666648},27.7,null,151.77418866666665,31.959669000000002,1.0747355797822622,1.5177418866666665,6.2,null,null,null,1072184,{"$f":"VLOOKUP(AN17,Duesenkaesten_Groeßen_Matrix,3)","v":33},{"$f":"CONCATENATE(\"\"&AO17&\" Düsen \")","v":"33 Düsen "},50.449883999999997,31.251051666666665,150,{"$f":"CONCATENATE(\"\"&AS17&\" Pa \")","v":"150 Pa "},2.0151545040955705,null,null,null,null,null,null,null,null,null,null,null,null,null,null,null,null,null,null,null,null,null,null,null,null,null,null,null,null,null,42,104.54208221870478,419,47.7,49,"M6;2552; Düsen 42 (30 / 12); mit Al-Lineargitter",null,null,null,null,null,null,null,null,null,null,null,null,null,null,null,null,null,null,null,null,null,null,null,null,null,null,null,null,null,null,null,null,null,null,null,null,null,null,null,null,null,null,null,null,null,null,null,null,null,null,null,null,null,null,null,null,null,null,null,null,null,null,null,null,null,null,null,null,null,null,null,null,null,null,null,null,null,null,null,null,null,null,null,null,null,null,null,null,null,null,null,null,null,null,null,null,null,null,null,null,null,null,null,null,null,null,null,null,null,null,null,null,null,null,null,null,null,null,null,null,null,null,null,null,null,null,null,null,null,null,null,null,null,null,null,null,null,null,null,null,null,null,10,10,100,10]
[{"$f":"HFB!A50","v":"L"},{"$f":"IF(OR(F18>300,F18<50),,$F$11)","v":127},{"$f":"VLOOKUP(A18,Matrix_Leistung_Düsenkästen,12,0)*VLOOKUP(A18,Matrix_Leistung_Düsenkästen,36,0)^VLOOKUP(A18,Matrix_Leistung_Düsenkästen,13,0)","v":243.18126238101019},{"$f":"VLOOKUP(A18,Matrix_Leistung_Düsenkästen,26,0)*VLOOKUP(A18,Matrix_Leistung_Düsenkästen,36,0)^VLOOKUP(A18,Matrix_Leistung_Düsenkästen,27,0)","v":241.11883096058739},{"$f":"VLOOKUP(A18,Akustik_Matrix,13,0)*(VLOOKUP(A18,Akustik_Matrix,16,0))^VLOOKUP(A18,Akustik_Matrix,14,0)","v":250.98181187105698},{"$f":"E18","v":250.98181187105698},{"$f":"10*LOG($H$28/$H$27)+(VLOOKUP(A18,Akustik_Matrix,7,0)*LN(VLOOKUP(A18,Akustik_Matrix,16,0))+VLOOKUP(A18,Akustik_Matrix,8,0))","v":42.936422447191539},{"$f":"G18-6.5","v":36.436422447191539},{"$f":"IF(OR(F18>300,F18<50),\"\",IFERROR(ROUND(B18*1.2*1004.5*($F$6-$F$9)/3600,-1),0))","v":-340},{"$f":"IF(OR(F18>300,F18<50),\"\",IF(A18=0,,IFERROR((T18*($F$7-$F$5))*W18,T18)))","v":-590.76415118454315},{"$f":"IFERROR((I18+J18),)","v":-930.76415118454315},{"$f":"IF(OR(F18>300,F18<50),\"\",IFERROR(ROUND(B18*1.2*1004.5*($K$6-$K$9)/3600,-1),))","v":-90},{"$f":"IF(OR(F18>300,F18<50),\"\",IF(A18=0,,IFERROR((V18*($K$7-$K$5))*X18,V18)))","v":1556.8266571921001},{"$f":"IFERROR((L18+M18),)","v":1466.8266571921001},{"$f":"IFERROR(IF(J18=0,,$F$7-((J18/(4.2*$I$21/3.6)))),)","v":18.025477089775578},{"$f":"IFERROR(IF(M18=0,,($K$7-((M18/(4.2*$I$22/3.6))))),)","v":46.655771509781999},null,null,{"$f":"VLOOKUP(A18,Matrix_Leistung_Düsenkästen,19,0)*VLOOKUP(A18,Matrix_Leistung_Düsenkästen,36,0)^2+VLOOKUP(A18,Matrix_Leistung_Düsenkästen,20,0)*VLOOKUP(A18,Matrix_Leistung_Düsenkästen,36,0)+VLOOKUP(A18,Matrix_Leistung_Düsenkästen,21,0)","v":47.553488649017893},{"$f":"($G$35*S18^$G$34+$H$35*S18^$H$34+$I$35*S18^$I$34+$J$35*S18^$J$34+$K$35*S18^$K$34+$L$35*S18^$L$34+$M$35)*S18","v":58.637050323669079},{"$f":"VLOOKUP(A18,Matrix_Leistung_Düsenkästen,33,0)*VLOOKUP(A18,Matrix_Leistung_Düsenkästen,36,0)^2+VLOOKUP(A18,Matrix_Leistung_Düsenkästen,34,0)*VLOOKUP(A18,Matrix_Leistung_Düsenkästen,36,0)+VLOOKUP(A18,Matrix_Leistung_Düsenkästen,35,0)","v":32.255154573156432},{"$f":"($G$40*U18^$G$39+$H$40*U18^$H$39+$I$40*U18^$I$39+$J$40*U18^$J$39+$K$40*U18^$K$39+$L$40*U18^$L$39+$M$40)*U18","v":38.920666429802488},{"$f":"IF($W$11=100,100,$AB$23)","v":1.0074929552622447},{"$f":"IF($X$11=100,100,$AH$23)","v":1.0000000000000004},null,325.3458536666667,31.223874333333331,{"$f":"AA18/AA$21","v":1.0317891900851901},{"$f":"Z18/Z$21","v":1.6267292683333334},67.5,null,199.25634266666665,32.917877666666669,1.1069580958202847,1.9925634266666665,10.699999999999998,null,null,null,1072184,{"$f":"VLOOKUP(AN18,Duesenkaesten_Groeßen_Matrix,3)","v":33},{"$f":"CONCATENATE(\"\"&AO18&\" Düsen \")","v":"33 Düsen "},70.412695999999997,45.256369333333339,300,{"$f":"CONCATENATE(\"\"&AS18&\" Pa \")","v":"300 Pa "},2.2193599569636762,null,null,null,null,null,null,null,null,null,null,null,null,null,null,null,null,null,null,null,null,null,null,null,null,null,null,null,null,null,42,89.333149514465148,300,42.9,45,"M6;2553; Düsen 42 (30 / 12); mit Al-Lineargitter",null,null,null,null,null,null,null,null,null,null,null,null,null,null,null,null,null,null,null,null,null,null,null,null,null,null,null,null,null,null,null,null,null,null,null,null,null,null,null,null,null,null,null,null,null,null,null,null,null,null,null,null,null,null,null,null,null,null,null,null,null,null,null,null,null,null,null,null,null,null,null,null,null,null,null,null,null,null,null,null,null,null,null,null,null,null,null,null,null,null,null,null,null,null,null,null,null,null,null,null,null,null,null,null,null,null,null,null,null,null,null,null,null,null,null,null,null,null,null,null,null,null,null,null,null,null,null,null,null,null,null,null,null,null,null,null,null,null,null,null,null,null,20,10,110,10]
[{"$f":"HFB!A51","v":"XL"},{"$f":"IF(OR(F19>300,F19<50),,$F$11)","v":127},{"$f":"VLOOKUP(A19,Matrix_Leistung_Düsenkästen,12,0)*VLOOKUP(A19,Matrix_Leistung_Düsenkästen,36,0)^VLOOKUP(A19,Matrix_Leistung_Düsenkästen,13,0)","v":180.5935944385005},{"$f":"VLOOKUP(A19,Matrix_Leistung_Düsenkästen,26,0)*VLOOKUP(A19,Matrix_Leistung_Düsenkästen,36,0)^VLOOKUP(A19,Matrix_Leistung_Düsenkästen,27,0)","v":179.34821747371581},{"$f":"VLOOKUP(A19,Akustik_Matrix,13,0)*(VLOOKUP(A19,Akustik_Matrix,16,0))^VLOOKUP(A19,Akustik_Matrix,14,0)","v":184.56094410441568},{"$f":"E19","v":184.56094410441568},{"$f":"10*LOG($H$28/$H$27)+(VLOOKUP(A19,Akustik_Matrix,7,0)*LN(VLOOKUP(A19,Akustik_Matrix,16,0))+VLOOKUP(A19,Akustik_Matrix,8,0))","v":39.619623034678391},{"$f":"G19-6.5","v":33.119623034678391},{"$f":"IF(OR(F19>300,F19<50),\"\",IFERROR(ROUND(B19*1.2*1004.5*($F$6-$F$9)/3600,-1),0))","v":-340},{"$f":"IF(OR(F19>300,F19<50),\"\",IF(A19=0,,IFERROR((T19*($F$7-$F$5))*W19,T19)))","v":-528.88266954067251},{"$f":"IFERROR((I19+J19),)","v":-868.88266954067251},{"$f":"IF(OR(F19>300,F19<50),\"\",IFERROR(ROUND(B19*1.2*1004.5*($K$6-$K$9)/3600,-1),))","v":-90},{"$f":"IF(OR(F19>300,F19<50),\"\",IF(A19=0,,IFERROR((V19*($K$7-$K$5))*X19,V19)))","v":1496.1888463910407},{"$f":"IFERROR((L19+M19),)","v":1406.1888463910407},{"$f":"IFERROR(IF(J19=0,,$F$7-((J19/(4.2*$I$21/3.6)))),)","v":17.813312009853735},{"$f":"IFERROR(IF(M19=0,,($K$7-((M19/(4.2*$I$22/3.6))))),)","v":47.175524173791075},null,null,{"$f":"VLOOKUP(A19,Matrix_Leistung_Düsenkästen,19,0)*VLOOKUP(A19,Matrix_Leistung_Düsenkästen,36,0)^2+VLOOKUP(A19,Matrix_Leistung_Düsenkästen,20,0)*VLOOKUP(A19,Matrix_Leistung_Düsenkästen,36,0)+VLOOKUP(A19,Matrix_Leistung_Düsenkästen,21,0)","v":42.408296824612847},{"$f":"($G$35*S19^$G$34+$H$35*S19^$H$34+$I$35*S19^$I$34+$J$35*S19^$J$34+$K$35*S19^$K$34+$L$35*S19^$L$34+$M$35)*S19","v":52.494924830815059},{"$f":"VLOOKUP(A19,Matrix_Leistung_Düsenkästen,33,0)*VLOOKUP(A19,Matrix_Leistung_Düsenkästen,36,0)^2+VLOOKUP(A19,Matrix_Leistung_Düsenkästen,34,0)*VLOOKUP(A19,Matrix_Leistung_Düsenkästen,36,0)+VLOOKUP(A19,Matrix_Leistung_Düsenkästen,35,0)","v":30.962459254151796},{"$f":"($G$40*U19^$G$39+$H$40*U19^$H$39+$I$40*U19^$I$39+$J$40*U19^$J$39+$K$40*U19^$K$39+$L$40*U19^$L$39+$M$40)*U19","v":37.404721159776003},{"$f":"IF($W$11=100,100,$AB$23)","v":1.0074929552622447},{"$f":"IF($X$11=100,100,$AH$23)","v":1.0000000000000004},null,null,null,null,null,null,null,250.33175600000001,33.656164333333329,1.131785103532583,2.5033175600000002,16.7,null,null,null,null,null,null,"V_Prim_2_kühlen","qk_2_kühlen","dP_2_kühlen",null,null,null,null,null,null,null,null,null,null,null,null,null,null,null,null,null,null,null,null,null,null,null,null,null,null,null,null,null,null,null,42,72.535799320759111,195,36.799999999999997,40.700000000000003,"M6;; Düsen 42 (30 / 12); mit Al-Lineargitter",null,null,null,null,null,null,null,null,null,null,null,null,null,null,null,null,null,null,null,null,1072184,27.8,50,{"$f":"(1.2*DW19/3600*1004.5*(DR19-ED19)-DI19/3600*4180*DL19)/(1004.5*(DQ19-DR19)/3600)/DW19","v":2.3316073623766336},{"$f":"(((4180/1004.5)*(DI19/(1.2*DW19))*(DL19))+(ED19-DR19))/(DR19-DQ19)","v":1.9430061353138612},{"$f":"(1.2*DW19/3600*1004.5*(DR19-ED19)-DI19/3600*4180*DL19)/(1.2*1004.5*(DQ19-DR19)/3600)/DW19","v":1.9430061353138612},"2016-08-04",null,null,null,198.06684933333335,15.933666666666667,16.742000000000001,-0.80833333333333346,-185.89816966666669,15.981152,66.681854666666666,2.3312653333333331,27.566000000000003,21.49977766666667,null,null,null,null,28.603288000000003,27.733333333333334,27.600000000000005,27.360000000000003,22.103333333333335,21.163333333333334,21.233333333333334,29.123333333333335,27.973333333333333,null,null,null,{"$f":"(1.2*DW19/3600*1004.5*(DR19-ED19)-DI19/3600*4180*DL19)/(1004.5*(DQ19-DR19)/3600)","v":66.691636888979218},null,null,null,null,null,15.9,17,67,0.1,27.6,40,0.25,0.25,16.149999999999999,80.400000000000006,198,0.8,20.5,0,{"$f":"(EQ19*EW19+DW19*ED19)/(EQ19+DW19)","v":20.031456353816338},{"$f":"-EU19*1000","v":-250},{"$f":"DM19","v":-185.89816966666669},{"$f":"FE19/FD19","v":0.74359267866666678},{"$f":"EU19*1000/(ES19-EO19)","v":21.367521367521366},{"$f":"FG19/FM19","v":0.64750064750064751},{"$f":"DN19","v":15.981152},{"$f":"FI19/FM19","v":0.48427733333333334},{"$f":"FI19/FG19","v":0.74791791360000004},{"$f":"DW19","v":28.603288000000003},33,{"$f":"FL19/FM19","v":0.86676630303030311},{"$f":"FI19/FN19","v":18.437671081730183},50,null,null,null,null,null,null,null,null,null,null,null,null,null,null,null,null,null,null,null,null,null,null,null,null,null,null,null,null,null,null,null,null,null,null,null,null,null,null,null,null,null,null,null,null,null,null,null,null,null,null,null,null,20,100,110,100]
[null,null,null,null,null,null,null,null,null,null,null,null,null,null,null,null,null,null,null,null,null,null,null,null,null,"wok",null,null,null,null,null,"woh",null,null,null,null,null,null,null,1072187,{"$f":"VLOOKUP(AN20,Duesenkaesten_Groeßen_Matrix,3)","v":42},{"$f":"CONCATENATE(\"\"&AO20&\" Düsen \")","v":"42 Düsen "},37.532280999999998,19.059263999999999,50,{"$f":"CONCATENATE(\"\"&AS20&\" Pa \")","v":"50 Pa "},1.7944332586438212,null,null,null,null,null,null,null,null,null,null,null,null,null,null,null,null,null,null,null,null,null,null,null,null,null,null,null,null,null,null,"Akustik_Vpr3","Akustik_P3","Akustik_Lwa3",null,null,null,null,null,null,null,null,null,null,null,null,null,null,null,null,null,null,null,null,null,null,1072184,27.8,150,{"$f":"(1.2*DW20/3600*1004.5*(DR20-ED20)-DI20/3600*4180*DL20)/(1004.5*(DQ20-DR20)/3600)/DW20","v":2.4181854049146843},{"$f":"(((4180/1004.5)*(DI20/(1.2*DW20))*(DL20))+(ED20-DR20))/(DR20-DQ20)","v":2.0151545040955705},{"$f":"(1.2*DW20/3600*1004.5*(DR20-ED20)-DI20/3600*4180*DL20)/(1.2*1004.5*(DQ20-DR20)/3600)/DW20","v":2.0151545040955705},"2016-08-04",null,null,null,199.07974033333335,15.944000000000001,17.541333333333331,-1.5973333333333333,-369.21455833333334,31.251051666666665,121.98510533333332,2.4179463333333335,27.758444666666666,21.184000000000001,null,null,null,null,50.449883999999997,27.893333333333334,27.763333333333335,27.623333333333335,21.166666666666668,21.116666666666664,21.27,29.793333333333333,27.986666666666668,null,null,null,{"$f":"(1.2*DW20/3600*1004.5*(DR20-ED20)-DI20/3600*4180*DL20)/(1004.5*(DQ20-DR20)/3600)","v":121.99717316843883},null,null,null,null,null,15.9,17.8,122,0.2,27.8,40,0.43,0.43,16.850000000000001,77.8,199,0.8,20.6,0,{"$f":"(EQ20*EW20+DW20*ED20)/(EQ20+DW20)","v":20.636547431020599},{"$f":"-EU20*1000","v":-430},{"$f":"DM20","v":-369.21455833333334},{"$f":"FE20/FD20","v":0.85863850775193806},{"$f":"EU20*1000/(ES20-EO20)","v":36.134453781512605},{"$f":"FG20/FM20","v":1.0949834479246243},{"$f":"DN20","v":31.251051666666665},{"$f":"FI20/FM20","v":0.94700156565656557},{"$f":"FI20/FG20","v":0.86485468565891466},{"$f":"DW20","v":50.449883999999997},33,{"$f":"FL20/FM20","v":1.5287843636363636},{"$f":"FI20/FN20","v":20.441765634188574},150,null,null,null,null,null,null,null,null,null,null,null,null,null,null,null,null,null,null,null,null,null,null,null,null,null,null,null,null,null,null,null,null,null,null,null,null,null,null,null,null,null,null,null,null,null,null,null,null,null,null,null,null,20,10,110,10]
[null,"wOK=",null,null,null,{"$f":"wok","v":200},"[kg/h]","wK=",{"$f":"HFB!I53","v":250},"[kg/h]",null,"DpK =",{"$f":"AA38*$I$21^AB38*J28","v":49.198547464075538},"[kPa]",null,null,null,null,null,null,null,null,null,null,null,200,{"$f":"Z30*Z21^Z29+AA30*Z21^AA29+AB30*Z21^AB29+AC30*Z21^AC29+AD30","v":30.261873872467419},{"$f":"Z47*AC21^Z46+AA47*AC21^AA46+AB47*AC21^AB46+AC47*AC21^AC46+AD47","v":1.0000000000000002},{"$f":"wok/wok","v":1},{"$f":"AA38*Z21^AB38","v":27.922305024540318},null,100,{"$f":"AF30*AF21^4+AG30*AF21^3+AH30*AF21^2+AI30*AF21+AJ30","v":29.737239188149818},{"$f":"AF47*AI21^AF46+AG47*AI21^AG46+AH47*AI21^AH46+AI47*AI21^AI46+AJ47","v":1.0000000000000004},{"$f":"woh/woh","v":1},{"$f":"AG38*AF21^AH38","v":2.561828504966845},null,null,null,1072187,{"$f":"VLOOKUP(AN21,Duesenkaesten_Groeßen_Matrix,3)","v":42},{"$f":"CONCATENATE(\"\"&AO21&\" Düsen \")","v":"42 Düsen "},64.566884000000002,36.348201666666668,150,{"$f":"CONCATENATE(\"\"&AS21&\" Pa \")","v":"150 Pa "},1.8308842628244268,null,null,null,null,null,null,null,null,null,null,null,null,null,null,null,null,null,null,null,null,null,null,null,null,null,null,null,null,null,52,125.90718886578425,392,48.3,49.8,"M4;2547; Düsen 52 (30 / 22); mit Edelstahlgitter",null,null,null,null,null,null,null,null,null,null,null,null,null,null,null,null,null,null,null,null,1072184,27.8,300,{"$f":"(1.2*DW21/3600*1004.5*(DR21-ED21)-DI21/3600*4180*DL21)/(1004.5*(DQ21-DR21)/3600)/DW21","v":2.6632319483564113},{"$f":"(((4180/1004.5)*(DI21/(1.2*DW21))*(DL21))+(ED21-DR21))/(DR21-DQ21)","v":2.2193599569636766},{"$f":"(1.2*DW21/3600*1004.5*(DR21-ED21)-DI21/3600*4180*DL21)/(1.2*1004.5*(DQ21-DR21)/3600)/DW21","v":2.2193599569636762},"2016-08-04",null,null,null,199.25852466666666,15.954666666666668,18.103999999999999,-2.1493333333333333,-497.27147399999996,45.256369333333339,187.54194300000003,2.6634679999999999,26.942555333333331,21.427666666666667,null,null,null,null,70.412695999999997,26.916666666666668,26.766666666666666,27.146666666666665,21.186666666666667,21.396666666666665,21.696666666666669,30.28,27.993333333333329,null,null,null,{"$f":"(1.2*DW21/3600*1004.5*(DR21-ED21)-DI21/3600*4180*DL21)/(1004.5*(DQ21-DR21)/3600)","v":187.52534155710768},null,null,null,null,null,16,18.399999999999999,188,0.4,26.9,40,0.56000000000000005,0.56000000000000005,17.72,69.8,199,0.8,20.6,1,{"$f":"(EQ21*EW21+DW21*ED21)/(EQ21+DW21)","v":21.142368465054055},{"$f":"-EU21*1000","v":-560},{"$f":"DM21","v":-497.27147399999996},{"$f":"FE21/FD21","v":0.88798477499999995},{"$f":"EU21*1000/(ES21-EO21)","v":51.37614678899083},{"$f":"FG21/FM21","v":1.5568529329997221},{"$f":"DN21","v":45.256369333333339},{"$f":"FI21/FM21","v":1.3714051313131315},{"$f":"FI21/FG21","v":0.88088290309523809},{"$f":"DW21","v":70.412695999999997},33,{"$f":"FL21/FM21","v":2.1337180606060606},{"$f":"FI21/FN21","v":21.210098076630956},300,null,null,null,null,null,null,null,null,null,null,null,null,null,null,null,null,null,null,null,null,null,null,null,null,null,null,null,null,null,null,null,null,null,null,null,null,null,null,null,null,null,null,null,null,null,null,null,null,null,null,null,null,30,10,120,10]
[null,"wOH=",null,null,null,{"$f":"woh","v":100},"[kg/h]","wH=",{"$f":"HFB!I54","v":100},"[kg/h]",null,"DpH =",{"$f":"(AH34/100^AI34)*I22^AI34","v":1.8},"[kPa]","Eigenkonvektion Heizen QE:",null,null,null,null,null,null,null,null,null,null,"wk",null,null,null,null,null,"wh",null,null,null,null,null,null,null,1072187,{"$f":"VLOOKUP(AN22,Duesenkaesten_Groeßen_Matrix,3)","v":42},{"$f":"CONCATENATE(\"\"&AO22&\" Düsen \")","v":"42 Düsen "},89.238556000000003,49.783244333333336,300,{"$f":"CONCATENATE(\"\"&AS22&\" Pa \")","v":"300 Pa "},1.9502942443348572,null,null,null,null,null,null,null,null,null,null,null,null,null,null,null,null,null,null,null,null,null,null,null,null,null,null,null,null,null,52,110.88194832419616,301,44.5,46.6,"M4;2548; Düsen 52 (30 / 22); mit Edelstahlgitter",null,null,null,null,null,null,null,null,null,null,null,null,null,null,null,null,null,null,null,null,null,null,null,null,null,null,null,null,null,null,null,null,null,null,null,null,null,null,null,null,null,null,null,null,null,null,null,null,null,null,null,null,null,null,null,null,null,null,null,null,null,null,null,null,null,null,null,null,null,null,null,null,null,null,null,null,null,null,null,null,null,null,null,null,null,null,null,null,null,null,null,null,null,null,null,null,null,null,null,null,null,null,null,null,null,null,null,null,null,null,null,null,null,null,null,null,null,null,null,null,null,null,null,null,null,null,null,null,null,null,null,null,null,null,null,null,null,null,null,null,null,null,30,100,120,100]
[null,null,null,null,null,null,null,{"$f":"IF(I21/F21<0.2,\"Kaltwassermenge mind. 20% von Nennwassermenge!\",0)","v":0},null,null,null,null,null,null,"175 W bei WWVL= 55°C",null,null,null,null,null,null,null,null,null,null,{"$f":"I21","v":250},{"$f":"Z30*Z23^Z29+AA30*Z23^AA29+AB30*Z23^AB29+AC30*Z23^AC29+AD30","v":30.488624739545486},{"$f":"Z47*Wassermenge_Faktor_kühlen^Z46+AA47*Wassermenge_Faktor_kühlen^AA46+AB47*Wassermenge_Faktor_kühlen^AB46+AC47*Wassermenge_Faktor_kühlen^AC46+AD47","v":1.0074929552622447},{"$f":"Wassermenge_Faktor_kühlen","v":1.25},{"$f":"AA38*Z23^AB38","v":42.04015627404948},null,{"$f":"I22","v":100},{"$f":"AF30*AF23^4+AG30*AF23^3+AH30*AF23^2+AI30*AF23+AJ30","v":29.737239188149818},{"$f":"AF47*Wassermenge_Faktor_heizen^AF46+AG47*Wassermenge_Faktor_heizen^AG46+AH47*Wassermenge_Faktor_heizen^AH46+AI47*Wassermenge_Faktor_heizen^AI46+AJ47","v":1.0000000000000004},{"$f":"Wassermenge_Faktor_heizen","v":1},{"$f":"AG38*AF23^AH38","v":2.561828504966845},null,null,null,null,null,null,"V_Prim_3_kühlen","qk_3_kühlen","dP_3_kühlen",null,null,null,null,null,null,null,null,null,"S",60,null,null,null,null,null,null,null,null,null,null,null,null,null,null,null,null,null,null,null,null,52,90.389751132236611,195,38.4,42,"M4;2549; Düsen 52 (30 / 22); mit Edelstahlgitter",null,null,null,null,null,null,null,null,null,null,null,null,null,null,null,null,null,null,null,null,1072187,28.3,50,{"$f":"(1.2*DW23/3600*1004.5*(DR23-ED23)-DI23/3600*4180*DL23)/(1004.5*(DQ23-DR23)/3600)/DW23","v":2.1533199103725851},{"$f":"(((4180/1004.5)*(DI23/(1.2*DW23))*(DL23))+(ED23-DR23))/(DR23-DQ23)","v":1.7944332586438207},{"$f":"(1.2*DW23/3600*1004.5*(DR23-ED23)-DI23/3600*4180*DL23)/(1.2*1004.5*(DQ23-DR23)/3600)/DW23","v":1.7944332586438212},"2016-08-04",null,null,null,200.51641099999998,15.927333333333332,16.863333333333333,-0.93599999999999994,-217.92239733333335,19.059263999999999,80.844544333333332,2.1540003333333329,27.362555666666665,21.74666666666667,null,null,null,null,37.532280999999998,27.540000000000003,27.22,27.330000000000002,22.143333333333334,21.570000000000004,21.526666666666667,29.01,27.896666666666665,null,null,null,{"$f":"(1.2*DW23/3600*1004.5*(DR23-ED23)-DI23/3600*4180*DL23)/(1004.5*(DQ23-DR23)/3600)","v":80.819007958998668},null,null,null,null,null,15.9,17.100000000000001,81,0.2,27.4,40,0.28999999999999998,0.28999999999999998,16.3,78.8,201,0.8,20.9,0,{"$f":"(EQ23*EW23+DW23*ED23)/(EQ23+DW23)","v":20.324517941319293},{"$f":"-EU23*1000","v":-290},{"$f":"DM23","v":-217.92239733333335},{"$f":"FE23/FD23","v":0.75145654252873573},{"$f":"EU23*1000/(ES23-EO23)","v":25.217391304347831},{"$f":"FG23/FM23","v":0.60041407867494834},{"$f":"DN23","v":19.059263999999999},{"$f":"FI23/FM23","v":0.45379199999999997},{"$f":"FI23/FG23","v":0.75579839999999976},{"$f":"DW23","v":37.532280999999998},42,{"$f":"FL23/FM23","v":0.89362573809523804},{"$f":"FI23/FN23","v":21.32801595511874},50,null,null,null,null,null,null,null,null,null,null,null,null,null,null,null,null,null,null,null,null,null,null,null,null,null,null,null,null,null,null,null,null,null,null,null,null,null,null,null,null,null,null,null,null,null,null,null,null,null,null,null,null,30,10,120,10]
[null,null,null,null,null,null,null,{"$f":"IF(I22/F22<0.4,\"Heizwassermenge mind. 40% von Nennwassermenge!\",0)","v":0},null,null,null,null,null,null,"(bei tR = 20 °C und Nennwasserm.)",null,null,null,null,null,null,null,null,null,null,"y = qk\nx = wk",null,null,null,null,null,"y = qh\nx = wh",null,null,null,null,null,null,null,1072190,{"$f":"VLOOKUP(AN24,Duesenkaesten_Groeßen_Matrix,3)","v":52},{"$f":"CONCATENATE(\"\"&AO24&\" Düsen \")","v":"52 Düsen "},46.03850400000001,19.906650333333332,50,{"$f":"CONCATENATE(\"\"&AS24&\" Pa \")","v":"50 Pa "},1.4034287745586778,null,null,null,null,null,null,null,null,null,null,null,null,null,null,null,null,null,null,null,null,null,null,null,null,null,null,null,null,null,null,"Akustik_Vpr4","Akustik_P4","Akustik_Lwa4",null,null,null,null,null,null,null,null,null,null,null,null,null,null,null,null,null,null,null,null,null,null,1072187,28.7,150,{"$f":"(1.2*DW24/3600*1004.5*(DR24-ED24)-DI24/3600*4180*DL24)/(1004.5*(DQ24-DR24)/3600)/DW24","v":2.197061115389312},{"$f":"(((4180/1004.5)*(DI24/(1.2*DW24))*(DL24))+(ED24-DR24))/(DR24-DQ24)","v":1.8308842628244271},{"$f":"(1.2*DW24/3600*1004.5*(DR24-ED24)-DI24/3600*4180*DL24)/(1.2*1004.5*(DQ24-DR24)/3600)/DW24","v":1.8308842628244268},"2016-08-03",null,null,null,202.01971500000002,15.989333333333335,17.754666666666665,-1.7653333333333334,-414.08690633333327,36.348201666666668,141.87634600000001,2.197354666666667,27.382000000000001,21.885778000000002,null,null,null,null,64.566884000000002,27.53,27,27.61,21.806666666666668,22.016666666666666,21.83,30.97666666666667,29.040000000000003,null,null,null,{"$f":"(1.2*DW24/3600*1004.5*(DR24-ED24)-DI24/3600*4180*DL24)/(1004.5*(DQ24-DR24)/3600)","v":141.85739017825233},null,null,null,null,null,16,18,142,0.3,27.4,40,0.47,0.47,17.18,74.400000000000006,202,0.8,21.1,0,{"$f":"(EQ24*EW24+DW24*ED24)/(EQ24+DW24)","v":21.492442338304976},{"$f":"-EU24*1000","v":-470},{"$f":"DM24","v":-414.08690633333327},{"$f":"FE24/FD24","v":0.88103597092198571},{"$f":"EU24*1000/(ES24-EO24)","v":41.228070175438603},{"$f":"FG24/FM24","v":0.98162071846282384},{"$f":"DN24","v":36.348201666666668},{"$f":"FI24/FM24","v":0.86543337301587309},{"$f":"FI24/FG24","v":0.88163723191489352},{"$f":"DW24","v":64.566884000000002},42,{"$f":"FL24/FM24","v":1.537306761904762},{"$f":"FI24/FN24","v":23.644078441202147},150,null,null,null,null,null,null,null,null,null,null,null,null,null,null,null,null,null,null,null,null,null,null,null,null,null,null,null,null,null,null,null,null,null,null,null,null,null,null,null,null,null,null,null,null,null,null,null,null,null,null,null,null,40,10,130,10]
[null,null,null,null,null,null,null,null,null,null,null,null,null,null,null,null,null,null,null,null,null,null,null,null,null,null,null,null,null,null,null,null,null,null,null,null,null,null,null,1072190,{"$f":"VLOOKUP(AN25,Duesenkaesten_Groeßen_Matrix,3)","v":52},{"$f":"CONCATENATE(\"\"&AO25&\" Düsen \")","v":"52 Düsen "},79.798111000000006,38.601972333333329,150,{"$f":"CONCATENATE(\"\"&AS25&\" Pa \")","v":"150 Pa "},1.5741714520439118,null,null,null,null,null,null,null,null,null,null,null,null,null,null,null,null,null,null,null,null,null,null,null,null,null,null,null,null,null,60,93.493219187196047,156,36.299999999999997,41.3,"M1;2538; Düsen 60 (30 / 30); mit Edelstahlgitter",null,null,null,null,null,null,null,null,null,null,null,null,null,null,null,null,null,null,null,null,1072187,28.5,300,{"$f":"(1.2*DW25/3600*1004.5*(DR25-ED25)-DI25/3600*4180*DL25)/(1004.5*(DQ25-DR25)/3600)/DW25","v":2.3403530932018284},{"$f":"(((4180/1004.5)*(DI25/(1.2*DW25))*(DL25))+(ED25-DR25))/(DR25-DQ25)","v":1.9502942443348577},{"$f":"(1.2*DW25/3600*1004.5*(DR25-ED25)-DI25/3600*4180*DL25)/(1.2*1004.5*(DQ25-DR25)/3600)/DW25","v":1.9502942443348572},"2016-08-03",null,null,null,201.91297466666666,15.985666666666667,18.395,-2.4093333333333331,-564.85644933333333,49.783244333333336,208.87518633333332,2.3406383333333332,27.332222333333334,22.219888999999998,null,null,null,null,89.238556000000003,27.183333333333334,27.16,27.653333333333332,21.963333333333335,22.463333333333335,22.233333333333334,31.153333333333336,28.95,null,null,null,{"$f":"(1.2*DW25/3600*1004.5*(DR25-ED25)-DI25/3600*4180*DL25)/(1004.5*(DQ25-DR25)/3600)","v":208.84973056746458},null,null,null,null,null,16,18.7,209,0.4,27.3,40,0.63,0.63,18.04,70,202,0.8,21,1,{"$f":"(EQ25*EW25+DW25*ED25)/(EQ25+DW25)","v":21.963754683862316},{"$f":"-EU25*1000","v":-630},{"$f":"DM25","v":-564.85644933333333},{"$f":"FE25/FD25","v":0.89659753862433866},{"$f":"EU25*1000/(ES25-EO25)","v":55.752212389380524},{"$f":"FG25/FM25","v":1.3274336283185839},{"$f":"DN25","v":49.783244333333336},{"$f":"FI25/FM25","v":1.1853153412698414},{"$f":"FI25/FG25","v":0.89293755708994726},{"$f":"DW25","v":89.238556000000003},42,{"$f":"FL25/FM25","v":2.1247275238095238},{"$f":"FI25/FN25","v":23.430413441472542},300,null,null,null,null,null,null,null,null,null,null,null,null,null,null,null,null,null,null,null,null,null,null,null,null,null,null,null,null,null,null,null,null,null,null,null,null,null,null,null,null,null,null,null,null,null,null,null,null,null,null,null,null,40,100,130,100]
[null,null,null,null,null,null,"BG","WT","Verhältnis","korrektur kühlen\n(Eurocoil)","korrektur - heizen\n(Eurocoil)",null,null,null,null,null,null,null,null,null,null,null,null,null,null,"y =","axn+bx(n-1)+...+nx+m",null,null,null,null,"y =","axn+bx(n-1)+...+nx+m",null,null,null,null,null,null,1072190,{"$f":"VLOOKUP(AN26,Duesenkaesten_Groeßen_Matrix,3)","v":52},{"$f":"CONCATENATE(\"\"&AO26&\" Düsen \")","v":"52 Düsen "},110.37488500000001,51.937210999999998,300,{"$f":"CONCATENATE(\"\"&AS26&\" Pa \")","v":"300 Pa "},1.6063505834206313,null,null,null,null,null,null,null,null,null,null,null,null,null,null,null,null,null,null,null,null,null,null,null,null,null,null,null,null,null,60,114.34270102965054,241,42.3,48,"M1;2539; Düsen 60 (30 / 30); mit Edelstahlgitter",null,null,null,null,null,null,null,null,null,null,null,null,null,null,null,null,null,null,null,null,null,null,null,null,null,null,null,null,null,null,null,null,null,null,null,null,null,null,null,null,null,null,null,null,null,null,null,null,null,null,null,null,null,null,null,null,null,null,null,null,null,null,null,null,null,null,null,null,null,null,null,null,null,null,null,null,null,null,null,null,null,null,null,null,null,null,null,null,null,null,null,null,null,null,null,null,null,null,null,null,null,null,null,null,null,null,null,null,null,null,null,null,null,null,null,null,null,null,null,null,null,null,null,null,null,null,null,null,null,null,null,null,null,null,null,null,null,null,null,null,null,null,40,10,130,10]
[null,null,null,null,null,null,"BG 800",820,{"$f":"H27/$H$27","v":1},{"$f":"1","v":1},{"$f":"1","v":1},null,null,null,null,null,null,null,null,null,null,null,null,null,null,"Polynom",3,"Ordnung",null,null,null,"Polynom",4,"Ordnung",null,null,null,null,null,null,null,null,"V_Prim_4_kühlen","qk_4_kühlen","dP_4_kühlen",null,null,null,null,null,null,null,null,null,null,null,null,null,null,null,null,null,null,null,null,null,null,null,null,null,null,null,null,null,null,null,60,115.27983262178404,240,42.3,45.4,"M1;2540; Düsen 60 (30 / 30); mit Edelstahlgitter",null,null,null,null,null,null,null,null,null,null,null,null,null,null,null,null,null,null,null,null,1072190,28.7,50,{"$f":"(1.2*DW27/3600*1004.5*(DR27-ED27)-DI27/3600*4180*DL27)/(1004.5*(DQ27-DR27)/3600)/DW27","v":1.684114529470413},{"$f":"(((4180/1004.5)*(DI27/(1.2*DW27))*(DL27))+(ED27-DR27))/(DR27-DQ27)","v":1.4034287745586775},{"$f":"(1.2*DW27/3600*1004.5*(DR27-ED27)-DI27/3600*4180*DL27)/(1.2*1004.5*(DQ27-DR27)/3600)/DW27","v":1.4034287745586778},"2016-08-03",null,null,null,202.08637466666664,15.975333333333333,17.016000000000002,-1.0406666666666669,-244.19100966666667,19.906650333333332,77.513548333333333,1.6836679999999999,28.242000333333333,22.651667,null,null,null,null,46.03850400000001,28.45,28.143333333333334,28.13,22.636666666666667,22.36,22.959999999999997,30.646666666666665,29.036666666666665,null,null,null,{"$f":"(1.2*DW27/3600*1004.5*(DR27-ED27)-DI27/3600*4180*DL27)/(1004.5*(DQ27-DR27)/3600)","v":77.534113501481741},null,null,240,null,"S",16,17.3,77,0.2,28.2,40,0.3,0.3,16.38,82.1,202,0.8,21.1,0,{"$f":"(EQ27*EW27+DW27*ED27)/(EQ27+DW27)","v":21.718296297880862},{"$f":"-EU27*1000","v":-300},{"$f":"DM27","v":-244.19100966666667},{"$f":"FE27/FD27","v":0.8139700322222222},{"$f":"EU27*1000/(ES27-EO27)","v":24.590163934426229},{"$f":"FG27/FM27","v":0.4728877679697352},{"$f":"DN27","v":19.906650333333332},{"$f":"FI27/FM27","v":0.3828201987179487},{"$f":"FI27/FG27","v":0.80953711355555547},{"$f":"DW27","v":46.03850400000001},52,{"$f":"FL27/FM27","v":0.88535584615384633},{"$f":"FI27/FN27","v":22.48434956386361},50,null,null,null,null,null,null,null,null,null,null,null,null,null,null,null,null,null,null,null,null,null,null,null,null,null,null,null,null,null,null,null,null,null,null,null,null,null,null,null,null,null,null,null,null,null,null,null,null,null,null,null,null,50,10,140,10]
[null,null,null,null,null,null,"BG 1000",1020,{"$f":"H28/$H$27","v":1.2439024390243902},{"$f":"Druckverlust_Wasser!G4","v":1.1702750851676731},{"$f":"Druckverlust_Wasser!H4","v":1.1604403609650584},null,null,null,{"$f":"175*I28","v":217.6829268292683},null,null,null,null,null,null,null,null,null,null,"a =","b =","c =","d =","m =","R2 =","a =","b =","c =","d =","e =","R2 =",null,"Keine Messungen \n-> Extrapolierte Werte (mit höherer Düsenzahl maximale Leistung aus Diagramm)",1072193,60,{"$f":"CONCATENATE(\"\"&AO28&\" Düsen \")","v":"60 Düsen "},{"$f":"AQ60","v":55.320571999999999},{"$f":"-0.00566*60^2 + 0.68029*60","v":20.441399999999998},50,{"$f":"CONCATENATE(\"\"&AS28&\" Pa \")","v":"50 Pa "},null,null,null,null,null,null,null,null,null,null,null,null,null,null,null,null,null,null,null,null,null,null,null,null,null,null,null,null,null,null,60,133.65378431963202,328,46.7,48.9,"M1;2541; Düsen 60 (30 / 30); mit Edelstahlgitter",null,null,null,null,null,null,null,null,null,null,null,null,null,null,null,null,null,null,null,null,1072190,28.7,150,{"$f":"(1.2*DW28/3600*1004.5*(DR28-ED28)-DI28/3600*4180*DL28)/(1004.5*(DQ28-DR28)/3600)/DW28","v":1.8890057424526943},{"$f":"(((4180/1004.5)*(DI28/(1.2*DW28))*(DL28))+(ED28-DR28))/(DR28-DQ28)","v":1.5741714520439121},{"$f":"(1.2*DW28/3600*1004.5*(DR28-ED28)-DI28/3600*4180*DL28)/(1.2*1004.5*(DQ28-DR28)/3600)/DW28","v":1.5741714520439118},"2016-08-03",null,null,null,202.11243766666666,15.972,17.90133333333333,-1.9293333333333333,-452.76653966666663,38.601972333333329,150.727441,1.8888596666666666,27.700999999999997,22.472221999999999,null,null,null,null,79.798111000000006,27.900000000000002,27.51,27.689999999999998,22.22,22.186666666666667,23.01,31.186666666666667,29.03,null,null,null,{"$f":"(1.2*DW28/3600*1004.5*(DR28-ED28)-DI28/3600*4180*DL28)/(1004.5*(DQ28-DR28)/3600)","v":150.73908991587751},null,null,null,null,null,16,18.2,151,0.3,27.7,40,0.51,0.51,17.329999999999998,74.900000000000006,202,0.8,21.1,1,{"$f":"(EQ28*EW28+DW28*ED28)/(EQ28+DW28)","v":22.120922334527545},{"$f":"-EU28*1000","v":-510},{"$f":"DM28","v":-452.76653966666663},{"$f":"FE28/FD28","v":0.88777752875816984},{"$f":"EU28*1000/(ES28-EO28)","v":43.589743589743591},{"$f":"FG28/FM28","v":0.8382642998027614},{"$f":"DN28","v":38.601972333333329},{"$f":"FI28/FM28","v":0.74234562179487174},{"$f":"FI28/FG28","v":0.88557465941176461},{"$f":"DW28","v":79.798111000000006},52,{"$f":"FL28/FM28","v":1.5345790576923077},{"$f":"FI28/FN28","v":25.15476289073225},150,null,null,null,null,null,null,null,null,null,null,null,null,null,null,null,null,null,null,null,null,null,null,null,null,null,null,null,null,null,null,null,null,null,null,null,null,null,null,null,null,null,null,null,null,null,null,null,null,null,null,null,null,50,100,140,100]
[null,null,null,null,null,null,"BG 630",590,{"$f":"H29/$H$27","v":0.71951219512195119},{"$f":"Druckverlust_Wasser!G5","v":0.80230543784862252},{"$f":"Druckverlust_Wasser!H5","v":0.81942320806976332},null,null,null,null,null,null,null,null,null,null,null,null,null,null,4,3,2,1,0,null,4,3,2,1,null,null,null,null,1072193,60,{"$f":"CONCATENATE(\"\"&AO29&\" Düsen \")","v":"60 Düsen "},{"$f":"AQ62","v":95.011116999999999},{"$f":"-0.01105*60^2 + 1.31977*60","v":39.406200000000013},150,{"$f":"CONCATENATE(\"\"&AS29&\" Pa \")","v":"150 Pa "},null,null,null,null,null,null,null,null,null,null,null,null,null,null,null,null,null,null,null,null,null,null,null,null,null,null,null,null,null,null,null,null,null,null,null,null,null,null,null,null,null,null,null,null,null,null,null,null,null,null,null,null,null,null,null,null,1072190,28.600000000000005,300,{"$f":"(1.2*DW29/3600*1004.5*(DR29-ED29)-DI29/3600*4180*DL29)/(1004.5*(DQ29-DR29)/3600)/DW29","v":1.9276207001047569},{"$f":"(((4180/1004.5)*(DI29/(1.2*DW29))*(DL29))+(ED29-DR29))/(DR29-DQ29)","v":1.6063505834206318},{"$f":"(1.2*DW29/3600*1004.5*(DR29-ED29)-DI29/3600*4180*DL29)/(1.2*1004.5*(DQ29-DR29)/3600)/DW29","v":1.6063505834206313},"2016-08-03",null,null,null,202.42245366666668,15.988999999999999,18.587666666666667,-2.5986666666666665,-610.76644866666675,51.937210999999998,212.75390100000001,1.9275570000000002,27.748666666666669,22.77288866666667,null,null,null,null,110.37488500000001,27.833333333333332,27.633333333333329,27.776666666666667,22.336666666666662,22.566666666666666,23.416666666666668,31.306666666666661,28.953333333333333,null,null,null,{"$f":"(1.2*DW29/3600*1004.5*(DR29-ED29)-DI29/3600*4180*DL29)/(1004.5*(DQ29-DR29)/3600)","v":212.76091309768205},null,null,null,null,null,16,18.8,213,0.4,27.7,40,0.66,0.66,18.149999999999999,71.099999999999994,202,0.8,21.1,1,{"$f":"(EQ29*EW29+DW29*ED29)/(EQ29+DW29)","v":22.640656626956872},{"$f":"-EU29*1000","v":-660},{"$f":"DM29","v":-610.76644866666675},{"$f":"FE29/FD29","v":0.92540371010101019},{"$f":"EU29*1000/(ES29-EO29)","v":56.410256410256416},{"$f":"FG29/FM29","v":1.0848126232741619},{"$f":"DN29","v":51.937210999999998},{"$f":"FI29/FM29","v":0.99879251923076917},{"$f":"FI29/FG29","v":0.920705104090909},{"$f":"DW29","v":110.37488500000001},52,{"$f":"FL29/FM29","v":2.1225939423076925},{"$f":"FI29/FN29","v":24.468745512169725},300,null,null,null,null,null,null,null,null,null,null,null,null,null,null,null,null,null,null,null,null,null,null,null,null,null,null,null,null,null,null,null,null,null,null,null,null,null,null,null,null,null,null,null,null,null,null,null,null,null,null,null,null,50,10,140,10]
[null,null,null,null,null,null,null,null,null,null,null,null,null,null,null,null,null,null,null,null,null,null,null,null,"Exponent",0,{"$f":"LINEST(WM_Roh_qk,WM_Roh_wk^{0,1,2,3},0,0)","v":9.1102562160700067E-7},-6.6426369465807326E-4,0.16452227264262678,16.639762157408988,{"$f":"RSQ(WM_Roh_qk,TREND(WM_Roh_qk,WM_Roh_wk^{0,1,2,3},WM_Roh_wk^{0,1,2,3}))","v":0.99685766761438166},{"$f":"LINEST(WM_Roh_qh,WM_Roh_wh^{0,1,2,3,4},0,0)","v":-1.8493180932064557E-8},1.356110319787918E-5,-3.747095356873383E-3,0.48462338092525586,7.0340695596853449,{"$f":"RSQ(WM_Roh_qh,TREND(WM_Roh_qh,WM_Roh_wh^{0,1,2,3,4},WM_Roh_wh^{0,1,2,3,4}))","v":0.9998530946344043},null,null,1072193,60,{"$f":"CONCATENATE(\"\"&AO30&\" Düsen \")","v":"60 Düsen "},{"$f":"AQ65","v":131.214168},{"$f":"-0.01944*52^2 + 2.00777*52","v":51.838279999999997},300,{"$f":"CONCATENATE(\"\"&AS30&\" Pa \")","v":"300 Pa "},null,null,null,null,null,null,null,null,null,null,null,null,null,null,null,null,null,null,null,null,null,null,null,null,null,null,null,null,null,null,null,null,null,null,null,null,null,null,null,null,null,null,null,null,null,null,null,null,null,null,null,null,null,null,null,null,null,null,null,null,null,null,null,null,null,null,null,null,null,null,null,null,null,null,null,null,null,null,null,null,null,null,null,null,null,null,null,null,null,null,null,null,null,null,null,null,null,null,null,null,null,null,null,null,null,null,null,null,null,null,null,null,null,null,null,null,null,null,null,null,null,null,null,null,null,null,null,null,null,null,null,null,null,null,null,null,null,null,null,null,null,null,null,null,null,null,null,null,null,null,null,null,null,null,null,null,null,null,null,null,null,null,null,null,null,null,null,null,null,null,null,null,null,null,null,null,null,null,60,10,160,10]
[null,null,null,null,null,null,"Vprimär BG800",null,null,null,null,null,null,null,null,null,null,null,null,null,null,null,null,null,null,null,null,null,null,null,null,"dp_H an HFBsf angepasst","BG","a","b",null,null,null,null,null,null,null,null,null,null,null,null,null,null,null,null,null,null,null,null,null,null,null,null,null,null,null,null,null,null,null,null,null,null,null,null,null,null,null,null,null,null,null,null,null,null,null,null,null,null,null,null,null,null,null,null,null,null,null,null,null,null,null,null,null,null,null,null,null,null,null,null,null,null,null,null,null,null,null,null,null,null,null,null,null,null,null,null,null,null,null,null,null,null,null,null,null,null,null,null,null,null,null,null,null,null,null,null,null,null,null,null,null,null,null,null,null,null,null,null,null,null,null,null,null,null,null,null,null,null,null,null,null,null,null,null,null,null,null,null,null,null,null,null,null,null,null,null,null,null,null,null,null,null,null,null,null,null,null,null,null,null,null,null,null,null,null,null,null,null,null,null,null,null,null,null,null,null,null,null,null,null,null,null,null,null,null,null,null,60,100,160,100]
[null,null,null,null,null,null,{"$f":"F11/I28","v":102.09803921568627},null,null,null,null,null,null,null,null,null,null,null,null,null,null,null,null,null,null,null,null,null,null,null,null,"2025-01-13",630,1.3,1.8028839999999999,"(1,3/(100^1,802884))*m_w^1,802884",null,null,null,null,null,null,null,null,null,null,null,null,null,null,null,null,null,null,null,null,null,null,null,null,null,null,null,null,null,null,null,null,null,null,null,null,null,null,null,null,null,null,null,null,null,null,null,null,null,null,null,null,null,null,null,null,null,null,null,null,null,null,null,null,null,null,null,null,null,null,null,null,null,null,null,null,null,null,null,null,null,null,null,null,null,null,null,null,null,null,null,null,null,null,null,null,null,null,null,null,null,null,null,null,null,null,null,null,null,null,null,null,null,null,null,null,null,null,null,null,null,null,null,null,null,null,null,null,null,null,null,null,null,null,null,null,null,null,null,null,null,null,null,null,null,null,null,null,null,null,null,null,null,null,null,null,null,null,null,null,null,null,null,null,null,null,null,null,null,null,null,null,null,null,null,null,null,null,null,null,null,null,null,null,null,null,null,null,60,10,160,10]
[null,null,null,null,null,null,"Korrekturfaktor für BG 630 - Kühlen",null,null,null,null,null,null,null,null,null,null,null,null,null,null,null,null,null,null,null,null,null,null,null,null,null,800,1.6,1.7884960000000001,"(1,6/(100^1,788496))*m_w^1,788496",null,null,null,null,null,null,null,null,null,null,null,null,null,null,null,null,null,null,null,null,null,null,null,null,null,null,null,null,null,null,null,null,null,null,null,null,null,null,null,null,null,null,null,null,null,null,null,null,null,null,null,null,null,null,null,null,null,null,null,null,null,null,null,null,null,null,null,null,null,null,null,null,null,null,null,null,null,null,null,null,null,null,null,null,null,null,null,null,null,null,null,null,null,null,null,null,null,null,null,null,null,null,null,null,null,null,null,null,null,null,null,null,null,null,null,null,null,null,null,null,null,null,null,null,null,null,null,null,null,null,null,null,null,null,null,null,null,null,null,null,null,null,null,null,null,null,null,null,null,null,null,null,null,null,null,null,null,null,null,null,null,null,null,null,null,null,null,null,null,null,null,null,null,null,null,null,null,null,null,null,null,null,null,null,null,null,null,null,70,10,170,10]
[null,null,null,null,null,null,6,5,4,3,2,1,0,null,null,null,null,null,null,null,null,null,null,null,null,"y = Druck dp [kPa] \nx = Wassermenge wk",null,null,null,null,null,"y = Druck dp [kPa] \nx = Wassermenge wk",1000,1.8,1.7697750000000001,"(1,8/(100^1,769775))*m_w^1,769775",null,null,null,null,null,null,null,null,null,null,null,null,null,null,null,null,null,null,null,null,null,null,null,null,null,null,null,null,null,null,null,null,null,null,null,null,null,null,null,null,null,null,null,null,null,null,null,null,null,null,null,null,null,null,null,null,null,null,null,null,null,null,null,null,null,null,null,null,null,null,null,null,null,null,null,null,null,null,null,null,null,null,null,null,null,null,null,null,null,null,null,null,null,null,null,null,null,null,null,null,null,null,null,null,null,null,null,null,null,null,null,null,null,null,null,null,null,null,null,null,null,null,null,null,null,null,null,null,null,null,null,null,null,null,null,null,null,null,null,null,null,null,null,null,null,null,null,null,null,null,null,null,null,null,null,null,null,null,null,null,null,null,null,null,null,null,null,null,null,null,null,null,null,null,null,null,null,null,null,null,null,null,null,null,null,null,null,null,70,100,170,100]
[null,null,null,null,null,null,{"$f":"LINEST('Eurocoil_kühlen_26°C (2)'!$V$12:$V$79,'Eurocoil_kühlen_26°C (2)'!$S$12:$S$79^{0,1,2,3,4,5,6},0,0)","v":5.0876610458196115E-13},-1.3529629213443354E-10,1.4160260860037122E-8,-7.4536157572976361E-7,1.7076752870373121E-5,-8.86687860350799E-4,1.2713830814873992,null,null,null,null,null,null,null,null,null,null,null,null,null,null,null,null,null,null,null,null,null,null,null,null,null,null,null,null,null,null,null,null,null,null,null,null,null,null,null,null,null,null,null,null,null,null,null,null,null,null,null,null,null,null,null,null,null,null,null,null,null,null,null,null,null,null,null,null,null,null,null,null,null,null,null,null,null,null,null,null,null,null,null,null,null,null,null,null,null,null,null,null,null,null,null,null,null,null,null,null,null,null,null,null,null,null,null,null,null,null,null,null,null,null,null,null,null,null,null,null,null,null,null,null,null,null,null,null,null,null,null,null,null,null,null,null,null,null,null,null,null,null,null,null,null,null,null,null,null,null,null,null,null,null,null,null,null,null,null,null,null,null,null,null,null,null,null,null,null,null,null,null,null,null,null,null,null,null,null,null,null,null,null,null,null,null,null,null,null,null,null,null,null,null,null,null,null,null,null,null,null,null,null,null,null,null,null,null,null,null,null,70,10,170,10]
[null,null,null,null,null,null,null,null,null,null,null,null,null,null,null,null,null,null,null,null,null,null,null,null,null,"y =","mxb",null,null,null,null,"y =","mxb",null,null,null,null,null,null,null,null,null,null,null,null,null,null,null,null,null,null,null,null,null,null,null,null,null,null,null,null,null,null,null,null,null,null,null,null,null,null,null,null,null,null,null,null,null,null,null,null,null,null,null,null,null,null,null,null,null,null,null,null,null,null,null,null,null,null,null,null,null,null,null,null,null,null,null,null,null,null,null,null,null,null,null,null,null,null,null,null,null,null,null,null,null,null,null,null,null,null,null,null,null,null,null,null,null,null,null,null,null,null,null,null,null,null,null,null,null,null,null,null,null,null,null,null,null,null,null,null,null,null,null,null,null,null,null,null,null,null,null,null,null,null,null,null,null,null,null,null,null,null,null,null,null,null,null,null,null,null,null,null,null,null,null,null,null,null,null,null,null,null,null,null,null,null,null,null,null,null,null,null,null,null,null,null,null,null,null,null,null,null,null,80,10,180,10]
[null,null,null,null,null,null,null,null,null,null,null,null,null,null,null,null,null,null,null,null,null,null,null,null,null,null,"m","b","R2",null,null,null,"m","b","R2",null,null,null,null,null,null,null,null,null,null,null,null,null,null,null,null,null,null,null,null,null,null,null,null,null,null,null,null,null,null,null,null,null,null,null,null,null,null,null,null,null,null,null,null,null,null,null,null,null,null,null,null,null,null,null,null,null,null,null,null,null,null,null,null,null,null,null,null,null,null,null,null,null,null,null,null,null,null,null,null,null,null,null,null,null,null,null,null,null,null,null,null,null,null,null,null,null,null,null,null,null,null,null,null,null,null,null,null,null,null,null,null,null,null,null,null,null,null,null,null,null,null,null,null,null,null,null,null,null,null,null,null,null,null,null,null,null,null,null,null,null,null,null,null,null,null,null,null,null,null,null,null,null,null,null,null,null,null,null,null,null,null,null,null,null,null,null,null,null,null,null,null,null,null,null,null,null,null,null,null,null,null,null,null,null,null,null,null,null,80,100,180,100]
[null,null,null,null,null,null,"Korrekturfaktor für BG 630 - Heizen",null,null,null,null,null,null,null,null,null,null,null,null,null,null,null,null,null,null,null,{"$f":"INDEX(LOGEST(WM_kPa_kühlen,LN(WM_Roh_wk),,TRUE),1,2)","v":1.6839724323053189E-3},{"$f":"LN(INDEX(LOGEST(WM_kPa_kühlen,LN(WM_Roh_wk),,TRUE),1,1))","v":1.8337945604536665},{"$f":"INDEX(LOGEST(WM_kPa_kühlen,LN(WM_Roh_wk),,TRUE),3,1)","v":0.999807125043635},null,null,null,{"$f":"INDEX(LOGEST(WM_kPa_heizen,LN(WM_Roh_wh),,TRUE),1,2)","v":1.3574468272221427E-4},{"$f":"LN(INDEX(LOGEST(WM_kPa_heizen,LN(WM_Roh_wh),,TRUE),1,1))","v":2.1379136134402712},{"$f":"INDEX(LOGEST(WM_kPa_heizen,LN(WM_Roh_wh),,TRUE),3,1)","v":0.99654492636556091},null,null,null,null,null,null,null,null,null,null,null,null,null,null,null,null,null,null,null,null,null,null,null,null,null,null,null,null,null,null,null,null,null,null,null,null,null,null,null,null,null,null,null,null,null,null,null,null,null,null,null,null,null,null,null,null,null,null,null,null,null,null,null,null,null,null,null,null,null,null,null,null,null,null,null,null,null,null,null,null,null,null,null,null,null,null,null,null,null,null,null,null,null,null,null,null,null,null,null,null,null,null,null,null,null,null,null,null,null,null,null,null,null,null,null,null,null,null,null,null,null,null,null,null,null,null,null,null,null,null,null,null,null,null,null,null,null,null,null,null,null,null,null,null,null,null,null,null,null,null,null,null,null,null,null,null,null,null,null,null,null,null,null,null,null,null,null,null,null,null,null,null,null,null,null,null,null,null,null,null,null,null,null,null,null,null,null,null,null,80,10,180,10]
[null,null,null,null,null,null,6,5,4,3,2,1,0,null,null,null,null,null,null,null,null,null,null,null,null,null,null,null,null,null,null,null,null,null,null,null,null,null,null,null,null,null,null,null,null,null,null,null,null,null,null,null,null,null,null,null,null,null,null,null,null,null,null,null,null,null,null,null,null,null,null,null,null,null,null,null,null,null,null,null,null,null,null,null,null,null,null,null,null,null,null,null,null,null,null,null,null,null,null,null,null,null,null,null,null,null,null,null,null,null,null,null,null,null,null,null,null,null,null,null,null,null,null,null,null,null,null,null,null,null,null,null,null,null,null,null,null,null,null,null,null,null,null,null,null,null,null,null,null,null,null,null,null,null,null,null,null,null,{"$f":"2/7","v":0.2857142857142857},null,null,null,null,null,null,null,null,null,null,null,null,null,null,null,null,null,null,null,null,null,null,null,null,null,null,null,null,null,null,null,null,null,null,null,null,null,null,null,null,null,null,null,null,null,null,null,null,null,null,null,null,null,null,null,null,null,null,null,null,null,null,null,null,null,90,10,190,10]
[null,null,null,null,null,null,{"$f":"LINEST(Eurocoil_heizen_26°C!U12:U89,Eurocoil_heizen_26°C!R12:R89^{0,1,2,3,4,5,6},0,0)","v":7.377220529156351E-9},-1.0062732443644179E-6,5.3593137730498461E-5,-1.4108348896378175E-3,1.9263733757308402E-2,-0.13435947711989538,1.6579796741522967,null,null,null,null,null,null,null,null,null,null,null,null,null,null,null,null,null,null,null,null,null,null,null,null,null,null,null,null,null,null,null,null,null,null,null,null,null,null,null,null,null,null,null,null,null,null,null,null,null,null,null,null,null,null,null,null,null,null,null,null,null,null,null,null,null,null,null,null,null,null,null,null,null,null,null,null,null,null,null,null,null,null,null,null,null,null,null,null,null,null,null,null,null,null,null,null,null,null,null,null,null,null,null,null,null,null,null,null,null,null,null,null,null,null,null,null,null,null,null,null,null,null,null,null,null,null,null,null,null,null,null,null,null,null,null,null,null,null,null,null,null,null,null,null,null,null,null,null,null,null,null,null,null,null,null,null,null,null,null,null,null,null,null,null,null,null,null,null,null,null,null,null,null,null,null,null,null,null,null,null,null,null,null,null,null,null,null,null,null,null,null,null,null,null,null,null,null,null,null,null,null,null,null,null,null,null,null,null,null,null,null,90,100,190,100]
[null,null,null,null,null,null,null,null,null,null,null,null,null,null,null,null,null,null,null,null,null,null,null,null,null,"y = qk in %\nx = wk in %",null,null,null,null,null,"y = qh in %\nx = wh in %",null,null,null,null,null,null,null,null,null,null,null,null,null,null,null,null,null,null,null,null,null,null,null,null,null,null,null,null,null,null,null,null,null,null,null,null,null,null,null,null,null,null,null,null,null,null,null,null,null,null,null,null,null,null,null,null,null,null,null,null,null,null,null,null,null,null,null,null,null,null,null,null,null,null,null,null,null,null,null,null,null,null,null,null,null,null,null,null,null,null,null,null,null,null,null,null,null,null,null,null,null,null,null,null,null,null,null,null,null,null,null,null,null,null,null,null,null,null,null,null,null,null,null,null,null,null,null,null,null,null,null,null,null,null,null,null,null,null,null,null,null,null,null,null,null,null,null,null,null,null,null,null,null,null,null,null,null,null,null,null,null,null,null,null,null,null,null,null,null,null,null,null,null,null,null,null,null,null,null,null,null,null,null,null,null,null,null,null,null,null,null,null,90,10,190,10]
[null,null,null,null,null,null,null,"BG 800","BG 630","BG1000",null,null,null,null,null,null,null,null,null,null,null,null,null,null,null,null,null,null,null,null,null,null,null,null,null,null,null,null,null,null,null,null,null,null,null,null,null,null,null,null,null,null,null,null,null,null,null,null,null,null,null,null,null,null,null,null,null,null,null,null,null,null,null,null,null,null,null,null,null,null,null,null,null,null,null,null,null,null,null,null,null,null,null,null,null,null,null,null,null,null,null,null,null,null,null,null,null,null,null,null,null,null,null,null,null,null,null,null,null,null,null,null,null,null,null,null,null,null,null,null,null,null,null,null,null,null,null,null,null,null,null,null,null,null,null,null,null,null,null,null,null,null,null,null,null,null,null,null,null,null,null,null,null,null,null,null,null,null,null,null,null,null,null,null,null,null,null,null,null,null,null,null,null,null,null,null,null,null,null,null,null,null,null,null,null,null,null,null,null,null,null,null,null,null,null,null,null,null,null,null,null,null,null,null,null,null,null,null,null,null,null,null,null,null,100,10,210,10]
[null,null,null,null,null,null,null,"Düsen","Düsen","Düsen",null,null,null,null,null,null,null,null,null,null,null,null,null,null,null,"y =","axn+bx(n-1)+...+nx+m",null,null,null,null,"y =","axn+bx(n-1)+...+nx+m",null,null,null,null,null,null,null,null,null,null,null,null,null,null,null,null,null,null,null,null,null,null,null,null,null,null,null,null,null,null,null,null,null,null,null,null,null,null,null,null,null,null,null,null,null,null,null,null,null,null,null,null,null,null,null,null,null,null,null,null,null,null,null,null,null,null,null,null,null,null,null,null,null,null,null,null,null,null,null,null,null,null,null,null,null,null,null,null,null,null,null,null,null,null,null,null,null,null,null,null,null,null,null,null,null,null,null,null,null,null,null,null,null,null,null,null,null,null,null,null,null,null,null,null,null,null,null,null,null,null,null,null,null,null,null,null,null,null,null,null,null,null,null,null,null,null,null,null,null,null,null,null,null,null,null,null,null,null,null,null,null,null,null,null,null,null,null,null,null,null,null,null,null,null,null,null,null,null,null,null,null,null,null,null,null,null,null,null,null,null,null,100,100,210,100]
[null,null,null,null,null,null,"S",33,{"$f":"H44*$I$29","v":23.743902439024389},{"$f":"H44*$I$28","v":41.048780487804876},null,null,null,null,null,null,null,null,null,null,null,null,null,null,null,"Polynom",3,"Ordnung",null,null,null,"Polynom",4,"Ordnung",null,null,null,null,null,null,null,null,null,null,null,null,null,null,null,null,null,null,null,null,null,null,null,null,null,null,null,null,null,null,null,null,null,null,null,null,null,null,null,null,null,null,null,null,null,null,null,null,null,null,null,null,null,null,null,null,null,null,null,null,null,null,null,null,null,null,null,null,null,null,null,null,null,null,null,null,null,null,null,null,null,null,null,null,null,null,null,null,null,null,null,null,null,null,null,null,null,null,null,null,null,null,null,null,null,null,null,null,null,null,null,null,null,null,null,null,null,null,null,null,null,null,null,null,null,null,null,null,null,null,null,null,null,null,null,null,null,null,null,null,null,null,null,null,null,null,null,null,null,null,null,null,null,null,null,null,null,null,null,null,null,null,null,null,null,null,null,null,null,null,null,null,null,null,null,null,null,null,null,null,null,null,null,null,null,null,null,null,null,null,100,10,210,10]
[null,null,null,null,null,null,"M",42,{"$f":"H45*$I$29","v":30.219512195121951},{"$f":"H45*$I$28","v":52.243902439024389},null,null,null,null,null,null,null,null,null,null,null,null,null,null,null,"a =","b =","c =","d =","m =","R2 =","a =","b =","c =","d =","e =","R2 =",null,null,"Heizen - ohne Schieber, mit Al-Lineargitter (Tabellenblatt: 26-07-2016_Heizen)",null,null,null,null,null,null,null,null,null,null,null,null,null,null,null,null,null,null,null,null,null,null,null,null,null,null,null,null,null,null,null,null,null,null,null,null,null,null,null,null,null,null,null,null,null,null,null,null,null,null,null,null,null,null,null,null,null,null,null,null,null,null,null,null,null,null,null,null,null,null,null,null,null,null,null,null,null,null,null,null,null,null,null,null,null,null,null,null,null,null,null,null,null,null,null,null,null,null,null,null,null,null,null,null,null,null,null,null,null,null,null,null,null,null,null,null,null,null,null,null,null,null,null,null,null,null,null,null,null,null,null,null,null,null,null,null,null,null,null,null,null,null,null,null,null,null,null,null,null,null,null,null,null,null,null,null,null,null,null,null,null,null,null,null,null,null,null,null,null,null,null,null,null,null,null,null,null,null,null,null,null,null,null,null,150,10,220,10]
[null,null,null,null,null,null,"L",52,{"$f":"H46*$I$29","v":37.414634146341463},{"$f":"H46*$I$28","v":64.682926829268297},null,null,null,null,null,null,null,null,null,null,null,null,null,null,null,4,3,2,1,0,null,4,3,2,1,null,null,null,null,1072193,{"$f":"VLOOKUP(AN46,Duesenkaesten_Groeßen_Matrix,3)","v":60},{"$f":"CONCATENATE(\"\"&AO46&\" Düsen \")","v":"60 Düsen "},0,6.2096563333333341,0,{"$f":"CONCATENATE(\"\"&AS46&\" Pa \")","v":"0 Pa "},{"$error":"#DIV/0!"},null,null,null,null,null,null,null,null,null,null,null,null,null,{"$f":"CONCATENATE(\" V_pr = \" &ROUND(V_pr,0)&\" m³/h\")","v":" V_pr = 102 m³/h"},null,null,null,null,null,null,null,null,null,null,null,null,null,null,null,null,null,null,null,null,null,null,null,null,null,null,null,null,null,null,null,null,null,null,null,null,null,null,null,null,null,1072193,2.7000000000000006,0,{"$f":"(1.2*DW46/3600*1004.5*(DR46-EE46)-DI46/3600*4180*DL46)/(1004.5*(DQ46-DR46)/3600)/DW46","v":{"$error":"#DIV/0!"}},{"$f":"(((4180/1004.5)*(DI46/(1.2*DW46))*(DL46))+(EE46-DR46))/(DR46-DQ46)","v":{"$error":"#DIV/0!"}},{"$f":"(1.2*DW46/3600*1004.5*(DR46-EE46)-DI46/3600*4180*DL46)/(1.2*1004.5*(DQ46-DR46)/3600)/DW46","v":{"$error":"#DIV/0!"}},"2016-07-26",null,null,null,91.722468666666657,64.020666666666671,62.377000000000002,1.6436666666666664,175.05295433333333,6.2096563333333341,-244.76131333333333,{"$error":"#DIV/0!"},35.829889000000001,33.265666333333336,null,null,null,0,0,32.956666666666671,34.76,39.766666666666666,32.103333333333332,33.736666666666672,33.96,28.806666666666668,28.966666666666665,null,null,null,null,null,null,null,null,null,null,null,null,null,null,null,null,null,null,null,null,null,null,null,null,null,null,null,null,null,null,null,null,null,null,null,null,null,null,null,null,null,null,null,null,null,null,null,null,null,null,null,null,null,null,null,null,null,null,null,null,null,null,null,null,null,null,null,null,null,null,null,null,null,null,null,null,null,null,null,null,null,null,null,null,null,null,null,null,null,150,100,220,100]
[null,null,null,null,null,null,"XL",60,{"$f":"H47*$I$29","v":43.170731707317074},{"$f":"H47*$I$28","v":74.634146341463421},null,null,null,null,null,null,null,null,null,null,null,null,null,null,null,0,{"$f":"LINEST(WM_Roh_qk_Proz,WM_Roh_wk_Proz^{0,1,2,3},0,0)","v":0.24083786098542995},-0.87802057130694833,1.0873237614826599,0.54985894883885877,{"$f":"RSQ(WM_Roh_qk,TREND(WM_Roh_qk,WM_Roh_wk^{0,1,2,3},WM_Roh_wk^{0,1,2,3}))","v":0.99685766761438166},{"$f":"LINEST(WM_Roh_qh_Proz,WM_Roh_wh_Proz^{0,1,2,3,4},0,0)","v":-6.218862758259807E-2},0.45603100920287876,-1.2600683382762119,1.6296851831436308,0.23654077351230082,{"$f":"RSQ(WM_Roh_qh,TREND(WM_Roh_qh,WM_Roh_wh^{0,1,2,3,4},WM_Roh_wh^{0,1,2,3,4}))","v":0.9998530946344043},null,null,null,null,null,"V_Prim_1_heizen","qk_1_heizen","dP_1_heizen",null,null,null,null,null,null,null,null,null,null,null,null,null,null,null,null,null,null,null,null,null,null,null,null,null,null,null,null,null,null,null,null,null,null,null,null,null,null,null,null,null,null,null,null,null,null,null,null,null,null,null,null,null,null,null,null,null,"heizen ohne Schieber",null,null,null,null,null,null,null,null,null,null,null,null,null,null,null,null,null,null,null,null,null,null,null,null,null,null,null,null,null,null,null,null,null,null,null,null,null,null,null,null,null,null,null,null,null,null,null,null,null,null,null,null,null,null,null,null,null,null,null,null,null,null,null,null,null,null,null,null,null,null,null,null,null,null,null,null,null,null,null,null,null,null,null,null,null,null,null,null,null,null,null,null,null,null,null,null,null,null,null,null,null,null,null,null,null,null,null,null,null,null,null,null,null,null,null,null,null,null,null,null,null,150,10,220,10]
[null,null,null,null,null,null,null,null,null,null,null,null,null,null,null,null,null,null,null,null,null,null,null,null,null,null,null,null,null,null,null,null,null,null,null,null,null,null,null,1072184,{"$f":"VLOOKUP(AN48,Duesenkaesten_Groeßen_Matrix,3)","v":33},{"$f":"CONCATENATE(\"\"&AO48&\" Düsen \")","v":"33 Düsen "},28.575462999999999,15.996538999999999,50,{"$f":"CONCATENATE(\"\"&AS48&\" Pa \")","v":"50 Pa "},2.8345690344710652,null,null,null,null,null,null,null,null,null,null,null,null,null,null,null,null,null,null,null,null,null,null,null,null,null,null,null,null,null,null,null,null,null,null,null,null,null,null,null,null,null,null,null,null,null,null,null,null,null,null,null,null,null,null,null,1072184,2.7000000000000006,50,{"$f":"(1.2*DW48/3600*1004.5*(DR48-EE48)-DI48/3600*4180*DL48)/(1004.5*(DQ48-DR48)/3600)/DW48","v":3.401482841365278},{"$f":"(((4180/1004.5)*(DI48/(1.2*DW48))*(DL48))+(EE48-DR48))/(DR48-DQ48)","v":2.8345690344710648},{"$f":"(1.2*DW48/3600*1004.5*(DR48-EE48)-DI48/3600*4180*DL48)/(1.2*1004.5*(DQ48-DR48)/3600)/DW48","v":2.8345690344710652},"2016-08-02",null,null,null,98.869409666666684,64.071666666666658,59.288333333333334,4.7833333333333341,549.12369466666667,15.996538999999999,94.064137666666667,3.2917800000000006,29.744,44.810555666666666,null,null,null,3,28.575462999999999,29.396666666666665,29.843333333333334,29.99,44.85,44.79999999999999,44.783333333333331,28.75,30.126666666666665,null,null,null,null,null,null,null,null,null,null,null,null,null,null,null,null,null,null,null,null,null,null,null,null,null,null,null,null,null,null,null,null,null,null,null,null,null,null,null,null,null,null,null,null,null,null,null,null,null,null,null,null,null,null,null,null,null,null,null,null,null,null,null,null,null,null,null,null,null,null,null,null,null,null,null,null,null,null,null,null,null,null,null,null,null,null,null,null,null,200,10,230,10]
[null,null,null,null,null,null,null,"BG 800","BG 630",null,"BG1000",null,null,null,null,null,null,null,null,null,null,null,null,null,null,null,null,null,null,null,null,null,null,null,null,null,null,null,null,1072184,{"$f":"VLOOKUP(AN49,Duesenkaesten_Groeßen_Matrix,3)","v":33},{"$f":"CONCATENATE(\"\"&AO49&\" Düsen \")","v":"33 Düsen "},50.647323,25.756613666666667,150,{"$f":"CONCATENATE(\"\"&AS49&\" Pa \")","v":"150 Pa "},2.7510473549275352,null,null,null,null,null,null,null,null,null,null,null,null,null,null,null,null,null,null,null,null,null,null,null,null,null,null,null,null,null,null,null,null,{"$f":"CONCATENATE(\" V_pr = \" &V_pr&\" m³/h\")","v":" V_pr = 102,098039215686 m³/h"},null,null,null,null,null,null,null,null,null,null,null,null,null,null,null,null,null,null,null,null,null,null,1072184,2.7999999999999994,150,{"$f":"(1.2*DW49/3600*1004.5*(DR49-EE49)-DI49/3600*4180*DL49)/(1004.5*(DQ49-DR49)/3600)/DW49","v":3.3012568259130424},{"$f":"(((4180/1004.5)*(DI49/(1.2*DW49))*(DL49))+(EE49-DR49))/(DR49-DQ49)","v":2.7510473549275352},{"$f":"(1.2*DW49/3600*1004.5*(DR49-EE49)-DI49/3600*4180*DL49)/(1.2*1004.5*(DQ49-DR49)/3600)/DW49","v":2.7510473549275352},"2016-08-02",null,null,null,98.623818666666679,64.069666666666663,56.211666666666666,7.8579999999999997,899.8423203333333,25.756613666666667,159.43369399999997,3.1479196666666667,29.133333333333336,43.636444333333337,null,null,null,9.9,50.647323,28.963333333333335,29.16333333333333,29.27,43.080000000000005,43.73,44.103333333333332,28.62,30.473333333333333,null,null,null,null,null,null,null,null,null,null,null,null,null,null,null,null,null,null,null,null,null,null,null,null,null,null,null,null,null,null,null,null,null,null,null,null,null,null,null,null,null,null,null,null,null,null,null,null,null,null,null,null,null,null,null,null,null,null,null,null,null,null,null,null,null,null,null,null,null,null,null,null,null,null,null,null,null,null,null,null,null,null,null,null,null,null,null,null,null,200,100,230,100]
[null,null,null,null,null,null,null,"Düsen","Düsen",null,"Düsen",null,null,null,null,null,null,null,null,null,null,null,null,null,null,null,null,null,null,null,null,null,null,null,null,null,null,null,null,1072184,{"$f":"VLOOKUP(AN50,Duesenkaesten_Groeßen_Matrix,3)","v":33},{"$f":"CONCATENATE(\"\"&AO50&\" Düsen \")","v":"33 Düsen "},70.439526000000001,32.367387000000001,300,{"$f":"CONCATENATE(\"\"&AS50&\" Pa \")","v":"300 Pa "},2.7971257735844577,null,null,null,null,null,null,null,null,null,null,null,null,null,null,null,null,null,null,null,null,null,null,null,null,null,null,null,null,null,null,null,null,null,null,null,null,null,null,null,null,null,null,null,null,null,null,null,null,null,null,null,null,null,null,null,1072184,2.7999999999999994,300,{"$f":"(1.2*DW50/3600*1004.5*(DR50-EE50)-DI50/3600*4180*DL50)/(1004.5*(DQ50-DR50)/3600)/DW50","v":3.3565509283013486},{"$f":"(((4180/1004.5)*(DI50/(1.2*DW50))*(DL50))+(EE50-DR50))/(DR50-DQ50)","v":2.7971257735844577},{"$f":"(1.2*DW50/3600*1004.5*(DR50-EE50)-DI50/3600*4180*DL50)/(1.2*1004.5*(DQ50-DR50)/3600)/DW50","v":2.7971257735844577},"2016-07-29",null,null,null,100.49186833333333,64.168333333333337,54.66,9.5083333333333329,1109.4532273333334,32.367387000000001,223.75032066666668,3.1764883333333334,29.891444333333329,42.797222333333337,null,null,null,19.5,70.439526000000001,29.753333333333334,29.913333333333338,30.003333333333334,42.656666666666666,42.626666666666665,43.106666666666662,29.92,31.856666666666669,null,null,null,null,null,null,null,null,null,null,null,null,null,null,null,null,null,null,null,null,null,null,null,null,null,null,null,null,null,null,null,null,null,null,null,null,null,null,null,null,null,null,null,null,null,null,null,null,null,null,null,null,null,null,null,null,null,null,null,null,null,null,null,null,null,null,null,null,null,null,null,null,null,null,null,null,null,null,null,null,null,null,null,null,null,null,null,null,null,200,10,230,10]
[null,null,null,null,null,null,"S",{"$f":"I51/$I$29","v":33.355932203389834},24,{"$f":"K51/$I$28","v":32.96078431372549},41,null,null,null,null,null,null,null,null,null,null,null,null,null,null,null,null,null,null,null,null,null,null,null,null,null,null,null,null,null,null,null,"V_Prim_2_heizen","qk_2_heizen","dP_2_heizen",null,null,null,null,null,null,null,null,null,null,null,null,null,null,null,null,null,null,null,null,null,null,null,null,null,null,null,null,null,null,null,null,null,null,null,null,null,null,null,null,null,null,null,null,null,null,null,null,null,null,null,null,null,null,null,null,null,null,null,null,null,null,null,null,null,null,null,null,null,null,null,null,null,null,null,null,null,null,null,null,null,null,null,null,null,null,null,null,null,null,null,null,null,null,null,null,null,null,null,null,null,null,null,null,null,null,null,null,null,null,null,null,null,null,null,null,null,null,null,null,null,null,null,null,null,null,null,null,null,null,null,null,null,null,null,null,null,null,null,null,null,null,null,null,null,null,null,null,null,null,null,null,null,null,null,null,null,null,null,null,null,null,null,null,null,null,null,null,null,null,null,null,null,null,null,null,null,null,null,250,10,240,10]
[null,null,null,null,null,null,"M",{"$f":"I52/$I$29","v":41.694915254237287},30,{"$f":"K52/$I$28","v":41.803921568627452},52,null,null,null,null,null,null,null,null,null,null,null,null,null,null,null,null,null,null,null,null,null,null,null,null,null,null,null,null,1072187,{"$f":"VLOOKUP(AN52,Duesenkaesten_Groeßen_Matrix,3)","v":42},{"$f":"CONCATENATE(\"\"&AO52&\" Düsen \")","v":"42 Düsen "},36.810482999999998,17.108416333333334,50,{"$f":"CONCATENATE(\"\"&AS52&\" Pa \")","v":"50 Pa "},2.5626734605320509,null,null,null,null,null,null,null,null,null,null,null,null,null,null,null,null,null,null,null,null,null,null,null,null,null,null,null,null,null,null,null,null,null,null,null,null,null,null,null,null,null,null,null,null,null,null,null,null,null,null,null,null,null,null,null,1072187,2.7999999999999994,50,{"$f":"(1.2*DW52/3600*1004.5*(DR52-EE52)-DI52/3600*4180*DL52)/(1004.5*(DQ52-DR52)/3600)/DW52","v":3.0752081526384614},{"$f":"(((4180/1004.5)*(DI52/(1.2*DW52))*(DL52))+(EE52-DR52))/(DR52-DQ52)","v":2.5626734605320509},{"$f":"(1.2*DW52/3600*1004.5*(DR52-EE52)-DI52/3600*4180*DL52)/(1.2*1004.5*(DQ52-DR52)/3600)/DW52","v":2.5626734605320509},"2016-07-28",null,null,null,98.363556000000003,64.119666666666674,59.058,5.0616666666666665,578.09911599999998,17.108416333333334,108.45460433333334,2.946296666666667,30.329333333333334,43.752888666666671,null,null,null,5.0999999999999996,36.810482999999998,30.053333333333331,30.563333333333333,30.373333333333335,42.596666666666664,43.976666666666667,44.683333333333337,29.81,31.25,null,null,null,null,null,null,null,null,null,null,null,null,null,null,null,null,null,null,null,null,null,null,null,null,null,null,null,null,null,null,null,null,null,null,null,null,null,null,null,null,null,null,null,null,null,null,null,null,null,null,null,null,null,null,null,null,null,null,null,null,null,null,null,null,null,null,null,null,null,null,null,null,null,null,null,null,null,null,null,null,null,null,null,null,null,null,null,null,null,250,100,240,100]
[null,null,null,null,null,null,"L",{"$f":"I53/$I$29","v":51.423728813559322},37,{"$f":"K53/$I$28","v":52.254901960784316},65,null,null,null,null,null,null,null,null,null,null,null,null,null,null,null,null,null,null,null,null,null,null,null,null,null,null,null,null,1072187,{"$f":"VLOOKUP(AN53,Duesenkaesten_Groeßen_Matrix,3)","v":42},{"$f":"CONCATENATE(\"\"&AO53&\" Düsen \")","v":"42 Düsen "},64.758816999999993,27.087657666666669,150,{"$f":"CONCATENATE(\"\"&AS53&\" Pa \")","v":"150 Pa "},2.2292712685084228,null,null,null,null,null,null,null,null,null,null,null,null,null,null,null,null,null,null,null,null,null,null,null,null,null,null,null,null,null,null,null,null,null,null,null,null,null,null,null,null,null,null,null,null,null,null,null,null,null,null,null,null,null,null,null,1072187,2.7999999999999994,150,{"$f":"(1.2*DW53/3600*1004.5*(DR53-EE53)-DI53/3600*4180*DL53)/(1004.5*(DQ53-DR53)/3600)/DW53","v":2.6751255222101076},{"$f":"(((4180/1004.5)*(DI53/(1.2*DW53))*(DL53))+(EE53-DR53))/(DR53-DQ53)","v":2.2292712685084228},{"$f":"(1.2*DW53/3600*1004.5*(DR53-EE53)-DI53/3600*4180*DL53)/(1.2*1004.5*(DQ53-DR53)/3600)/DW53","v":2.2292712685084228},"2016-07-29",null,null,null,100.66661766666668,64.148666666666671,56.247333333333337,7.9013333333333335,923.54826866666679,27.087657666666669,162.16646166666666,2.5041603333333331,30.053888666666666,43.753110999999997,null,null,null,16.399999999999999,64.758816999999993,29.856666666666666,30.196666666666669,30.106666666666666,43.593333333333334,43.783333333333331,43.876666666666665,29.75,31.700000000000003,null,null,null,null,null,null,null,null,null,null,null,null,null,null,null,null,null,null,null,null,null,null,null,null,null,null,null,null,null,null,null,null,null,null,null,null,null,null,null,null,null,null,null,null,null,null,null,null,null,null,null,null,null,null,null,null,null,null,null,null,null,null,null,null,null,null,null,null,null,null,null,null,null,null,null,null,null,null,null,null,null,null,null,null,null,null,null,null,null,250,10,240,10]
[null,null,null,null,null,null,"XL",{"$f":"I54/$I$29","v":59.762711864406782},43,{"$f":"K54/$I$28","v":60.294117647058826},75,null,null,null,null,null,null,null,null,null,null,null,null,null,null,null,null,null,null,null,null,null,null,null,null,null,null,null,null,1072187,{"$f":"VLOOKUP(AN54,Duesenkaesten_Groeßen_Matrix,3)","v":42},{"$f":"CONCATENATE(\"\"&AO54&\" Düsen \")","v":"42 Düsen "},89.78586,33.202277666666667,300,{"$f":"CONCATENATE(\"\"&AS54&\" Pa \")","v":"300 Pa "},2.2024050591901809,null,null,null,null,null,null,null,null,null,null,null,null,null,null,null,null,null,null,null,null,null,null,null,null,null,null,null,null,null,null,null,null,null,null,null,null,null,null,null,null,null,null,null,null,null,null,null,null,null,null,null,null,null,null,null,1072187,2.7999999999999994,300,{"$f":"(1.2*DW54/3600*1004.5*(DR54-EE54)-DI54/3600*4180*DL54)/(1004.5*(DQ54-DR54)/3600)/DW54","v":2.6428860710282169},{"$f":"(((4180/1004.5)*(DI54/(1.2*DW54))*(DL54))+(EE54-DR54))/(DR54-DQ54)","v":2.2024050591901814},{"$f":"(1.2*DW54/3600*1004.5*(DR54-EE54)-DI54/3600*4180*DL54)/(1.2*1004.5*(DQ54-DR54)/3600)/DW54","v":2.2024050591901809},"2016-07-29",null,null,null,100.73367166666667,64.173000000000002,54.468333333333334,9.7046666666666663,1135.0854156666667,33.202277666666667,218.97863233333331,2.4388990000000002,29.986000000000001,42.434111333333334,null,null,null,32.1,89.78586,29.86,30.073333333333334,30.02333333333333,42.436666666666667,42.526666666666671,42.34,29.97666666666667,32.093333333333334,null,null,null,null,null,null,null,null,null,null,null,null,null,null,null,null,null,null,null,null,null,null,null,null,null,null,null,null,null,null,null,null,null,null,null,null,null,null,null,null,null,null,null,null,null,null,null,null,null,null,null,null,null,null,null,null,null,null,null,null,null,null,null,null,null,null,null,null,null,null,null,null,null,null,null,null,null,null,null,null,null,null,null,null,null,null,null,null,null,300,10,260,10]
[null,null,null,null,null,null,null,null,null,null,null,null,null,null,null,null,null,null,null,null,null,null,null,null,null,null,null,null,null,null,null,null,null,null,null,null,null,null,null,null,null,null,"V_Prim_3_heizen","qk_3_heizen","dP_3_heizen",null,null,null,null,null,null,null,null,null,null,null,null,null,null,null,null,null,null,null,null,null,null,null,null,null,null,null,null,null,null,null,null,null,null,null,null,null,null,null,null,null,null,null,null,null,null,null,null,null,null,null,null,null,null,null,null,null,null,null,null,null,null,null,null,null,null,null,null,null,null,null,null,null,null,null,null,null,null,null,null,null,null,null,null,null,null,null,null,null,null,null,null,null,null,null,null,null,null,null,null,null,null,null,null,null,null,null,null,null,null,null,null,null,null,null,null,null,null,null,null,null,null,null,null,null,null,null,null,null,null,null,null,null,null,null,null,null,null,null,null,null,null,null,null,null,null,null,null,null,null,null,null,null,null,null,null,null,null,null,null,null,null,null,null,null,null,null,null,null,null,null,null,null,null,null,null,null,null,null,300,100,260,100]
[null,null,null,null,null,null,null,null,null,null,null,null,null,null,null,null,null,null,null,null,null,null,null,null,null,null,null,null,null,null,null,null,null,null,null,null,null,null,null,1072190,{"$f":"VLOOKUP(AN56,Duesenkaesten_Groeßen_Matrix,3)","v":52},{"$f":"CONCATENATE(\"\"&AO56&\" Düsen \")","v":"52 Düsen "},45.974066000000001,16.952678666666667,50,{"$f":"CONCATENATE(\"\"&AS56&\" Pa \")","v":"50 Pa "},2.0317020814561375,null,null,null,null,null,null,null,null,null,null,null,null,null,null,null,null,null,null,null,null,null,null,null,null,null,null,null,null,null,null,null,null,null,null,null,null,null,null,null,null,null,null,null,null,null,null,null,null,null,null,null,null,null,null,null,1072190,2.7999999999999994,50,{"$f":"(1.2*DW56/3600*1004.5*(DR56-EE56)-DI56/3600*4180*DL56)/(1004.5*(DQ56-DR56)/3600)/DW56","v":2.4380424977473649},{"$f":"(((4180/1004.5)*(DI56/(1.2*DW56))*(DL56))+(EE56-DR56))/(DR56-DQ56)","v":2.0317020814561375},{"$f":"(1.2*DW56/3600*1004.5*(DR56-EE56)-DI56/3600*4180*DL56)/(1.2*1004.5*(DQ56-DR56)/3600)/DW56","v":2.0317020814561375},"2016-07-28",null,null,null,101.657721,64.130333333333326,59.218999999999994,4.9113333333333324,579.7137766666666,16.952678666666667,103.99422433333335,2.2620193333333334,29.934222333333334,42.763666666666666,null,null,null,8.1,45.974066000000001,29.526666666666667,30.296666666666667,29.98,42.186666666666667,42.806666666666665,43.29666666666666,29.286666666666665,31.17,null,null,null,null,null,null,null,null,null,null,null,null,null,null,null,null,null,null,null,null,null,null,null,null,null,null,null,null,null,null,null,null,null,null,null,null,null,null,null,null,null,null,null,null,null,null,null,null,null,null,null,null,null,null,null,null,null,null,null,null,null,null,null,null,null,null,null,null,null,null,null,null,null,null,null,null,null,null,null,null,null,null,null,null,null,null,null,null,null,300,10,260,10]
[null,null,null,null,null,null,null,null,null,null,null,null,null,null,null,null,null,null,null,null,null,null,null,null,null,null,null,null,null,null,null,null,null,null,null,null,null,null,null,1072190,{"$f":"VLOOKUP(AN57,Duesenkaesten_Groeßen_Matrix,3)","v":52},{"$f":"CONCATENATE(\"\"&AO57&\" Düsen \")","v":"52 Düsen "},79.841605999999999,27.450023666666667,150,{"$f":"CONCATENATE(\"\"&AS57&\" Pa \")","v":"150 Pa "},1.9344163940311805,null,null,null,null,null,null,null,null,null,null,null,null,null,null,null,null,null,null,null,null,null,null,null,null,null,null,null,null,null,null,null,null,null,null,null,null,null,null,null,null,null,null,null,null,null,null,null,null,null,null,null,null,null,null,null,1072190,2.9,150,{"$f":"(1.2*DW57/3600*1004.5*(DR57-EE57)-DI57/3600*4180*DL57)/(1004.5*(DQ57-DR57)/3600)/DW57","v":2.3212996728374162},{"$f":"(((4180/1004.5)*(DI57/(1.2*DW57))*(DL57))+(EE57-DR57))/(DR57-DQ57)","v":1.9344163940311803},{"$f":"(1.2*DW57/3600*1004.5*(DR57-EE57)-DI57/3600*4180*DL57)/(1.2*1004.5*(DQ57-DR57)/3600)/DW57","v":1.9344163940311805},"2016-07-28",null,null,null,102.20697700000001,64.14533333333334,56.146666666666668,7.9986666666666677,949.23099566666667,27.450023666666667,167.15177600000001,2.0935423333333336,29.564999999999998,42.408666666666669,null,null,null,25.3,79.841605999999999,29.306666666666668,29.813333333333333,29.573333333333334,42.416666666666664,42.383333333333333,42.43,29.310000000000002,31.746666666666666,null,null,null,null,null,null,null,null,null,null,null,null,null,null,null,null,null,null,null,null,null,null,null,null,null,null,null,null,null,null,null,null,null,null,null,null,null,null,null,null,null,null,null,null,null,null,null,null,null,null,null,null,null,null,null,null,null,null,null,null,null,null,null,null,null,null,null,null,null,null,null,null,null,null,null,null,null,null,null,null,null,null,null,null,null,null,null,null,null,350,10,270,10]
[null,null,null,null,null,null,null,null,null,null,null,null,null,null,null,null,null,null,null,null,null,null,null,null,null,null,null,null,null,null,null,null,null,null,null,null,null,null,null,1072190,{"$f":"VLOOKUP(AN58,Duesenkaesten_Groeßen_Matrix,3)","v":52},{"$f":"CONCATENATE(\"\"&AO58&\" Düsen \")","v":"52 Düsen "},110.62527899999999,33.560899333333332,300,{"$f":"CONCATENATE(\"\"&AS58&\" Pa \")","v":"300 Pa "},1.9428589204371021,null,null,null,null,null,null,null,null,null,null,null,null,null,null,null,null,null,null,null,null,null,null,null,null,null,null,null,null,null,null,null,null,null,null,null,null,null,null,null,null,null,null,null,null,null,null,null,null,null,null,null,null,null,null,null,1072190,2.9,300,{"$f":"(1.2*DW58/3600*1004.5*(DR58-EE58)-DI58/3600*4180*DL58)/(1004.5*(DQ58-DR58)/3600)/DW58","v":2.3314307045245219},{"$f":"(((4180/1004.5)*(DI58/(1.2*DW58))*(DL58))+(EE58-DR58))/(DR58-DQ58)","v":1.9428589204371027},{"$f":"(1.2*DW58/3600*1004.5*(DR58-EE58)-DI58/3600*4180*DL58)/(1.2*1004.5*(DQ58-DR58)/3600)/DW58","v":1.9428589204371021},"2016-07-28",null,null,null,101.79802366666667,64.159333333333336,54.282333333333327,9.8770000000000007,1167.4490503333334,33.560899333333332,228.42790099999999,2.064889,29.373333333333335,40.968999666666669,null,null,null,49.366666666666667,110.62527899999999,29.17,29.58666666666667,29.366666666666664,41.099999999999994,40.986666666666672,40.823333333333331,29.403333333333332,31.98,null,null,null,null,null,null,null,null,null,null,null,null,null,null,null,null,null,null,null,null,null,null,null,null,null,null,null,null,null,null,null,null,null,null,null,null,null,null,null,null,null,null,null,null,null,null,null,null,null,null,null,null,null,null,null,null,null,null,null,null,null,null,null,null,null,null,null,null,null,null,null,null,null,null,null,null,null,null,null,null,null,null,null,null,null,null,null,null,null,350,100,270,100]
["ã LTG Aktiengesellschaft - Letzte Änderung: 01.03.2009",null,null,null,null,null,null,null,null,null,null,null,null,null,null,null,null,null,null,null,null,null,null,null,null,null,null,null,null,null,null,null,null,null,null,null,null,null,null,null,null,null,"V_Prim_4_heizen","qk_4_heizen","dP_4_heizen",null,null,null,null,null,null,null,null,null,null,null,null,null,null,null,null,null,null,null,null,null,null,null,null,null,null,null,null,null,null,null,null,null,null,null,null,null,null,null,null,null,null,null,null,null,null,null,null,null,null,null,null,null,null,null,null,null,null,null,null,null,null,null,null,null,null,null,null,null,null,null,null,null,null,null,null,null,null,null,null,null,null,null,null,null,null,null,null,null,null,null,null,null,null,null,null,null,null,null,null,null,null,null,null,null,null,null,null,null,null,null,null,null,null,null,null,null,null,null,null,null,null,null,null,null,null,null,null,null,null,null,null,null,null,null,null,null,null,null,null,null,null,null,null,null,null,null,null,null,null,null,null,null,null,null,null,null,null,null,null,null,null,null,null,null,null,null,null,null,null,null,null,null,null,null,null,null,null,null,350,10,270,10]
["Angaben zu Toleranzen sowie weitere Spezifikationen sind der aktuellen Bauteilmappe der LTG Aktiengesellschaft zu entnehmen.",null,null,null,null,null,null,null,null,null,null,null,null,null,null,null,null,null,null,null,null,null,null,null,null,null,null,null,null,null,null,null,null,null,null,null,null,null,null,1072193,{"$f":"VLOOKUP(AN60,Duesenkaesten_Groeßen_Matrix,3)","v":60},{"$f":"CONCATENATE(\"\"&AO60&\" Düsen \")","v":"60 Düsen "},55.320571999999999,19.562878000000001,50,{"$f":"CONCATENATE(\"\"&AS60&\" Pa \")","v":"50 Pa "},1.9288475659535613,null,null,null,null,null,null,null,null,null,null,null,null,null,null,null,null,null,null,null,null,null,null,null,null,null,null,null,null,null,null,null,null,null,null,null,null,null,null,null,null,null,null,null,null,null,null,null,null,null,null,null,null,null,null,null,1072193,2.7000000000000006,50,{"$f":"(1.2*DW60/3600*1004.5*(DR60-EE60)-DI60/3600*4180*DL60)/(1004.5*(DQ60-DR60)/3600)/DW60","v":2.3146170791442735},{"$f":"(((4180/1004.5)*(DI60/(1.2*DW60))*(DL60))+(EE60-DR60))/(DR60-DQ60)","v":1.9288475659535618},{"$f":"(1.2*DW60/3600*1004.5*(DR60-EE60)-DI60/3600*4180*DL60)/(1.2*1004.5*(DQ60-DR60)/3600)/DW60","v":1.9288475659535613},"2016-07-26",null,null,null,99.861389999999986,64.13133333333333,58.304333333333339,5.8269999999999991,675.63775566666664,19.562878000000001,117.636526,2.1264516666666666,29.594555666666668,42.581778,null,null,null,11.9,55.320571999999999,29.356666666666666,29.583333333333332,29.846666666666668,41.550000000000004,43.620000000000005,42.576666666666661,29.12,31.156666666666666,null,null,null,null,null,null,null,null,null,null,null,null,null,null,null,null,null,null,null,null,null,null,null,null,null,null,null,null,null,null,null,null,null,null,null,null,null,null,null,null,null,null,null,null,null,null,null,null,null,null,null,null,null,null,null,null,null,null,null,null,null,null,null,null,null,null,null,null,null,null,null,null,null,null,null,null,null,null,null,null,null,null,null,null,null,null,null,null,null,400,10,280,10]
["Eine Fehlerfreiheit des Programms kann nicht zugesichert werden. Im Zweifel gelten die technischen Daten der aktuellen Bauteilmappe der LTG Aktiengesellschaft.",null,null,null,null,null,null,null,null,null,null,null,null,null,null,null,null,null,null,null,null,null,null,null,null,null,null,null,null,null,null,null,null,null,null,null,null,null,null,1072193,60,"60 Düsen ",78.391761000000002,26.108248333333332,100,"100 Pa ",1.8310322453950234,null,null,null,null,null,null,null,null,null,null,null,null,null,null,null,null,null,null,null,null,null,null,null,null,null,null,null,null,null,null,null,null,null,null,null,null,null,null,null,null,null,null,null,null,null,null,null,null,null,null,null,null,null,null,null,1072193,2.7000000000000006,100,2.1972386944740276,1.8310322453950232,1.8310322453950234,"2016-07-26",null,null,null,103.399964,64.172666666666672,56.610999999999997,7.5616666666666665,907.8466196666667,26.108248333333332,155.72864866666669,1.9865436666666667,29.400221999999999,42.327221999999999,null,null,null,24.399999999999995,78.391761000000002,29.196666666666669,29.39,29.616666666666671,41.68333333333333,43.036666666666669,42.263333333333328,29.14,31.41,null,null,null,null,null,null,null,null,null,null,null,null,null,null,null,null,null,null,null,null,null,null,null,null,null,null,null,null,null,null,null,null,null,null,null,null,null,null,null,null,null,null,null,null,null,null,null,null,null,null,null,null,null,null,null,null,null,null,null,null,null,null,null,null,null,null,null,null,null,null,null,null,null,null,null,null,null,null,null,null,null,null,null,null,null,null,null,null,null,400,100,280,100]
["Aus Programmierfehlern entstandener Schaden geht nicht zu Lasten der LTG Aktiengesellschaft. Technische Änderungen im Rahmen der Weiterentwicklung vorbehalten.",null,null,null,null,null,null,null,null,null,null,null,null,null,null,null,null,null,null,null,null,null,null,null,null,null,null,null,null,null,null,null,null,null,null,null,null,null,null,1072193,60,"60 Düsen ",95.011116999999999,29.717732333333334,150,"150 Pa ",1.8178348725443019,null,null,null,null,null,null,null,null,null,null,null,null,null,null,null,null,null,null,null,null,null,null,null,null,null,null,null,null,null,null,null,null,null,null,null,null,null,null,null,null,null,null,null,null,null,null,null,null,null,null,null,null,null,null,null,1072193,2.9,150,2.181401847053162,1.8178348725443014,1.8178348725443019,"2016-07-26",null,null,null,101.52513499999999,64.160666666666671,55.387,8.7736666666666654,1034.229,29.717732333333334,184.92578600000002,1.9463593333333333,29.358889000000001,41.752000000000002,null,null,null,36.200000000000003,95.011116999999999,29.193333333333332,29.343333333333334,29.540000000000003,41.356666666666669,42.276666666666664,41.623333333333335,29.343333333333334,31.77,null,null,null,null,null,null,null,null,null,null,null,null,null,null,null,null,null,null,null,null,null,null,null,null,null,null,null,null,null,null,null,null,null,null,null,null,null,null,null,null,null,null,null,null,null,null,null,null,null,null,null,null,null,null,null,null,null,null,null,null,null,null,null,null,null,null,null,null,null,null,null,null,null,null,null,null,null,null,null,null,null,null,null,null,null,null,null,null,null,400,10,280,10]
[null,null,null,null,null,null,null,null,null,null,null,null,null,null,null,null,null,null,null,null,null,null,null,null,null,null,null,null,null,null,null,null,null,null,null,null,null,null,null,1072193,60,"60 Düsen ",109.00748700000001,32.061430333333334,200,"200 Pa ",1.8426529450747526,null,null,null,null,null,null,null,null,null,null,null,null,null,null,null,null,null,null,null,null,null,null,null,null,null,null,null,null,null,null,null,null,null,null,null,null,null,null,null,null,null,null,null,null,null,null,null,null,null,null,null,null,null,null,null,1072193,2.7999999999999994,200,2.2111835340897028,1.8426529450747526,1.8426529450747526,"2016-07-27",null,null,null,99.354398000000003,64.105999999999995,54.37766666666667,9.7283333333333335,1122.2899543333335,32.061430333333334,220.64356733333332,2.0241139999999995,29.10166666666667,40.398444333333337,null,null,null,47.9,109.00748700000001,28.933333333333334,29.286666666666665,29.083333333333332,40.083333333333336,40.823333333333331,40.29,28.7,30.466666666666669,null,null,null,null,null,null,null,null,null,null,null,null,null,null,null,null,null,null,null,null,null,null,null,null,null,null,null,null,null,null,null,null,null,null,null,null,null,null,null,null,null,null,null,null,null,null,null,null,null,null,null,null,null,null,null,null,null,null,null,null,null,null,null,null,null,null,null,null,null,null,null,null,null,null,null,null,null,null,null,null,null,null,null,null,null,null,null,null,null,450,10,290,10]
[null,null,null,null,null,null,null,null,null,null,null,null,null,null,null,null,null,null,null,null,null,null,null,null,null,null,null,null,null,null,null,null,null,null,null,null,null,null,null,1072193,60,"60 Düsen ",120.49417699999999,33.952533333333342,250,"250 Pa ",1.8005513907970989,null,null,null,null,null,null,null,null,null,null,null,null,null,null,null,null,null,null,null,null,null,null,null,null,null,null,null,null,null,null,null,null,null,null,null,null,null,null,null,null,null,null,null,null,null,null,null,null,null,null,null,null,null,null,null,1072193,2.9,250,2.1606616689565188,1.8005513907970989,1.8005513907970989,"2016-07-27",null,null,null,102.03387966666666,64.156000000000006,54.139000000000003,10.016999999999999,1186.7354930000001,33.952533333333342,226.55536966666668,1.8802183333333333,29.203111333333329,40.54422233333333,null,null,null,58.79999999999999,120.49417699999999,29.093333333333334,29.36333333333333,29.150000000000002,40.273333333333333,40.946666666666665,40.413333333333334,28.899999999999995,31.55,null,null,null,null,null,null,null,null,null,null,null,null,null,null,null,null,null,null,null,null,null,null,null,null,null,null,null,null,null,null,null,null,null,null,null,null,null,null,null,null,null,null,null,null,null,null,null,null,null,null,null,null,null,null,null,null,null,null,null,null,null,null,null,null,null,null,null,null,null,null,null,null,null,null,null,null,null,null,null,null,null,null,null,null,null,null,null,null,null,450,100,290,100]
[null,null,null,null,null,null,null,null,null,null,null,null,null,null,null,null,null,null,null,null,null,null,null,null,null,null,null,null,null,null,null,null,null,null,null,null,null,null,null,1072193,60,"60 Düsen ",131.214168,35.38994266666667,300,"300 Pa ",1.7906676905835508,null,null,null,null,null,null,null,null,null,null,null,null,null,null,null,null,null,null,null,null,null,null,null,null,null,null,null,null,null,null,null,null,null,null,null,null,null,null,null,null,null,null,null,null,null,null,null,null,null,null,null,null,null,null,null,1072193,2.9,300,2.1488012287002607,1.7906676905835512,1.7906676905835508,"2016-07-27",null,null,null,101.86473666666666,64.166333333333341,53.693666666666672,10.472666666666667,1238.6630876666666,35.38994266666667,239.77868100000001,1.8273840000000001,29.165777666666667,40.278111000000003,null,null,null,70,131.214168,29.096666666666668,29.293333333333333,29.103333333333335,40.07,40.65,40.116666666666667,29.006666666666664,31.983333333333334,null,null,null,null,null,null,null,null,null,null,null,null,null,null,null,null,null,null,null,null,null,null,null,null,null,null,null,null,null,null,null,null,null,null,null,null,null,null,null,null,null,null,null,null,null,null,null,null,null,null,null,null,null,null,null,null,null,null,null,null,null,null,null,null,null,null,null,null,null,null,null,null,null,null,null,null,null,null,null,null,null,null,null,null,null,null,null,null,null,450,10,290,10]
[null,null,null,null,null,null,null,null,null,null,null,null,null,null,null,null,null,null,null,null,null,null,null,null,null,null,null,null,null,null,null,null,null,null,null,null,null,null,null,null,null,null,null,null,null,null,null,null,null,null,null,null,null,null,null,null,null,null,null,null,null,null,null,null,null,null,null,null,null,null,null,null,null,null,null,null,null,null,null,null,null,null,null,null,null,null,null,null,null,null,null,null,null,null,null,null,null,null,null,null,null,null,null,null,null,null,null,null,null,null,null,null,null,null,null,null,null,null,null,null,null,null,null,null,null,null,null,null,null,null,null,null,null,null,null,null,null,null,null,null,null,null,null,null,null,null,null,null,null,null,null,null,null,null,null,null,null,null,null,null,null,null,null,null,null,null,null,null,null,null,null,null,null,null,null,null,null,null,null,null,null,null,null,null,null,null,null,null,null,null,null,null,null,null,null,null,null,null,null,null,null,null,null,null,null,null,null,null,null,null,null,null,null,null,null,null,null,null,null,null,null,null,null,null,500,10,310,10]
[null,null,null,null,null,null,null,null,null,null,null,null,null,null,null,null,null,null,null,null,null,null,null,null,null,null,null,null,null,null,null,null,null,null,null,null,null,null,null,null,null,null,null,null,null,null,null,null,null,null,null,null,null,null,null,null,null,null,null,null,null,null,null,null,null,null,null,null,null,null,null,null,null,null,null,null,null,null,null,null,null,null,null,null,null,null,null,null,null,null,null,null,null,null,null,null,null,null,null,null,null,null,null,null,null,null,null,null,null,null,null,null,null,null,null,null,null,null,null,null,null,null,null,null,null,null,null,null,null,null,null,null,null,null,null,null,null,null,null,null,null,null,null,null,null,null,null,null,null,null,null,null,null,null,null,null,null,null,null,null,null,null,null,null,null,null,null,null,null,null,null,null,null,null,null,null,null,null,null,null,null,null,null,null,null,null,null,null,null,null,null,null,null,null,null,null,null,null,null,null,null,null,null,null,null,null,null,null,null,null,null,null,null,null,null,null,null,null,null,null,null,null,null,null,500,100,310,100]
[null,null,null,null,null,null,null,null,null,null,null,null,null,null,null,null,null,null,null,null,null,null,null,null,null,null,null,null,null,null,null,null,null,null,null,null,null,null,null,null,null,null,null,null,null,null,null,null,null,null,null,null,null,null,null,null,null,null,null,null,null,null,null,null,null,null,null,null,null,null,null,null,null,null,null,null,null,null,null,null,null,null,null,null,null,null,null,null,null,null,null,null,null,null,null,null,null,null,null,null,null,null,null,null,null,null,null,null,null,null,null,null,null,null,null,null,null,null,null,null,null,null,null,null,null,null,null,null,null,null,null,null,null,null,null,null,null,null,null,null,null,null,null,null,null,null,null,null,null,null,null,null,null,null,null,null,null,null,null,null,null,null,null,null,null,null,null,null,null,null,null,null,null,null,null,null,null,null,null,null,null,null,null,null,null,null,null,null,null,null,null,null,null,null,null,null,null,null,null,null,null,null,null,null,null,null,null,null,null,null,null,null,null,null,null,null,null,null,null,null,null,null,null,null,500,10,310,10]
[null,null,null,null,null,null,null,null,null,null,null,null,null,null,null,null,null,null,null,null,null,null,null,null,null,null,null,null,null,null,null,null,null,null,null,null,null,null,null,null,null,null,null,null,null,null,null,null,null,null,null,null,null,null,null,null,null,null,null,null,null,null,null,null,null,null,null,null,null,null,null,null,null,null,null,null,null,null,null,null,null,null,null,null,null,null,null,null,null,null,null,null,null,null,null,null,null,null,null,null,null,null,null,null,null,null,null,null,null,null,null,null,null,null,null,null,null,null,null,null,null,null,null,null,null,null,null,null,null,null,null,null,null,null,null,null,null,null,null,null,null,null,null,null,null,null,null,null,null,null,null,null,null,null,null,null,null,null,null,null,null,null,null,null,null,null,null,null,null,null,null,null,null,null,null,null,null,null,null,null,null,null,null,null,null,null,null,null,null,null,null,null,null,null,null,null,null,null,null,null,null,null,null,null,null,null,null,null,null,null,null,null,null,null,null,null,null,null,null,null,null,null,null,null,550,10,320,10]
[null,null,null,null,null,null,null,null,null,null,null,null,null,null,null,null,null,null,null,null,null,null,null,null,null,null,null,null,null,null,null,null,null,null,null,null,null,null,null,null,null,null,null,null,null,null,null,null,null,null,null,null,null,null,null,null,null,null,null,null,null,null,null,null,null,null,null,null,null,null,null,null,null,null,null,null,null,null,null,null,null,null,null,null,null,null,null,null,null,null,null,null,null,null,null,null,null,null,null,null,null,null,null,null,null,null,null,null,null,null,null,null,null,null,null,null,null,null,null,null,null,null,null,null,null,null,null,null,null,null,null,null,null,null,null,null,null,null,null,null,null,null,null,null,null,null,null,null,null,null,null,null,null,null,null,null,null,null,null,null,null,null,null,null,null,null,null,null,null,null,null,null,null,null,null,null,null,null,null,null,null,null,null,null,null,null,null,null,null,null,null,null,null,null,null,null,null,null,null,null,null,null,null,null,null,null,null,null,null,null,null,null,null,null,null,null,null,null,null,null,null,null,null,null,550,100,320,100]
[null,null,null,null,null,null,null,null,null,null,null,null,null,null,null,null,null,null,null,null,null,null,null,null,null,null,null,null,null,null,null,null,null,null,null,null,null,null,null,null,null,null,null,null,null,null,null,null,null,null,null,null,null,null,null,null,null,null,null,null,null,null,null,null,null,null,null,null,null,null,null,null,null,null,null,null,null,null,null,null,null,null,null,null,null,null,null,null,null,null,null,null,null,null,null,null,null,null,null,null,null,null,null,null,null,null,null,null,null,null,null,null,null,null,null,null,null,null,null,null,null,null,null,null,null,null,null,null,null,null,null,null,null,null,null,null,null,null,null,null,null,null,null,null,null,null,null,null,null,null,null,null,null,null,null,null,null,null,null,null,null,null,null,null,null,null,null,null,null,null,null,null,null,null,null,null,null,null,null,null,null,null,null,null,null,null,null,null,null,null,null,null,null,null,null,null,null,null,null,null,null,null,null,null,null,null,null,null,null,null,null,null,null,null,null,null,null,null,null,null,null,null,null,null,550,10,320,10]
[null,null,null,null,null,null,null,null,null,null,null,null,null,null,null,null,null,null,null,null,null,null,null,null,null,null,null,null,null,null,null,null,null,null,null,null,null,null,null,null,null,null,null,null,null,null,null,null,null,null,null,null,null,null,null,null,null,null,null,null,null,null,null,null,null,null,null,null,null,null,null,null,null,null,null,null,null,null,null,null,null,null,null,null,null,null,null,null,null,null,null,null,null,null,null,null,null,null,null,null,null,null,null,null,null,null,null,null,null,null,null,null,null,null,null,null,null,null,null,null,null,null,null,null,null,null,null,null,null,null,null,null,null,null,null,null,null,null,null,null,null,null,null,null,null,null,null,null,null,null,null,null,null,null,null,null,null,null,null,null,null,null,null,null,null,null,null,null,null,null,null,null,null,null,null,null,null,null,null,null,null,null,null,null,null,null,null,null,null,null,null,null,null,null,null,null,null,null,null,null,null,null,null,null,null,null,null,null,null,null,null,null,null,null,null,null,null,null,null,null,null,null,null,null,null,null,330,10]
[null,null,null,null,null,null,null,null,null,null,null,null,null,null,null,null,null,null,null,null,null,null,null,null,null,null,null,null,null,null,null,null,null,null,null,null,null,null,null,null,null,null,null,null,null,null,null,null,null,null,null,null,null,null,null,null,null,null,null,null,null,null,null,null,null,null,null,null,null,null,null,null,null,null,null,null,null,null,null,null,null,null,null,null,null,null,null,null,null,null,null,null,null,null,null,null,null,null,null,null,null,null,null,null,null,null,null,null,null,null,null,null,null,null,null,null,null,null,null,null,null,null,null,null,null,null,null,null,null,null,null,null,null,null,null,null,null,null,null,null,null,null,null,null,null,null,null,null,null,null,null,null,null,null,null,null,null,null,null,null,null,null,null,null,null,null,null,null,null,null,null,null,null,null,null,null,null,null,null,null,null,null,null,null,null,null,null,null,null,null,null,null,null,null,null,null,null,null,null,null,null,null,null,null,null,null,null,null,null,null,null,null,null,null,null,null,null,null,null,null,null,null,null,null,null,null,330,100]
[null,null,null,null,null,null,null,null,null,null,null,null,null,null,null,null,null,null,null,null,null,null,null,null,null,null,null,null,null,null,null,null,null,null,null,null,null,null,null,null,null,null,null,null,null,null,null,null,null,null,null,null,null,null,null,null,null,null,null,null,null,null,null,null,null,null,null,null,null,null,null,null,null,null,null,null,null,null,null,null,null,null,null,null,null,null,null,null,null,null,null,null,null,null,null,null,null,null,null,null,null,null,null,null,null,null,null,null,null,null,null,null,null,null,null,null,null,null,null,null,null,null,null,null,null,null,null,null,null,null,null,null,null,null,null,null,null,null,null,null,null,null,null,null,null,null,null,null,null,null,null,null,null,null,null,null,null,null,null,null,null,null,null,null,null,null,null,null,null,null,null,null,null,null,null,null,null,null,null,null,null,null,null,null,null,null,null,null,null,null,null,null,null,null,null,null,null,null,null,null,null,null,null,null,null,null,null,null,null,null,null,null,null,null,null,null,null,null,null,null,null,null,null,null,null,null,330,10]
[null,null,null,null,null,null,null,null,null,null,null,null,null,null,null,null,null,null,null,null,null,null,null,null,null,null,null,null,null,null,null,null,null,null,null,null,null,null,null,null,null,null,null,null,null,null,null,null,null,null,null,null,null,null,null,null,null,null,null,null,null,null,null,null,null,null,null,null,null,null,null,null,null,null,null,null,null,null,null,null,null,null,null,null,null,null,null,null,null,null,null,null,null,null,null,null,null,null,null,null,null,null,null,null,null,null,null,null,null,null,null,null,null,null,null,null,null,null,null,null,null,null,null,null,null,null,null,null,null,null,null,null,null,null,null,null,null,null,null,null,null,null,null,null,null,null,null,null,null,null,null,null,null,null,null,null,null,null,null,null,null,null,null,null,null,null,null,null,null,null,null,null,null,null,null,null,null,null,null,null,null,null,null,null,null,null,null,null,null,null,null,null,null,null,null,null,null,null,null,null,null,null,null,null,null,null,null,null,null,null,null,null,null,null,null,null,null,null,null,null,null,null,null,null,null,null,340,10]
[null,null,null,null,null,null,null,null,null,null,null,null,null,null,null,null,null,null,null,null,null,null,null,null,null,null,null,null,null,null,null,null,null,null,null,null,null,null,null,null,null,null,null,null,null,null,null,null,null,null,null,null,null,null,null,null,null,null,null,null,null,null,null,null,null,null,null,null,null,null,null,null,null,null,null,null,null,null,null,null,null,null,null,null,null,null,null,null,null,null,null,null,null,null,null,null,null,null,null,null,null,null,null,null,null,null,null,null,null,null,null,null,null,null,null,null,null,null,null,null,null,null,null,null,null,null,null,null,null,null,null,null,null,null,null,null,null,null,null,null,null,null,null,null,null,null,null,null,null,null,null,null,null,null,null,null,null,null,null,null,null,null,null,null,null,null,null,null,null,null,null,null,null,null,null,null,null,null,null,null,null,null,null,null,null,null,null,null,null,null,null,null,null,null,null,null,null,null,null,null,null,null,null,null,null,null,null,null,null,null,null,null,null,null,null,null,null,null,null,null,null,null,null,null,null,null,340,100]
[null,null,null,null,null,null,null,null,null,null,null,null,null,null,null,null,null,null,null,null,null,null,null,null,null,null,null,null,null,null,null,null,null,null,null,null,null,null,null,null,null,null,null,null,null,null,null,null,null,null,null,null,null,null,null,null,null,null,null,null,null,null,null,null,null,null,null,null,null,null,null,null,null,null,null,null,null,null,null,null,null,null,null,null,null,null,null,null,null,null,null,null,null,null,null,null,null,null,null,null,null,null,null,null,null,null,null,null,null,null,null,null,null,null,null,null,null,null,null,null,null,null,null,null,null,null,null,null,null,null,null,null,null,null,null,null,null,null,null,null,null,null,null,null,null,null,null,null,null,null,null,null,null,null,null,null,null,null,null,null,null,null,null,null,null,null,null,null,null,null,null,null,null,null,null,null,null,null,null,null,null,null,null,null,null,null,null,null,null,null,null,null,null,null,null,null,null,null,null,null,null,null,null,null,null,null,null,null,null,null,null,null,null,null,null,null,null,null,null,null,null,null,null,null,null,null,340,10]
[null,null,null,null,null,null,null,null,null,null,null,null,null,null,null,null,null,null,null,null,null,null,null,null,null,null,null,null,null,null,null,null,null,null,null,null,null,null,null,null,null,null,null,null,null,null,null,null,null,null,null,null,null,null,null,null,null,null,null,null,null,null,null,null,null,null,null,null,null,null,null,null,null,null,null,null,null,null,null,null,null,null,null,null,null,null,null,null,null,null,null,null,null,null,null,null,null,null,null,null,null,null,null,null,null,null,null,null,null,null,null,null,null,null,null,null,null,null,null,null,null,null,null,null,null,null,null,null,null,null,null,null,null,null,null,null,null,null,null,null,null,null,null,null,null,null,null,null,null,null,null,null,null,null,null,null,null,null,null,null,null,null,null,null,null,null,null,null,null,null,null,null,null,null,null,null,null,null,null,null,null,null,null,null,null,null,null,null,null,null,null,null,null,null,null,null,null,null,null,null,null,null,null,null,null,null,null,null,null,null,null,null,null,null,null,null,null,null,null,null,null,null,null,null,null,null,360,10]
[null,null,null,null,null,null,null,null,null,null,null,null,null,null,null,null,null,null,null,null,null,null,null,null,null,null,null,null,null,null,null,null,null,null,null,null,null,null,null,null,null,null,null,null,null,null,null,null,null,null,null,null,null,null,null,null,null,null,null,null,null,null,null,null,null,null,null,null,null,null,null,null,null,null,null,null,null,null,null,null,null,null,null,null,null,null,null,null,null,null,null,null,null,null,null,null,null,null,null,null,null,null,null,null,null,null,null,null,null,null,null,null,null,null,null,null,null,null,null,null,null,null,null,null,null,null,null,null,null,null,null,null,null,null,null,null,null,null,null,null,null,null,null,null,null,null,null,null,null,null,null,null,null,null,null,null,null,null,null,null,null,null,null,null,null,null,null,null,null,null,null,null,null,null,null,null,null,null,null,null,null,null,null,null,null,null,null,null,null,null,null,null,null,null,null,null,null,null,null,null,null,null,null,null,null,null,null,null,null,null,null,null,null,null,null,null,null,null,null,null,null,null,null,null,null,null,360,100]
[null,null,null,null,null,null,null,null,null,null,null,null,null,null,null,null,null,null,null,null,null,null,null,null,null,null,null,null,null,null,null,null,null,null,null,null,null,null,null,null,null,null,null,null,null,null,null,null,null,null,null,null,null,null,null,null,null,null,null,null,null,null,null,null,null,null,null,null,null,null,null,null,null,null,null,null,null,null,null,null,null,null,null,null,null,null,null,null,null,null,null,null,null,null,null,null,null,null,null,null,null,null,null,null,null,null,null,null,null,null,null,null,null,null,null,null,null,null,null,null,null,null,null,null,null,null,null,null,null,null,null,null,null,null,null,null,null,null,null,null,null,null,null,null,null,null,null,null,null,null,null,null,null,null,null,null,null,null,null,null,null,null,null,null,null,null,null,null,null,null,null,null,null,null,null,null,null,null,null,null,null,null,null,null,null,null,null,null,null,null,null,null,null,null,null,null,null,null,null,null,null,null,null,null,null,null,null,null,null,null,null,null,null,null,null,null,null,null,null,null,null,null,null,null,null,null,360,10]
[null,null,null,null,null,null,null,null,null,null,null,null,null,null,null,null,null,null,null,null,null,null,null,null,null,null,null,null,null,null,null,null,null,null,null,null,null,null,null,null,null,null,null,null,null,null,null,null,null,null,null,null,null,null,null,null,null,null,null,null,null,null,null,null,null,null,null,null,null,null,null,null,null,null,null,null,null,null,null,null,null,null,null,null,null,null,null,null,null,null,null,null,null,null,null,null,null,null,null,null,null,null,null,null,null,null,null,null,null,null,null,null,null,null,null,null,null,null,null,null,null,null,null,null,null,null,null,null,null,null,null,null,null,null,null,null,null,null,null,null,null,null,null,null,null,null,null,null,null,null,null,null,null,null,null,null,null,null,null,null,null,null,null,null,null,null,null,null,null,null,null,null,null,null,null,null,null,null,null,null,null,null,null,null,null,null,null,null,null,null,null,null,null,null,null,null,null,null,null,null,null,null,null,null,null,null,null,null,null,null,null,null,null,null,null,null,null,null,null,null,null,null,null,null,null,null,370,10]
[null,null,null,null,null,null,null,null,null,null,null,null,null,null,null,null,null,null,null,null,null,null,null,null,null,null,null,null,null,null,null,null,null,null,null,null,null,null,null,null,null,null,null,null,null,null,null,null,null,null,null,null,null,null,null,null,null,null,null,null,null,null,null,null,null,null,null,null,null,null,null,null,null,null,null,null,null,null,null,null,null,null,null,null,null,null,null,null,null,null,null,null,null,null,null,null,null,null,null,null,null,null,null,null,null,null,null,null,null,null,null,null,null,null,null,null,null,null,null,null,null,null,null,null,null,null,null,null,null,null,null,null,null,null,null,null,null,null,null,null,null,null,null,null,null,null,null,null,null,null,null,null,null,null,null,null,null,null,null,null,null,null,null,null,null,null,null,null,null,null,null,null,null,null,null,null,null,null,null,null,null,null,null,null,null,null,null,null,null,null,null,null,null,null,null,null,null,null,null,null,null,null,null,null,null,null,null,null,null,null,null,null,null,null,null,null,null,null,null,null,null,null,null,null,null,null,370,100]
[null,null,null,null,null,null,null,null,null,null,null,null,null,null,null,null,null,null,null,null,null,null,null,null,null,null,null,null,null,null,null,null,null,null,null,null,null,null,null,null,null,null,null,null,null,null,null,null,null,null,null,null,null,null,null,null,null,null,null,null,null,null,null,null,null,null,null,null,null,null,null,null,null,null,null,null,null,null,null,null,null,null,null,null,null,null,null,null,null,null,null,null,null,null,null,null,null,null,null,null,null,null,null,null,null,null,null,null,null,null,null,null,null,null,null,null,null,null,null,null,null,null,null,null,null,null,null,null,null,null,null,null,null,null,null,null,null,null,null,null,null,null,null,null,null,null,null,null,null,null,null,null,null,null,null,null,null,null,null,null,null,null,null,null,null,null,null,null,null,null,null,null,null,null,null,null,null,null,null,null,null,null,null,null,null,null,null,null,null,null,null,null,null,null,null,null,null,null,null,null,null,null,null,null,null,null,null,null,null,null,null,null,null,null,null,null,null,null,null,null,null,null,null,null,null,null,370,10]
[null,null,null,null,null,null,null,null,null,null,null,null,null,null,null,null,null,null,null,null,null,null,null,null,null,null,null,null,null,null,null,null,null,null,null,null,null,null,null,null,null,null,null,null,null,null,null,null,null,null,null,null,null,null,null,null,null,null,null,null,null,null,null,null,null,null,null,null,null,null,null,null,null,null,null,null,null,null,null,null,null,null,null,null,null,null,null,null,null,null,null,null,null,null,null,null,null,null,null,null,null,null,null,null,null,null,null,null,null,null,null,null,null,null,null,null,null,null,null,null,null,null,null,null,null,null,null,null,null,null,null,null,null,null,null,null,null,null,null,null,null,null,null,null,null,null,null,null,null,null,null,null,null,null,null,null,null,null,null,null,null,null,null,null,null,null,null,null,null,null,null,null,null,null,null,null,null,null,null,null,null,null,null,null,null,null,null,null,null,null,null,null,null,null,null,null,null,null,null,null,null,null,null,null,null,null,null,null,null,null,null,null,null,null,null,null,null,null,null,null,null,null,null,null,null,null,380,10]
[null,null,null,null,null,null,null,null,null,null,null,null,null,null,null,null,null,null,null,null,null,null,null,null,null,null,null,null,null,null,null,null,null,null,null,null,null,null,null,null,null,null,null,null,null,null,null,null,null,null,null,null,null,null,null,null,null,null,null,null,null,null,null,null,null,null,null,null,null,null,null,null,null,null,null,null,null,null,null,null,null,null,null,null,null,null,null,null,null,null,null,null,null,null,null,null,null,null,null,null,null,null,null,null,null,null,null,null,null,null,null,null,null,null,null,null,null,null,null,null,null,null,null,null,null,null,null,null,null,null,null,null,null,null,null,null,null,null,null,null,null,null,null,null,null,null,null,null,null,null,null,null,null,null,null,null,null,null,null,null,null,null,null,null,null,null,null,null,null,null,null,null,null,null,null,null,null,null,null,null,null,null,null,null,null,null,null,null,null,null,null,null,null,null,null,null,null,null,null,null,null,null,null,null,null,null,null,null,null,null,null,null,null,null,null,null,null,null,null,null,null,null,null,null,null,null,380,100]
[null,null,null,null,null,null,null,null,null,null,null,null,null,null,null,null,null,null,null,null,null,null,null,null,null,null,null,null,null,null,null,null,null,null,null,null,null,null,null,null,null,null,null,null,null,null,null,null,null,null,null,null,null,null,null,null,null,null,null,null,null,null,null,null,null,null,null,null,null,null,null,null,null,null,null,null,null,null,null,null,null,null,null,null,null,null,null,null,null,null,null,null,null,null,null,null,null,null,null,null,null,null,null,null,null,null,null,null,null,null,null,null,null,null,null,null,null,null,null,null,null,null,null,null,null,null,null,null,null,null,null,null,null,null,null,null,null,null,null,null,null,null,null,null,null,null,null,null,null,null,null,null,null,null,null,null,null,null,null,null,null,null,null,null,null,null,null,null,null,null,null,null,null,null,null,null,null,null,null,null,null,null,null,null,null,null,null,null,null,null,null,null,null,null,null,null,null,null,null,null,null,null,null,null,null,null,null,null,null,null,null,null,null,null,null,null,null,null,null,null,null,null,null,null,null,null,380,10]
[null,null,null,null,null,null,null,null,null,null,null,null,null,null,null,null,null,null,null,null,null,null,null,null,null,null,null,null,null,null,null,null,null,null,null,null,null,null,null,null,null,null,null,null,null,null,null,null,null,null,null,null,null,null,null,null,null,null,null,null,null,null,null,null,null,null,null,null,null,null,null,null,null,null,null,null,null,null,null,null,null,null,null,null,null,null,null,null,null,null,null,null,null,null,null,null,null,null,null,null,null,null,null,null,null,null,null,null,null,null,null,null,null,null,null,null,null,null,null,null,null,null,null,null,null,null,null,null,null,null,null,null,null,null,null,null,null,null,null,null,null,null,null,null,null,null,null,null,null,null,null,null,null,null,null,null,null,null,null,null,null,null,null,null,null,null,null,null,null,null,null,null,null,null,null,null,null,null,null,null,null,null,null,null,null,null,null,null,null,null,null,null,null,null,null,null,null,null,null,null,null,null,null,null,null,null,null,null,null,null,null,null,null,null,null,null,null,null,null,null,null,null,null,null,null,null,390,10]
[null,null,null,null,null,null,null,null,null,null,null,null,null,null,null,null,null,null,null,null,null,null,null,null,null,null,null,null,null,null,null,null,null,null,null,null,null,null,null,null,null,null,null,null,null,null,null,null,null,null,null,null,null,null,null,null,null,null,null,null,null,null,null,null,null,null,null,null,null,null,null,null,null,null,null,null,null,null,null,null,null,null,null,null,null,null,null,null,null,null,null,null,null,null,null,null,null,null,null,null,null,null,null,null,null,null,null,null,null,null,null,null,null,null,null,null,null,null,null,null,null,null,null,null,null,null,null,null,null,null,null,null,null,null,null,null,null,null,null,null,null,null,null,null,null,null,null,null,null,null,null,null,null,null,null,null,null,null,null,null,null,null,null,null,null,null,null,null,null,null,null,null,null,null,null,null,null,null,null,null,null,null,null,null,null,null,null,null,null,null,null,null,null,null,null,null,null,null,null,null,null,null,null,null,null,null,null,null,null,null,null,null,null,null,null,null,null,null,null,null,null,null,null,null,null,null,390,100]
[null,null,null,null,null,null,null,null,null,null,null,null,null,null,null,null,null,null,null,null,null,null,null,null,null,null,null,null,null,null,null,null,null,null,null,null,null,null,null,null,null,null,null,null,null,null,null,null,null,null,null,null,null,null,null,null,null,null,null,null,null,null,null,null,null,null,null,null,null,null,null,null,null,null,null,null,null,null,null,null,null,null,null,null,null,null,null,null,null,null,null,null,null,null,null,null,null,null,null,null,null,null,null,null,null,null,null,null,null,null,null,null,null,null,null,null,null,null,null,null,null,null,null,null,null,null,null,null,null,null,null,null,null,null,null,null,null,null,null,null,null,null,null,null,null,null,null,null,null,null,null,null,null,null,null,null,null,null,null,null,null,null,null,null,null,null,null,null,null,null,null,null,null,null,null,null,null,null,null,null,null,null,null,null,null,null,null,null,null,null,null,null,null,null,null,null,null,null,null,null,null,null,null,null,null,null,null,null,null,null,null,null,null,null,null,null,null,null,null,null,null,null,null,null,null,null,390,10]
[null,null,null,null,null,null,null,null,null,null,null,null,null,null,null,null,null,null,null,null,null,null,null,null,null,null,null,null,null,null,null,null,null,null,null,null,null,null,null,null,null,null,null,null,null,null,null,null,null,null,null,null,null,null,null,null,null,null,null,null,null,null,null,null,null,null,null,null,null,null,null,null,null,null,null,null,null,null,null,null,null,null,null,null,null,null,null,null,null,null,null,null,null,null,null,null,null,null,null,null,null,null,null,null,null,null,null,null,null,null,null,null,null,null,null,null,null,null,null,null,null,null,null,null,null,null,null,null,null,null,null,null,null,null,null,null,null,null,null,null,null,null,null,null,null,null,null,null,null,null,null,null,null,null,null,null,null,null,null,null,null,null,null,null,null,null,null,null,null,null,null,null,null,null,null,null,null,null,null,null,null,null,null,null,null,null,null,null,null,null,null,null,null,null,null,null,null,null,null,null,null,null,null,null,null,null,null,null,null,null,null,null,null,null,null,null,null,null,null,null,null,null,null,null,null,null,410,10]
[null,null,null,null,null,null,null,null,null,null,null,null,null,null,null,null,null,null,null,null,null,null,null,null,null,null,null,null,null,null,null,null,null,null,null,null,null,null,null,null,null,null,null,null,null,null,null,null,null,null,null,null,null,null,null,null,null,null,null,null,null,null,null,null,null,null,null,null,null,null,null,null,null,null,null,null,null,null,null,null,null,null,null,null,null,null,null,null,null,null,null,null,null,null,null,null,null,null,null,null,null,null,null,null,null,null,null,null,null,null,null,null,null,null,null,null,null,null,null,null,null,null,null,null,null,null,null,null,null,null,null,null,null,null,null,null,null,null,null,null,null,null,null,null,null,null,null,null,null,null,null,null,null,null,null,null,null,null,null,null,null,null,null,null,null,null,null,null,null,null,null,null,null,null,null,null,null,null,null,null,null,null,null,null,null,null,null,null,null,null,null,null,null,null,null,null,null,null,null,null,null,null,null,null,null,null,null,null,null,null,null,null,null,null,null,null,null,null,null,null,null,null,null,null,null,null,410,100]
[null,null,null,null,null,null,null,null,null,null,null,null,null,null,null,null,null,null,null,null,null,null,null,null,null,null,null,null,null,null,null,null,null,null,null,null,null,null,null,null,null,null,null,null,null,null,null,null,null,null,null,null,null,null,null,null,null,null,null,null,null,null,null,null,null,null,null,null,null,null,null,null,null,null,null,null,null,null,null,null,null,null,null,null,null,null,null,null,null,null,null,null,null,null,null,null,null,null,null,null,null,null,null,null,null,null,null,null,null,null,null,null,null,null,null,null,null,null,null,null,null,null,null,null,null,null,null,null,null,null,null,null,null,null,null,null,null,null,null,null,null,null,null,null,null,null,null,null,null,null,null,null,null,null,null,null,null,null,null,null,null,null,null,null,null,null,null,null,null,null,null,null,null,null,null,null,null,null,null,null,null,null,null,null,null,null,null,null,null,null,null,null,null,null,null,null,null,null,null,null,null,null,null,null,null,null,null,null,null,null,null,null,null,null,null,null,null,null,null,null,null,null,null,null,null,null,410,10]
[null,null,null,null,null,null,null,null,null,null,null,null,null,null,null,null,null,null,null,null,null,null,null,null,null,null,null,null,null,null,null,null,null,null,null,null,null,null,null,null,null,null,null,null,null,null,null,null,null,null,null,null,null,null,null,null,null,null,null,null,null,null,null,null,null,null,null,null,null,null,null,null,null,null,null,null,null,null,null,null,null,null,null,null,null,null,null,null,null,null,null,null,null,null,null,null,null,null,null,null,null,null,null,null,null,null,null,null,null,null,null,null,null,null,null,null,null,null,null,null,null,null,null,null,null,null,null,null,null,null,null,null,null,null,null,null,null,null,null,null,null,null,null,null,null,null,null,null,null,null,null,null,null,null,null,null,null,null,null,null,null,null,null,null,null,null,null,null,null,null,null,null,null,null,null,null,null,null,null,null,null,null,null,null,null,null,null,null,null,null,null,null,null,null,null,null,null,null,null,null,null,null,null,null,null,null,null,null,null,null,null,null,null,null,null,null,null,null,null,null,null,null,null,null,null,null,420,10]
[null,null,null,null,null,null,null,null,null,null,null,null,null,null,null,null,null,null,null,null,null,null,null,null,null,null,null,null,null,null,null,null,null,null,null,null,null,null,null,null,null,null,null,null,null,null,null,null,null,null,null,null,null,null,null,null,null,null,null,null,null,null,null,null,null,null,null,null,null,null,null,null,null,null,null,null,null,null,null,null,null,null,null,null,null,null,null,null,null,null,null,null,null,null,null,null,null,null,null,null,null,null,null,null,null,null,null,null,null,null,null,null,null,null,null,null,null,null,null,null,null,null,null,null,null,null,null,null,null,null,null,null,null,null,null,null,null,null,null,null,null,null,null,null,null,null,null,null,null,null,null,null,null,null,null,null,null,null,null,null,null,null,null,null,null,null,null,null,null,null,null,null,null,null,null,null,null,null,null,null,null,null,null,null,null,null,null,null,null,null,null,null,null,null,null,null,null,null,null,null,null,null,null,null,null,null,null,null,null,null,null,null,null,null,null,null,null,null,null,null,null,null,null,null,null,null,420,100]
[null,null,null,null,null,null,null,null,null,null,null,null,null,null,null,null,null,null,null,null,null,null,null,null,null,null,null,null,null,null,null,null,null,null,null,null,null,null,null,null,null,null,null,null,null,null,null,null,null,null,null,null,null,null,null,null,null,null,null,null,null,null,null,null,null,null,null,null,null,null,null,null,null,null,null,null,null,null,null,null,null,null,null,null,null,null,null,null,null,null,null,null,null,null,null,null,null,null,null,null,null,null,null,null,null,null,null,null,null,null,null,null,null,null,null,null,null,null,null,null,null,null,null,null,null,null,null,null,null,null,null,null,null,null,null,null,null,null,null,null,null,null,null,null,null,null,null,null,null,null,null,null,null,null,null,null,null,null,null,null,null,null,null,null,null,null,null,null,null,null,null,null,null,null,null,null,null,null,null,null,null,null,null,null,null,null,null,null,null,null,null,null,null,null,null,null,null,null,null,null,null,null,null,null,null,null,null,null,null,null,null,null,null,null,null,null,null,null,null,null,null,null,null,null,null,null,420,10]
[null,null,null,null,null,null,null,null,null,null,null,null,null,null,null,null,null,null,null,null,null,null,null,null,null,null,null,null,null,null,null,null,null,null,null,null,null,null,null,null,null,null,null,null,null,null,null,null,null,null,null,null,null,null,null,null,null,null,null,null,null,null,null,null,null,null,null,null,null,null,null,null,null,null,null,null,null,null,null,null,null,null,null,null,null,null,null,null,null,null,null,null,null,null,null,null,null,null,null,null,null,null,null,null,null,null,null,null,null,null,null,null,null,null,null,null,null,null,null,null,null,null,null,null,null,null,null,null,null,null,null,null,null,null,null,null,null,null,null,null,null,null,null,null,null,null,null,null,null,null,null,null,null,null,null,null,null,null,null,null,null,null,null,null,null,null,null,null,null,null,null,null,null,null,null,null,null,null,null,null,null,null,null,null,null,null,null,null,null,null,null,null,null,null,null,null,null,null,null,null,null,null,null,null,null,null,null,null,null,null,null,null,null,null,null,null,null,null,null,null,null,null,null,null,null,null,430,10]
[null,null,null,null,null,null,null,null,null,null,null,null,null,null,null,null,null,null,null,null,null,null,null,null,null,null,null,null,null,null,null,null,null,null,null,null,null,null,null,null,null,null,null,null,null,null,null,null,null,null,null,null,null,null,null,null,null,null,null,null,null,null,null,null,null,null,null,null,null,null,null,null,null,null,null,null,null,null,null,null,null,null,null,null,null,null,null,null,null,null,null,null,null,null,null,null,null,null,null,null,null,null,null,null,null,null,null,null,null,null,null,null,null,null,null,null,null,null,null,null,null,null,null,null,null,null,null,null,null,null,null,null,null,null,null,null,null,null,null,null,null,null,null,null,null,null,null,null,null,null,null,null,null,null,null,null,null,null,null,null,null,null,null,null,null,null,null,null,null,null,null,null,null,null,null,null,null,null,null,null,null,null,null,null,null,null,null,null,null,null,null,null,null,null,null,null,null,null,null,null,null,null,null,null,null,null,null,null,null,null,null,null,null,null,null,null,null,null,null,null,null,null,null,null,null,null,430,100]
[null,null,null,null,null,null,null,null,null,null,null,null,null,null,null,null,null,null,null,null,null,null,null,null,null,null,null,null,null,null,null,null,null,null,null,null,null,null,null,null,null,null,null,null,null,null,null,null,null,null,null,null,null,null,null,null,null,null,null,null,null,null,null,null,null,null,null,null,null,null,null,null,null,null,null,null,null,null,null,null,null,null,null,null,null,null,null,null,null,null,null,null,null,null,null,null,null,null,null,null,null,null,null,null,null,null,null,null,null,null,null,null,null,null,null,null,null,null,null,null,null,null,null,null,null,null,null,null,null,null,null,null,null,null,null,null,null,null,null,null,null,null,null,null,null,null,null,null,null,null,null,null,null,null,null,null,null,null,null,null,null,null,null,null,null,null,null,null,null,null,null,null,null,null,null,null,null,null,null,null,null,null,null,null,null,null,null,null,null,null,null,null,null,null,null,null,null,null,null,null,null,null,null,null,null,null,null,null,null,null,null,null,null,null,null,null,null,null,null,null,null,null,null,null,null,null,430,10]
[null,null,null,null,null,null,null,null,null,null,null,null,null,null,null,null,null,null,null,null,null,null,null,null,null,null,null,null,null,null,null,null,null,null,null,null,null,null,null,null,null,null,null,null,null,null,null,null,null,null,null,null,null,null,null,null,null,null,null,null,null,null,null,null,null,null,null,null,null,null,null,null,null,null,null,null,null,null,null,null,null,null,null,null,null,null,null,null,null,null,null,null,null,null,null,null,null,null,null,null,null,null,null,null,null,null,null,null,null,null,null,null,null,null,null,null,null,null,null,null,null,null,null,null,null,null,null,null,null,null,null,null,null,null,null,null,null,null,null,null,null,null,null,null,null,null,null,null,null,null,null,null,null,null,null,null,null,null,null,null,null,null,null,null,null,null,null,null,null,null,null,null,null,null,null,null,null,null,null,null,null,null,null,null,null,null,null,null,null,null,null,null,null,null,null,null,null,null,null,null,null,null,null,null,null,null,null,null,null,null,null,null,null,null,null,null,null,null,null,null,null,null,null,null,null,null,440,10]
[null,null,null,null,null,null,null,null,null,null,null,null,null,null,null,null,null,null,null,null,null,null,null,null,null,null,null,null,null,null,null,null,null,null,null,null,null,null,null,null,null,null,null,null,null,null,null,null,null,null,null,null,null,null,null,null,null,null,null,null,null,null,null,null,null,null,null,null,null,null,null,null,null,null,null,null,null,null,null,null,null,null,null,null,null,null,null,null,null,null,null,null,null,null,null,null,null,null,null,null,null,null,null,null,null,null,null,null,null,null,null,null,null,null,null,null,null,null,null,null,null,null,null,null,null,null,null,null,null,null,null,null,null,null,null,null,null,null,null,null,null,null,null,null,null,null,null,null,null,null,null,null,null,null,null,null,null,null,null,null,null,null,null,null,null,null,null,null,null,null,null,null,null,null,null,null,null,null,null,null,null,null,null,null,null,null,null,null,null,null,null,null,null,null,null,null,null,null,null,null,null,null,null,null,null,null,null,null,null,null,null,null,null,null,null,null,null,null,null,null,null,null,null,null,null,null,440,100]
[null,null,null,null,null,null,null,null,null,null,null,null,null,null,null,null,null,null,null,null,null,null,null,null,null,null,null,null,null,null,null,null,null,null,null,null,null,null,null,null,null,null,null,null,null,null,null,null,null,null,null,null,null,null,null,null,null,null,null,null,null,null,null,null,null,null,null,null,null,null,null,null,null,null,null,null,null,null,null,null,null,null,null,null,null,null,null,null,null,null,null,null,null,null,null,null,null,null,null,null,null,null,null,null,null,null,null,null,null,null,null,null,null,null,null,null,null,null,null,null,null,null,null,null,null,null,null,null,null,null,null,null,null,null,null,null,null,null,null,null,null,null,null,null,null,null,null,null,null,null,null,null,null,null,null,null,null,null,null,null,null,null,null,null,null,null,null,null,null,null,null,null,null,null,null,null,null,null,null,null,null,null,null,null,null,null,null,null,null,null,null,null,null,null,null,null,null,null,null,null,null,null,null,null,null,null,null,null,null,null,null,null,null,null,null,null,null,null,null,null,null,null,null,null,null,null,440,10]

{"sheet":"Korrektur_BG800_mw120kg_h","index":6,"n_rows":31221,"n_cols":118,"rows_kept":4500,"cut":true,"hidden":true,"merged":[[62,48,62,51],[63,48,63,51]],"bounds":{"rows_first":2000,"rows_last":500,"rows_between":2000,"halvings":0}}
["T_VL",{"$f":"IF(ISERROR(D1),1,ROUND(D1,0))","v":6},"°C",{"$f":"HFB!$K$12","v":6},"Vorlauf",null,null,null,null,null,null,null,null,null,null,null,null,null,null,null,null,null,null,null,null,null,null,null,"T_VL",{"$f":"IF(ISERROR(AF1),1,ROUND(AF1,0))","v":6},"°C",{"$f":"HFB!$K$12","v":6},"Vorlauf",null,null,null,null,null,null,null,null,null,null,null,null,null,null,null,null,null,null,null,null,"T_VL",{"$f":"IF(ISERROR(BE1),1,ROUND(BE1,0))","v":6},"°C",{"$f":"HFB!$K$12","v":6},"Vorlauf",null,null,null,null,null,null,null,null,null,null,null,null,null,null,null,null,null,null,null,null,null,"T_VL",{"$f":"IF(ISERROR(CE1),1,ROUND(CE1,0))","v":6},"°C",{"$f":"HFB!$K$12","v":6},"Vorlauf",null,null,null,null,null,null,null,null,null,null,null,null,null,null,null,null,null,null,null,null,null,"T_VL",{"$f":"IF(ISERROR(DE1),1,ROUND(DE1,0))","v":6},"°C",{"$f":"HFB!$K$12","v":6},"Vorlauf"]
["m_KW",{"$f":"IF(ISERROR(D2),1,D2)","v":120},"kg/h",120,"Kühlwasser",null,120,"kg/h",null,null,null,null,null,null,null,null,null,null,null,null,null,null,null,null,null,null,null,null,"m_KW",{"$f":"IF(ISERROR(AF2),1,AF2)","v":120},"kg/h",120,"Kühlwasser",null,null,null,null,null,null,null,null,null,null,null,null,null,null,null,null,null,null,null,null,"m_KW",{"$f":"IF(ISERROR(BE2),1,BE2)","v":120},"kg/h",120,"Kühlwasser",null,null,null,null,null,null,null,null,null,null,null,null,null,null,null,null,null,null,null,null,null,"m_KW",{"$f":"IF(ISERROR(CE2),1,CE2)","v":120},"kg/h",120,"Kühlwasser",null,null,null,null,null,null,null,null,null,null,null,null,null,null,null,null,null,null,null,null,null,"m_KW",{"$f":"IF(ISERROR(DE2),1,DE2)","v":120},"kg/h",120,"Kühlwasser"]
["V",{"$f":"IF(ISERROR(D3),1,ROUND(D3,0))","v":40},"m³/h",40,"Volumenstrom",null,null,null,null,null,null,null,null,null,null,null,null,null,null,null,null,null,null,null,null,null,null,null,"V",{"$f":"IF(ISERROR(AF3),1,ROUND(AF3,0))","v":80},"m³/h",80,"Volumenstrom",null,null,null,null,null,null,null,null,null,null,null,null,null,null,null,null,null,null,null,null,"V",{"$f":"IF(ISERROR(BE3),1,ROUND(BE3,0))","v":120},"m³/h",120,"Volumenstrom",null,null,null,null,null,null,null,null,null,null,null,null,null,null,null,null,null,null,null,null,null,"V",{"$f":"IF(ISERROR(CE3),1,ROUND(CE3,0))","v":160},"m³/h",160,"Volumenstrom",null,null,null,null,null,null,null,null,null,null,null,null,null,null,null,null,null,null,null,null,null,"V",{"$f":"IF(ISERROR(DE3),1,ROUND(DE3,0))","v":200},"m³/h",200,"Volumenstrom"]
["rel.Feuchte",1,"%",null,null,null,null,null,4,"rel Feuchte","korrektur totale Leistung",null,"korrektur sens. Leistung",null,null,null,null,null,null,null,null,null,null,null,null,null,null,null,"rel.Feuchte",1,"%",null,null,null,null,null,4,"rel Feuchte","korrektur totale Leistung",null,"korrektur sens. Leistung",null,null,null,null,null,null,null,null,null,null,null,null,"rel.Feuchte",1,"%",null,null,null,null,null,4,"rel Feuchte","korrektur totale Leistung",null,"korrektur sens. Leistung",null,null,null,null,null,null,null,null,null,null,null,null,null,"rel.Feuchte",1,"%",null,null,null,null,null,4,"rel Feuchte","korrektur totale Leistung",null,"korrektur sens. Leistung",null,null,null,null,null,null,null,null,null,null,null,null,null,"rel.Feuchte",1,"%",null,null,null,null,null,4,"rel Feuchte","korrektur totale Leistung",null,"korrektur sens. Leistung"]
[null,50,"%",null,{"$f":"CONCATENATE(B1, \" \",C1, \" \",E1, \"; \")","v":"6 °C Vorlauf; "},null,null,null,null,null,null,{"$f":"J18*M5+K18","v":27.696155436130599},1,null,null,null,null,null,null,null,null,null,null,null,null,null,null,null,null,50,"%",null,{"$f":"CONCATENATE(AD1, \" \",AE1, \" \",AG1, \"; \")","v":"6 °C Vorlauf; "},null,null,null,null,null,null,{"$f":"AL18*AO5+AM18","v":30.79427997992979},1,null,null,null,null,null,null,null,null,null,null,null,null,null,50,"%",null,{"$f":"CONCATENATE(BC1, \" \",BD1, \" \",BF1, \"; \")","v":"6 °C Vorlauf; "},null,null,null,null,null,null,{"$f":"BK18*BN5+BL18","v":34.244035346097192},1,null,null,null,null,null,null,null,null,null,null,null,null,null,null,50,"%",null,{"$f":"CONCATENATE(CC1, \" \",CD1, \" \",CF1, \"; \")","v":"6 °C Vorlauf; "},null,null,null,null,null,null,{"$f":"CK18*CN5+CL18","v":36.770512820512813},1,null,null,null,null,null,null,null,null,null,null,null,null,null,null,50,"%",null,{"$f":"CONCATENATE(DC1, \" \",DD1, \" \",DF1, \"; \")","v":"6 °C Vorlauf; "},null,null,null,null,null,null,{"$f":"DK18*DN5+DL18","v":39.328365160689295},1]
[null,60,"%",null,{"$f":"CONCATENATE(B2, \" \",C2, \" \",E2, \"; \")","v":"120 kg/h Kühlwasser; "},null,null,null,null,{"$f":"IF(C13=1,J7,B5)","v":50},{"$f":"IF(C13=1,K7,C13)","v":1.5769230769230769},{"$f":"IF(C14=1,L7,B5)","v":60},{"$f":"IF(C14=1,M7,C14)","v":0.96153846153846145},null,null,null,null,null,null,null,null,null,null,null,null,null,null,null,null,60,"%",null,{"$f":"CONCATENATE(AD2, \" \",AE2, \" \",AG2, \"; \")","v":"120 kg/h Kühlwasser; "},null,null,null,null,{"$f":"IF(AE13=1,AL7,AD5)","v":50},{"$f":"IF(AE13=1,AM7,AE13)","v":1.46},{"$f":"IF(AE14=1,AN7,AD5)","v":50},{"$f":"IF(AE14=1,AO7,AE14)","v":0.94},null,null,null,null,null,null,null,null,null,null,null,null,null,60,"%",null,{"$f":"CONCATENATE(BC2, \" \",BD2, \" \",BF2, \"; \")","v":"120 kg/h Kühlwasser; "},null,null,null,null,{"$f":"IF(BD13=1,BK7,BC5)","v":50},{"$f":"IF(BD13=1,BL7,BD13)","v":1.3571428571428572},{"$f":"IF(BD14=1,BM7,BC5)","v":50},{"$f":"IF(BD14=1,BN7,BD14)","v":0.9},null,null,null,null,null,null,null,null,null,null,null,null,null,null,60,"%",null,{"$f":"CONCATENATE(CC2, \" \",CD2, \" \",CF2, \"; \")","v":"120 kg/h Kühlwasser; "},null,null,null,null,{"$f":"IF(CD13=1,CK7,CC5)","v":50},{"$f":"IF(CD13=1,CL7,CD13)","v":1.264367816091954},{"$f":"IF(CD14=1,CM7,CC5)","v":50},{"$f":"IF(CD14=1,CN7,CD14)","v":0.87356321839080464},null,null,null,null,null,null,null,null,null,null,null,null,null,null,60,"%",null,{"$f":"CONCATENATE(DC2, \" \",DD2, \" \",DF2, \"; \")","v":"120 kg/h Kühlwasser; "},null,null,null,null,{"$f":"IF(DD13=1,DK7,DC5)","v":50},{"$f":"IF(DD13=1,DL7,DD13)","v":1.198019801980198},{"$f":"IF(DD14=1,DM7,DC5)","v":50},{"$f":"IF(DD14=1,DN7,DD14)","v":0.86138613861386137}]
[null,70,"%",null,{"$f":"CONCATENATE(B3, \" \",C3, \" \",E3, \"; \")","v":"40 m³/h Volumenstrom; "},null,null,null,null,{"$f":"IF(D13=1,J8,B6)","v":60},{"$f":"IF(D13=1,K8,D13)","v":1.846153846153846},{"$f":"IF(D14=1,L8,B6)","v":60},{"$f":"IF(D14=1,M8,D14)","v":0.96153846153846145},null,null,null,null,null,null,null,null,null,null,null,null,null,null,null,null,70,"%",null,{"$f":"CONCATENATE(AD3, \" \",AE3, \" \",AG3, \"; \")","v":"80 m³/h Volumenstrom; "},null,null,null,null,{"$f":"IF(AF13=1,AL8,AD6)","v":60},{"$f":"IF(AF13=1,AM8,AF13)","v":1.72},{"$f":"IF(AF14=1,AN8,AD6)","v":60},{"$f":"IF(AF14=1,AO8,AF14)","v":0.92},null,null,null,null,null,null,null,null,null,null,null,null,null,70,"%",null,{"$f":"CONCATENATE(BC3, \" \",BD3, \" \",BF3, \"; \")","v":"120 m³/h Volumenstrom; "},null,null,null,null,{"$f":"IF(BE13=1,BK8,BC6)","v":60},{"$f":"IF(BE13=1,BL8,BE13)","v":1.5857142857142859},{"$f":"IF(BE14=1,BM8,BC6)","v":60},{"$f":"IF(BE14=1,BN8,BE14)","v":0.87142857142857144},null,null,null,null,null,null,null,null,null,null,null,null,null,null,70,"%",null,{"$f":"CONCATENATE(CC3, \" \",CD3, \" \",CF3, \"; \")","v":"160 m³/h Volumenstrom; "},null,null,null,null,{"$f":"IF(CE13=1,CK8,CC6)","v":60},{"$f":"IF(CE13=1,CL8,CE13)","v":1.4827586206896552},{"$f":"IF(CE14=1,CM8,CC6)","v":60},{"$f":"IF(CE14=1,CN8,CE14)","v":0.83908045977011492},null,null,null,null,null,null,null,null,null,null,null,null,null,null,70,"%",null,{"$f":"CONCATENATE(DC3, \" \",DD3, \" \",DF3, \"; \")","v":"200 m³/h Volumenstrom; "},null,null,null,null,{"$f":"IF(DE13=1,DK8,DC6)","v":60},{"$f":"IF(DE13=1,DL8,DE13)","v":1.386138613861386},{"$f":"IF(DE14=1,DM8,DC6)","v":60},{"$f":"IF(DE14=1,DN8,DE14)","v":0.81188118811881183}]
[null,99,"%",null,{"$f":"CONCATENATE(B12, \" \",C12, \" \",A12, \"; \")","v":"26 °C Ansaugtemp; "},null,null,null,null,{"$f":"IF(E13=1,J9,B7)","v":70},{"$f":"IF(E13=1,K9,E13)","v":2.0769230769230771},{"$f":"IF(E14=1,L9,B7)","v":70},{"$f":"IF(E14=1,M9,E14)","v":0.96153846153846145},null,null,null,null,null,null,null,null,null,null,null,null,null,null,null,null,99,"%",null,{"$f":"CONCATENATE(AD12, \" \",AE12, \" \",AC12, \"; \")","v":"26 °C Ansaugtemp; "},null,null,null,null,{"$f":"IF(AG13=1,AL9,AD7)","v":70},{"$f":"IF(AG13=1,AM9,AG13)","v":1.96},{"$f":"IF(AG14=1,AN9,AD7)","v":70},{"$f":"IF(AG14=1,AO9,AG14)","v":0.9},null,null,null,null,null,null,null,null,null,null,null,null,null,99,"%",null,{"$f":"CONCATENATE(BC12, \" \",BD12, \" \",BB12, \"; \")","v":"26 °C Ansaugtemp; "},null,null,null,null,{"$f":"IF(BF13=1,BK9,BC7)","v":70},{"$f":"IF(BF13=1,BL9,BF13)","v":1.8142857142857145},{"$f":"IF(BF14=1,BM9,BC7)","v":70},{"$f":"IF(BF14=1,BN9,BF14)","v":0.84285714285714286},null,null,null,null,null,null,null,null,null,null,null,null,null,null,99,"%",null,{"$f":"CONCATENATE(CC12, \" \",CD12, \" \",CB12, \"; \")","v":"26 °C Ansaugtemp; "},null,null,null,null,{"$f":"IF(CF13=1,CK9,CC7)","v":70},{"$f":"IF(CF13=1,CL9,CF13)","v":1.6896551724137931},{"$f":"IF(CF14=1,CM9,CC7)","v":70},{"$f":"IF(CF14=1,CN9,CF14)","v":0.79310344827586199},null,null,null,null,null,null,null,null,null,null,null,null,null,null,99,"%",null,{"$f":"CONCATENATE(DC12, \" \",DD12, \" \",DB12, \"; \")","v":"26 °C Ansaugtemp; "},null,null,null,null,{"$f":"IF(DF13=1,DK9,DC7)","v":70},{"$f":"IF(DF13=1,DL9,DF13)","v":1.5841584158415842},{"$f":"IF(DF14=1,DM9,DC7)","v":70},{"$f":"IF(DF14=1,DN9,DF14)","v":0.75247524752475248}]
[null,null,"%",null,{"$f":"CONCATENATE(E5,E6,E7,E8)","v":"6 °C Vorlauf; 120 kg/h Kühlwasser; 40 m³/h Volumenstrom; 26 °C Ansaugtemp; "},null,null,null,null,{"$f":"IF(F13=1,J10,B8)","v":99},{"$f":"IF(F13=1,K10,F13)","v":2.8461538461538458},{"$f":"IF(F14=1,L10,B8)","v":99},{"$f":"IF(F14=1,M10,F14)","v":0.96153846153846145},null,null,null,null,null,null,null,null,null,null,null,null,null,null,null,null,null,"%",null,{"$f":"CONCATENATE(AG5,AG6,AG7,AG8)","v":"6 °C Vorlauf; 120 kg/h Kühlwasser; 80 m³/h Volumenstrom; 26 °C Ansaugtemp; "},null,null,null,null,{"$f":"IF(AH13=1,AL10,AD8)","v":99},{"$f":"IF(AH13=1,AM10,AH13)","v":2.66},{"$f":"IF(AH14=1,AN10,AD8)","v":99},{"$f":"IF(AH14=1,AO10,AH14)","v":0.86},null,null,null,null,null,null,null,null,null,null,null,null,null,null,"%",null,{"$f":"CONCATENATE(BF5,BF6,BF7,BF8)","v":"6 °C Vorlauf; 120 kg/h Kühlwasser; 120 m³/h Volumenstrom; 26 °C Ansaugtemp; "},null,null,null,null,{"$f":"IF(BG13=1,BK10,BC8)","v":99},{"$f":"IF(BG13=1,BL10,BG13)","v":2.4714285714285715},{"$f":"IF(BG14=1,BM10,BC8)","v":99},{"$f":"IF(BG14=1,BN10,BG14)","v":0.75714285714285723},null,null,null,null,null,null,null,null,null,null,null,null,null,null,null,"%",null,{"$f":"CONCATENATE(CF5,CF6,CF7,CF8)","v":"6 °C Vorlauf; 120 kg/h Kühlwasser; 160 m³/h Volumenstrom; 26 °C Ansaugtemp; "},null,null,null,null,{"$f":"IF(CG13=1,CK10,CC8)","v":99},{"$f":"IF(CG13=1,CL10,CG13)","v":2.2758620689655173},{"$f":"IF(CG14=1,CM10,CC8)","v":99},{"$f":"IF(CG14=1,CN10,CG14)","v":0.66666666666666663},null,null,null,null,null,null,null,null,null,null,null,null,null,null,null,"%",null,{"$f":"CONCATENATE(DF5,DF6,DF7,DF8)","v":"6 °C Vorlauf; 120 kg/h Kühlwasser; 200 m³/h Volumenstrom; 26 °C Ansaugtemp; "},null,null,null,null,{"$f":"IF(DG13=1,DK10,DC8)","v":99},{"$f":"IF(DG13=1,DL10,DG13)","v":2.1188118811881189},{"$f":"IF(DG14=1,DM10,DC8)","v":99},{"$f":"IF(DG14=1,DN10,DG14)","v":0.60396039603960394}]
[null,null,"%",null,null,null,null,null,null,null,null,100,1,null,null,null,null,null,null,null,null,null,null,null,null,null,null,null,null,null,"%",null,null,null,null,null,null,null,null,100,1,null,null,null,null,null,null,null,null,null,null,null,null,null,null,"%",null,null,null,null,null,null,null,null,100,1,null,null,null,null,null,null,null,null,null,null,null,null,null,null,null,"%",null,null,null,null,null,null,null,null,100,1,null,null,null,null,null,null,null,null,null,null,null,null,null,null,null,"%",null,null,null,null,null,null,null,null,100,1]
[null,{"$f":"ROUND(E11,0)","v":50},"%",null,{"$f":"HFB!$K$13","v":50},null,null,null,null,null,null,null,null,null,null,null,null,null,null,null,null,null,null,null,null,null,null,null,null,{"$f":"ROUND(AG11,0)","v":50},"%",null,{"$f":"HFB!$K$13","v":50},null,null,null,null,null,null,null,null,null,null,null,null,null,null,null,null,null,null,null,null,null,{"$f":"ROUND(BF11,0)","v":50},"%",null,{"$f":"HFB!$K$13","v":50},null,null,null,null,null,null,null,null,null,null,null,null,null,null,null,null,null,null,null,null,null,null,{"$f":"ROUND(CF11,0)","v":50},"%",null,{"$f":"HFB!$K$13","v":50},null,null,null,null,null,null,null,null,null,null,null,null,null,null,null,null,null,null,null,null,null,null,{"$f":"ROUND(DF11,0)","v":50},"%",null,{"$f":"HFB!$K$13","v":50}]
["Ansaugtemp",{"$f":"ROUND(E12,0)","v":26},"°C",null,{"$f":"HFB!$K$6","v":26},null,null,null,null,null,null,null,null,null,null,null,null,null,null,null,null,null,null,null,null,null,null,null,"Ansaugtemp",{"$f":"ROUND(AG12,0)","v":26},"°C",null,{"$f":"HFB!$K$6","v":26},null,null,null,null,null,null,null,null,null,null,null,null,null,null,null,null,null,null,null,null,"Ansaugtemp",{"$f":"ROUND(BF12,0)","v":26},"°C",null,{"$f":"HFB!$K$6","v":26},null,null,null,null,null,null,null,null,null,null,null,null,null,null,null,null,null,null,null,null,null,"Ansaugtemp",{"$f":"ROUND(CF12,0)","v":26},"°C",null,{"$f":"HFB!$K$6","v":26},null,null,null,null,null,null,null,null,null,null,null,null,null,null,null,null,null,null,null,null,null,"Ansaugtemp",{"$f":"ROUND(DF12,0)","v":26},"°C",null,{"$f":"HFB!$K$6","v":26}]
["Korrekturfaktor\n totale Leistung",{"$f":"INDEX($K$22:$K$31221,MATCH(B1&B2&B3&B4&B12,$A$22:$A$31221&$H$22:$H$31221&$C$22:$C$31221&$E$22:$E$31221&$D$22:$D$31221,0))","v":1},{"$f":"INDEX($K$19:$K$31221,MATCH(B1&B2&B3&B5&B12,$A$19:$A$31221&$H$19:$H$31221&$C$19:$C$31221&$E$19:$E$31221&$D$19:$D$31221,0))","v":1.5769230769230769},{"$f":"INDEX($K$19:$K$31221,MATCH(B1&B2&B3&B6&B12,$A$19:$A$31221&$H$19:$H$31221&$C$19:$C$31221&$E$19:$E$31221&$D$19:$D$31221,0))","v":1.846153846153846},{"$f":"INDEX($K$19:$K$31221,MATCH(B1&B2&B3&B7&B12,$A$19:$A$31221&$H$19:$H$31221&$C$19:$C$31221&$E$19:$E$31221&$D$19:$D$31221,0))","v":2.0769230769230771},{"$f":"INDEX($K$19:$K$31221,MATCH(B1&B2&B3&B8&B12,$A$19:$A$31221&$H$19:$H$31221&$C$19:$C$31221&$E$19:$E$31221&$D$19:$D$31221,0))","v":2.8461538461538458},{"$f":"INDEX($K$19:$K$31221,MATCH(B1&B2&B3&B9&B12,$A$19:$A$31221&$H$19:$H$31221&$C$19:$C$31221&$E$19:$E$31221&$D$19:$D$31221,0))","v":{"$error":"#N/A"}},{"$f":"INDEX($K$19:$K$31221,MATCH(B1&B2&B3&B10&B12,$A$19:$A$31221&$H$19:$H$31221&$C$19:$C$31221&$E$19:$E$31221&$D$19:$D$31221,0))","v":{"$error":"#N/A"}},null,null,null,null,null,null,null,null,null,null,null,null,null,null,null,null,null,null,null,null,"Korrekturfaktor\n totale Leistung",{"$f":"INDEX($K$22:$K$31221,MATCH(AD1&AD2&AD3&AD4&AD12,$A$22:$A$31221&$H$22:$H$31221&$C$22:$C$31221&$E$22:$E$31221&$D$22:$D$31221,0))","v":1},{"$f":"INDEX($K$19:$K$31221,MATCH(AD1&AD2&AD3&AD5&AD12,$A$19:$A$31221&$H$19:$H$31221&$C$19:$C$31221&$E$19:$E$31221&$D$19:$D$31221,0))","v":1.46},{"$f":"INDEX($K$19:$K$31221,MATCH(AD1&AD2&AD3&AD6&AD12,$A$19:$A$31221&$H$19:$H$31221&$C$19:$C$31221&$E$19:$E$31221&$D$19:$D$31221,0))","v":1.72},{"$f":"INDEX($K$19:$K$31221,MATCH(AD1&AD2&AD3&AD7&AD12,$A$19:$A$31221&$H$19:$H$31221&$C$19:$C$31221&$E$19:$E$31221&$D$19:$D$31221,0))","v":1.96},{"$f":"INDEX($K$19:$K$31221,MATCH(AD1&AD2&AD3&AD8&AD12,$A$19:$A$31221&$H$19:$H$31221&$C$19:$C$31221&$E$19:$E$31221&$D$19:$D$31221,0))","v":2.66},{"$f":"INDEX($K$19:$K$31221,MATCH(AD1&AD2&AD3&AD9&AD12,$A$19:$A$31221&$H$19:$H$31221&$C$19:$C$31221&$E$19:$E$31221&$D$19:$D$31221,0))","v":{"$error":"#N/A"}},{"$f":"INDEX($K$19:$K$31221,MATCH(AD1&AD2&AD3&AD10&AD12,$A$19:$A$31221&$H$19:$H$31221&$C$19:$C$31221&$E$19:$E$31221&$D$19:$D$31221,0))","v":{"$error":"#N/A"}},null,null,null,null,null,null,null,null,null,null,null,null,null,null,null,null,null,"Korrekturfaktor\n totale Leistung",{"$f":"INDEX($K$22:$K$31221,MATCH(BC1&BC2&BC3&BC4&BC12,$A$22:$A$31221&$H$22:$H$31221&$C$22:$C$31221&$E$22:$E$31221&$D$22:$D$31221,0))","v":1},{"$f":"INDEX($K$19:$K$31221,MATCH(BC1&BC2&BC3&BC5&BC12,$A$19:$A$31221&$H$19:$H$31221&$C$19:$C$31221&$E$19:$E$31221&$D$19:$D$31221,0))","v":1.3571428571428572},{"$f":"INDEX($K$19:$K$31221,MATCH(BC1&BC2&BC3&BC6&BC12,$A$19:$A$31221&$H$19:$H$31221&$C$19:$C$31221&$E$19:$E$31221&$D$19:$D$31221,0))","v":1.5857142857142859},{"$f":"INDEX($K$19:$K$31221,MATCH(BC1&BC2&BC3&BC7&BC12,$A$19:$A$31221&$H$19:$H$31221&$C$19:$C$31221&$E$19:$E$31221&$D$19:$D$31221,0))","v":1.8142857142857145},{"$f":"INDEX($K$19:$K$31221,MATCH(BC1&BC2&BC3&BC8&BC12,$A$19:$A$31221&$H$19:$H$31221&$C$19:$C$31221&$E$19:$E$31221&$D$19:$D$31221,0))","v":2.4714285714285715},{"$f":"INDEX($K$19:$K$31221,MATCH(BC1&BC2&BC3&BC9&BC12,$A$19:$A$31221&$H$19:$H$31221&$C$19:$C$31221&$E$19:$E$31221&$D$19:$D$31221,0))","v":{"$error":"#N/A"}},{"$f":"INDEX($K$19:$K$31221,MATCH(BC1&BC2&BC3&BC10&BC12,$A$19:$A$31221&$H$19:$H$31221&$C$19:$C$31221&$E$19:$E$31221&$D$19:$D$31221,0))","v":{"$error":"#N/A"}},null,null,null,null,null,null,null,null,null,null,null,null,null,null,null,null,null,null,"Korrekturfaktor\n totale Leistung",{"$f":"INDEX($K$22:$K$31221,MATCH(CC1&CC2&CC3&CC4&CC12,$A$22:$A$31221&$H$22:$H$31221&$C$22:$C$31221&$E$22:$E$31221&$D$22:$D$31221,0))","v":1},{"$f":"INDEX($K$19:$K$31221,MATCH(CC1&CC2&CC3&CC5&CC12,$A$19:$A$31221&$H$19:$H$31221&$C$19:$C$31221&$E$19:$E$31221&$D$19:$D$31221,0))","v":1.264367816091954},{"$f":"INDEX($K$19:$K$31221,MATCH(CC1&CC2&CC3&CC6&CC12,$A$19:$A$31221&$H$19:$H$31221&$C$19:$C$31221&$E$19:$E$31221&$D$19:$D$31221,0))","v":1.4827586206896552},{"$f":"INDEX($K$19:$K$31221,MATCH(CC1&CC2&CC3&CC7&CC12,$A$19:$A$31221&$H$19:$H$31221&$C$19:$C$31221&$E$19:$E$31221&$D$19:$D$31221,0))","v":1.6896551724137931},{"$f":"INDEX($K$19:$K$31221,MATCH(CC1&CC2&CC3&CC8&CC12,$A$19:$A$31221&$H$19:$H$31221&$C$19:$C$31221&$E$19:$E$31221&$D$19:$D$31221,0))","v":2.2758620689655173},{"$f":"INDEX($K$19:$K$31221,MATCH(CC1&CC2&CC3&CC9&CC12,$A$19:$A$31221&$H$19:$H$31221&$C$19:$C$31221&$E$19:$E$31221&$D$19:$D$31221,0))","v":{"$error":"#N/A"}},{"$f":"INDEX($K$19:$K$31221,MATCH(CC1&CC2&CC3&CC10&CC12,$A$19:$A$31221&$H$19:$H$31221&$C$19:$C$31221&$E$19:$E$31221&$D$19:$D$31221,0))","v":{"$error":"#N/A"}},null,null,null,null,null,null,null,null,null,null,null,null,null,null,null,null,null,null,"Korrekturfaktor\n totale Leistung",{"$f":"INDEX($K$22:$K$31221,MATCH(DC1&DC2&DC3&DC4&DC12,$A$22:$A$31221&$H$22:$H$31221&$C$22:$C$31221&$E$22:$E$31221&$D$22:$D$31221,0))","v":1},{"$f":"INDEX($K$19:$K$31221,MATCH(DC1&DC2&DC3&DC5&DC12,$A$19:$A$31221&$H$19:$H$31221&$C$19:$C$31221&$E$19:$E$31221&$D$19:$D$31221,0))","v":1.198019801980198},{"$f":"INDEX($K$19:$K$31221,MATCH(DC1&DC2&DC3&DC6&DC12,$A$19:$A$31221&$H$19:$H$31221&$C$19:$C$31221&$E$19:$E$31221&$D$19:$D$31221,0))","v":1.386138613861386},{"$f":"INDEX($K$19:$K$31221,MATCH(DC1&DC2&DC3&DC7&DC12,$A$19:$A$31221&$H$19:$H$31221&$C$19:$C$31221&$E$19:$E$31221&$D$19:$D$31221,0))","v":1.5841584158415842},{"$f":"INDEX($K$19:$K$31221,MATCH(DC1&DC2&DC3&DC8&DC12,$A$19:$A$31221&$H$19:$H$31221&$C$19:$C$31221&$E$19:$E$31221&$D$19:$D$31221,0))","v":2.1188118811881189},{"$f":"INDEX($K$19:$K$31221,MATCH(DC1&DC2&DC3&DC9&DC12,$A$19:$A$31221&$H$19:$H$31221&$C$19:$C$31221&$E$19:$E$31221&$D$19:$D$31221,0))","v":{"$error":"#N/A"}},{"$f":"INDEX($K$19:$K$31221,MATCH(DC1&DC2&DC3&DC10&DC12,$A$19:$A$31221&$H$19:$H$31221&$C$19:$C$31221&$E$19:$E$31221&$D$19:$D$31221,0))","v":{"$error":"#N/A"}}]
["Korrekturfaktor\nsensible Leistung",{"$f":"INDEX($L$19:$L$31221,MATCH(B1&B2&B3&B4&B12,$A$19:$A$31221&$H$19:$H$31221&$C$19:$C$31221&$E$19:$E$31221&$D$19:$D$31221,0))","v":1},{"$f":"INDEX($L$19:$L$31221,MATCH(B1&B2&B3&B5&B12,$A$19:$A$31221&$H$19:$H$31221&$C$19:$C$31221&$E$19:$E$31221&$D$19:$D$31221,0))","v":1},{"$f":"INDEX($L$19:$L$31221,MATCH(B1&B2&B3&B6&B12,$A$19:$A$31221&$H$19:$H$31221&$C$19:$C$31221&$E$19:$E$31221&$D$19:$D$31221,0))","v":0.96153846153846145},{"$f":"INDEX($L$19:$L$31221,MATCH(B1&B2&B3&B7&B12,$A$19:$A$31221&$H$19:$H$31221&$C$19:$C$31221&$E$19:$E$31221&$D$19:$D$31221,0))","v":0.96153846153846145},{"$f":"INDEX($L$19:$L$31221,MATCH(B1&B2&B3&B8&B12,$A$19:$A$31221&$H$19:$H$31221&$C$19:$C$31221&$E$19:$E$31221&$D$19:$D$31221,0))","v":0.96153846153846145},{"$f":"INDEX($L$19:$L$31221,MATCH(B1&B2&B3&B9&B12,$A$19:$A$31221&$H$19:$H$31221&$C$19:$C$31221&$E$19:$E$31221&$D$19:$D$31221,0))","v":{"$error":"#N/A"}},{"$f":"INDEX($L$19:$L$31221,MATCH(B1&B2&B3&B10&B12,$A$19:$A$31221&$H$19:$H$31221&$C$19:$C$31221&$E$19:$E$31221&$D$19:$D$31221,0))","v":{"$error":"#N/A"}},null,"Polynom",null,null,null,null,null,null,null,null,null,null,null,null,null,null,null,null,null,null,"Korrekturfaktor\nsensible Leistung",{"$f":"INDEX($L$19:$L$31221,MATCH(AD1&AD2&AD3&AD4&AD12,$A$19:$A$31221&$H$19:$H$31221&$C$19:$C$31221&$E$19:$E$31221&$D$19:$D$31221,0))","v":1},{"$f":"INDEX($L$19:$L$31221,MATCH(AD1&AD2&AD3&AD5&AD12,$A$19:$A$31221&$H$19:$H$31221&$C$19:$C$31221&$E$19:$E$31221&$D$19:$D$31221,0))","v":0.94},{"$f":"INDEX($L$19:$L$31221,MATCH(AD1&AD2&AD3&AD6&AD12,$A$19:$A$31221&$H$19:$H$31221&$C$19:$C$31221&$E$19:$E$31221&$D$19:$D$31221,0))","v":0.92},{"$f":"INDEX($L$19:$L$31221,MATCH(AD1&AD2&AD3&AD7&AD12,$A$19:$A$31221&$H$19:$H$31221&$C$19:$C$31221&$E$19:$E$31221&$D$19:$D$31221,0))","v":0.9},{"$f":"INDEX($L$19:$L$31221,MATCH(AD1&AD2&AD3&AD8&AD12,$A$19:$A$31221&$H$19:$H$31221&$C$19:$C$31221&$E$19:$E$31221&$D$19:$D$31221,0))","v":0.86},{"$f":"INDEX($L$19:$L$31221,MATCH(AD1&AD2&AD3&AD9&AD12,$A$19:$A$31221&$H$19:$H$31221&$C$19:$C$31221&$E$19:$E$31221&$D$19:$D$31221,0))","v":{"$error":"#N/A"}},{"$f":"INDEX($L$19:$L$31221,MATCH(AD1&AD2&AD3&AD10&AD12,$A$19:$A$31221&$H$19:$H$31221&$C$19:$C$31221&$E$19:$E$31221&$D$19:$D$31221,0))","v":{"$error":"#N/A"}},null,"Polynom",null,null,null,null,null,null,null,null,null,null,null,null,null,null,null,"Korrekturfaktor\nsensible Leistung",{"$f":"INDEX($L$19:$L$31221,MATCH(BC1&BC2&BC3&BC4&BC12,$A$19:$A$31221&$H$19:$H$31221&$C$19:$C$31221&$E$19:$E$31221&$D$19:$D$31221,0))","v":1},{"$f":"INDEX($L$19:$L$31221,MATCH(BC1&BC2&BC3&BC5&BC12,$A$19:$A$31221&$H$19:$H$31221&$C$19:$C$31221&$E$19:$E$31221&$D$19:$D$31221,0))","v":0.9},{"$f":"INDEX($L$19:$L$31221,MATCH(BC1&BC2&BC3&BC6&BC12,$A$19:$A$31221&$H$19:$H$31221&$C$19:$C$31221&$E$19:$E$31221&$D$19:$D$31221,0))","v":0.87142857142857144},{"$f":"INDEX($L$19:$L$31221,MATCH(BC1&BC2&BC3&BC7&BC12,$A$19:$A$31221&$H$19:$H$31221&$C$19:$C$31221&$E$19:$E$31221&$D$19:$D$31221,0))","v":0.84285714285714286},{"$f":"INDEX($L$19:$L$31221,MATCH(BC1&BC2&BC3&BC8&BC12,$A$19:$A$31221&$H$19:$H$31221&$C$19:$C$31221&$E$19:$E$31221&$D$19:$D$31221,0))","v":0.75714285714285723},{"$f":"INDEX($L$19:$L$31221,MATCH(BC1&BC2&BC3&BC9&BC12,$A$19:$A$31221&$H$19:$H$31221&$C$19:$C$31221&$E$19:$E$31221&$D$19:$D$31221,0))","v":{"$error":"#N/A"}},{"$f":"INDEX($L$19:$L$31221,MATCH(BC1&BC2&BC3&BC10&BC12,$A$19:$A$31221&$H$19:$H$31221&$C$19:$C$31221&$E$19:$E$31221&$D$19:$D$31221,0))","v":{"$error":"#N/A"}},null,"Polynom",null,null,null,null,null,null,null,null,null,null,null,null,null,null,null,null,"Korrekturfaktor\nsensible Leistung",{"$f":"INDEX($L$19:$L$31221,MATCH(CC1&CC2&CC3&CC4&CC12,$A$19:$A$31221&$H$19:$H$31221&$C$19:$C$31221&$E$19:$E$31221&$D$19:$D$31221,0))","v":1},{"$f":"INDEX($L$19:$L$31221,MATCH(CC1&CC2&CC3&CC5&CC12,$A$19:$A$31221&$H$19:$H$31221&$C$19:$C$31221&$E$19:$E$31221&$D$19:$D$31221,0))","v":0.87356321839080464},{"$f":"INDEX($L$19:$L$31221,MATCH(CC1&CC2&CC3&CC6&CC12,$A$19:$A$31221&$H$19:$H$31221&$C$19:$C$31221&$E$19:$E$31221&$D$19:$D$31221,0))","v":0.83908045977011492},{"$f":"INDEX($L$19:$L$31221,MATCH(CC1&CC2&CC3&CC7&CC12,$A$19:$A$31221&$H$19:$H$31221&$C$19:$C$31221&$E$19:$E$31221&$D$19:$D$31221,0))","v":0.79310344827586199},{"$f":"INDEX($L$19:$L$31221,MATCH(CC1&CC2&CC3&CC8&CC12,$A$19:$A$31221&$H$19:$H$31221&$C$19:$C$31221&$E$19:$E$31221&$D$19:$D$31221,0))","v":0.66666666666666663},{"$f":"INDEX($L$19:$L$31221,MATCH(CC1&CC2&CC3&CC9&CC12,$A$19:$A$31221&$H$19:$H$31221&$C$19:$C$31221&$E$19:$E$31221&$D$19:$D$31221,0))","v":{"$error":"#N/A"}},{"$f":"INDEX($L$19:$L$31221,MATCH(CC1&CC2&CC3&CC10&CC12,$A$19:$A$31221&$H$19:$H$31221&$C$19:$C$31221&$E$19:$E$31221&$D$19:$D$31221,0))","v":{"$error":"#N/A"}},null,"Polynom",null,null,null,null,null,null,null,null,null,null,null,null,null,null,null,null,"Korrekturfaktor\nsensible Leistung",{"$f":"INDEX($L$19:$L$31221,MATCH(DC1&DC2&DC3&DC4&DC12,$A$19:$A$31221&$H$19:$H$31221&$C$19:$C$31221&$E$19:$E$31221&$D$19:$D$31221,0))","v":1},{"$f":"INDEX($L$19:$L$31221,MATCH(DC1&DC2&DC3&DC5&DC12,$A$19:$A$31221&$H$19:$H$31221&$C$19:$C$31221&$E$19:$E$31221&$D$19:$D$31221,0))","v":0.86138613861386137},{"$f":"INDEX($L$19:$L$31221,MATCH(DC1&DC2&DC3&DC6&DC12,$A$19:$A$31221&$H$19:$H$31221&$C$19:$C$31221&$E$19:$E$31221&$D$19:$D$31221,0))","v":0.81188118811881183},{"$f":"INDEX($L$19:$L$31221,MATCH(DC1&DC2&DC3&DC7&DC12,$A$19:$A$31221&$H$19:$H$31221&$C$19:$C$31221&$E$19:$E$31221&$D$19:$D$31221,0))","v":0.75247524752475248},{"$f":"INDEX($L$19:$L$31221,MATCH(DC1&DC2&DC3&DC8&DC12,$A$19:$A$31221&$H$19:$H$31221&$C$19:$C$31221&$E$19:$E$31221&$D$19:$D$31221,0))","v":0.60396039603960394},{"$f":"INDEX($L$19:$L$31221,MATCH(DC1&DC2&DC3&DC9&DC12,$A$19:$A$31221&$H$19:$H$31221&$C$19:$C$31221&$E$19:$E$31221&$D$19:$D$31221,0))","v":{"$error":"#N/A"}},{"$f":"INDEX($L$19:$L$31221,MATCH(DC1&DC2&DC3&DC10&DC12,$A$19:$A$31221&$H$19:$H$31221&$C$19:$C$31221&$E$19:$E$31221&$D$19:$D$31221,0))","v":{"$error":"#N/A"}},null,"Polynom"]
[null,null,null,null,null,null,null,null,"x=rel.Feuchte y=Korrektur Total",{"$f":"LINEST(K6:K9,J6:J9^{0,1},0,0)","v":2.5825097892970349E-2},0.28523788350377943,null,null,null,null,null,null,null,null,null,null,null,null,null,null,null,null,null,null,null,null,null,null,null,null,null,"x=rel.Feuchte y=Korrektur Total",{"$f":"LINEST(AM6:AM9,AL6:AL9^{0,1},0,0)","v":2.4381875815774754E-2},0.24936416184971111,null,null,null,null,null,null,null,null,null,null,null,null,null,null,null,null,null,null,null,null,null,null,"x=rel.Feuchte y=Korrektur Total",{"$f":"LINEST(BL6:BL9,BK6:BK9^{0,1},0,0)","v":2.2732479156122649E-2},0.22155243600330263,null,null,null,null,null,null,null,null,null,null,null,null,null,null,null,null,null,null,null,null,null,null,null,"x=rel.Feuchte y=Korrektur Total",{"$f":"LINEST(CL6:CL9,CK6:CK9^{0,1},0,0)","v":2.0558059586652695E-2},0.24423626337120438,null,null,null,null,null,null,null,null,null,null,null,null,null,null,null,null,null,null,null,null,null,null,null,"x=rel.Feuchte y=Korrektur Total",{"$f":"LINEST(DL6:DL9,DK6:DK9^{0,1},0,0)","v":1.8792127208245721E-2},0.26103130544268244]
[null,null,null,null,null,null,null,null,"exponent",2,1,0,0,null,null,null,null,null,null,null,null,null,null,null,null,null,null,null,null,null,null,null,null,null,null,null,null,2,1,0,0,null,null,null,null,null,null,null,null,null,null,null,null,null,null,null,null,null,null,null,null,null,2,1,0,0,null,null,null,null,null,null,null,null,null,null,null,null,null,null,null,null,null,null,null,null,null,null,2,1,0,0,null,null,null,null,null,null,null,null,null,null,null,null,null,null,null,null,null,null,null,null,null,null,2,1,0,0]
["Korrekturfaktor\n totale Leistung",{"$f":"IF(ISNA(B13),1,IF(J15*B11+K15<1,1,J15*B11+K15))","v":1.5764927781522968},{"$f":"IF(B17<1,1,B17)","v":1.5764927781522968},null,null,null,null,null,"x=rel.Feuchte y=Korrektur Sensibel",{"$f":"LINEST(M5:M9,L5:L9^{0,1,2},0,0)","v":1.5461163705008892E-5},-2.48579499351356E-3,1.0565841428052254,0,null,null,null,null,null,null,null,null,null,null,null,null,null,null,null,"Korrekturfaktor\n totale Leistung",{"$f":"IF(ISNA(AD13),1,IF(AL15*AD11+AM15<1,1,AL15*AD11+AM15))","v":1.4684579526384489},{"$f":"IF(AD17<1,1,AD17)","v":1.4684579526384489},null,null,null,null,null,"x=rel.Feuchte y=Korrektur Sensibel",{"$f":"LINEST(AO5:AO9,AN5:AN9^{0,1,2},0,0)","v":1.8222244616442542E-5},-4.3984904848483972E-3,1.1172612704846552,0,null,null,null,null,null,null,null,null,null,null,null,null,"Korrekturfaktor\n totale Leistung",{"$f":"IF(ISNA(BC13),1,IF(BK15*BC11+BL15<1,1,BK15*BC11+BL15))","v":1.3581763938094351},{"$f":"IF(BC17<1,1,BC17)","v":1.3581763938094351},null,null,null,null,null,"x=rel.Feuchte y=Korrektur Sensibel",{"$f":"LINEST(BN5:BN9,BM5:BM9^{0,1,2},0,0)","v":3.0107200505897707E-5},-7.6393035197129767E-3,1.2205659255305956,0,null,null,null,null,null,null,null,null,null,null,null,null,null,"Korrekturfaktor\n totale Leistung",{"$f":"IF(ISNA(CC13),1,IF(CK15*CC11+CL15<1,1,CK15*CC11+CL15))","v":1.2721392427038392},{"$f":"IF(CC17<1,1,CC17)","v":1.2721392427038392},null,null,null,null,null,"x=rel.Feuchte y=Korrektur Sensibel",{"$f":"LINEST(CN5:CN9,CM5:CM9^{0,1,2},0,0)","v":3.8837739995459665E-5},-1.0420429694515024E-2,1.3205006049957124,0,null,null,null,null,null,null,null,null,null,null,null,null,null,"Korrekturfaktor\n totale Leistung",{"$f":"IF(ISNA(DC13),1,IF(DK15*DC11+DL15<1,1,DK15*DC11+DL15))","v":1.2006376658549684},{"$f":"IF(DC17<1,1,DC17)","v":1.2006376658549684},null,null,null,null,null,"x=rel.Feuchte y=Korrektur Sensibel",{"$f":"LINEST(DN5:DN9,DM5:DM9^{0,1,2},0,0)","v":5.777498336768564E-5},-1.4351893462975256E-2,1.4614357168658418,0]
["Korrekturfaktor\nsensible Leistung",{"$f":"IF(ISNA(B14),1,IF(J17*B11^J16+K17*B11^K16+L17*B11^L16+M17>1,1,J17*B11^J16+K17*B11^K16+L17*B11^L16+M17))","v":0.97094730239206961},{"$f":"IF(OR(B18>1,B17=1),1,B18)","v":0.97094730239206961},"wenn B17 größer 1 oder \nB16 =1 dann C17 = 1 sonst B17",null,null,null,null,"x=KorrekturTotal; y=rel.Feuchte",{"$f":"LINEST(J6:J9,K6:K9^{0,1},0,0)","v":38.704423315419611},-11.008267879289011,null,null,null,null,null,null,null,null,null,null,null,null,null,null,null,null,null,"Korrekturfaktor\nsensible Leistung",{"$f":"IF(ISNA(AD14),1,IF(AL17*AD11^AL16+AM17*AD11^AM16+AN17*AD11^AN16+AO17>1,1,AL17*AD11^AL16+AM17*AD11^AM16+AN17*AD11^AN16+AO17))","v":0.94289235778334168},{"$f":"IF(OR(AD18>1,AD17=1),1,AD18)","v":0.94289235778334168},"wenn B17 größer 1 oder \nB16 =1 dann C17 = 1 sonst B17",null,null,null,null,"x=KorrekturTotal; y=rel.Feuchte",{"$f":"LINEST(AL6:AL9,AM6:AM9^{0,1},0,0)","v":41.006021073758141},-10.211741093828351,null,null,null,null,null,null,null,null,null,null,null,null,null,null,"Korrekturfaktor\nsensible Leistung",{"$f":"IF(ISNA(BC14),1,IF(BK17*BC11^BK16+BL17*BC11^BL16+BM17*BC11^BM16+BN17>1,1,BK17*BC11^BK16+BL17*BC11^BL16+BM17*BC11^BM16+BN17))","v":0.91386875080969099},{"$f":"IF(OR(BC18>1,BC17=1),1,BC18)","v":0.91386875080969099},"wenn B17 größer 1 oder \nB16 =1 dann C17 = 1 sonst B17",null,null,null,null,"x=KorrekturTotal; y=rel.Feuchte",{"$f":"LINEST(BK6:BK9,BL6:BL9^{0,1},0,0)","v":43.989690721649481},-9.7456553755522926,null,null,null,null,null,null,null,null,null,null,null,null,null,null,null,"Korrekturfaktor\nsensible Leistung",{"$f":"IF(ISNA(CC14),1,IF(CK17*CC11^CK16+CL17*CC11^CL16+CM17*CC11^CM16+CN17>1,1,CK17*CC11^CK16+CL17*CC11^CL16+CM17*CC11^CM16+CN17))","v":0.89657347025861045},{"$f":"IF(OR(CC18>1,CC17=1),1,CC18)","v":0.89657347025861045},"wenn B17 größer 1 oder \nB16 =1 dann C17 = 1 sonst B17",null,null,null,null,"x=KorrekturTotal; y=rel.Feuchte",{"$f":"LINEST(CK6:CK9,CL6:CL9^{0,1},0,0)","v":48.630769230769239},-11.860256410256426,null,null,null,null,null,null,null,null,null,null,null,null,null,null,null,"Korrekturfaktor\nsensible Leistung",{"$f":"IF(ISNA(DC14),1,IF(DK17*DC11^DK16+DL17*DC11^DL16+DM17*DC11^DM16+DN17>1,1,DK17*DC11^DK16+DL17*DC11^DL16+DM17*DC11^DM16+DN17))","v":0.88827850213629311},{"$f":"IF(OR(DC18>1,DC17=1),1,DC18)","v":0.88827850213629311},"wenn B17 größer 1 oder \nB16 =1 dann C17 = 1 sonst B17",null,null,null,null,"x=KorrekturTotal; y=rel.Feuchte",{"$f":"LINEST(DK6:DK9,DL6:DL9^{0,1},0,0)","v":53.204937121564988},-13.876571960875694]
[]
[]
["TWI [°C]","TWO [°C]","QA [m³/h]","TAI [°C]","UR [%]","PT [kW]","PS [kW]","m [kg/h]","Kondensat ja/nein","Total Basis (trocken)","Faktor Total","Faktor Sensibel"]
[3,4.5999999999999996,40,20,1,0.23,0.23,120,{"$f":"IF(F22<>G22,1,0)","v":0},{"$f":"IF(F22/G22=1,F22,J21)","v":0.23},{"$f":"F22/J22","v":1},{"$f":"G22/J22","v":1}]
[3,5.2,40,20,50,0.31,0.22,120,1,{"$f":"IF(F23/G23=1,F23,J22)","v":0.23},1.3478260869565217,{"$f":"G23/J23","v":0.9565217391304347}]
[3,5.5,40,20,60,0.36,0.22,120,1,{"$f":"IF(F24/G24=1,F24,J23)","v":0.23},1.5652173913043477,0.9565217391304347,null,"Volumenstrom","Korrekturfaktor\n totale Leistung","Korrekturfaktor\nsensible Leistung","Koeffizienten \nTotal","exponent","Koeffizienten \nSensibel","exponent"]
[3,5.9,40,20,70,0.4,0.22,120,1,{"$f":"IF(F25/G25=1,F25,J24)","v":0.23},1.7391304347826086,0.9565217391304347,null,{"$f":"B3","v":40},{"$f":"C17","v":1.5764927781522968},{"$f":"C18","v":0.97094730239206961},{"$f":"TRANSPOSE(LINEST(O25:O29,N25:N29^{0,1,2,3},0,0))","v":2.1851962984232952E-8},3,{"$f":"TRANSPOSE(LINEST(P25:P29,N25:N29^{0,1,2,3},0,0))","v":1.2980435929279013E-8},3,"a"]
[3,6.9,40,20,99,0.54,0.22,120,1,0.23,2.347826086956522,0.9565217391304347,null,{"$f":"AD3","v":80},{"$f":"AE17","v":1.4684579526384489},{"$f":"AE18","v":0.94289235778334168},-3.5224698415839665E-6,2,-2.3850873186748E-6,2,"b"]
[3,4,40,20,1,0.23,0.23,200,0,0.23,1,1,null,{"$f":"BC3","v":120},{"$f":"BD17","v":1.3581763938094351},{"$f":"BD18","v":0.91386875080969099},-2.5875590538960986E-3,1,-5.8808866720888359E-4,1,"c"]
[3,4.3,40,20,50,0.31,0.22,200,1,{"$f":"IF(F28/G28=1,F28,J27)","v":0.23},1.3478260869565217,0.9565217391304347,null,{"$f":"CC3","v":160},{"$f":"CD17","v":1.2721392427038392},{"$f":"CD18","v":0.89657347025861045},1.6847497089166159,0,0.9976765980734198,0,"d"]
[3,4.5,40,20,60,0.36,0.22,200,1,0.23,1.5652173913043477,0.9565217391304347,null,{"$f":"DC3","v":200},{"$f":"DD17","v":1.2006376658549684},{"$f":"DD18","v":0.88827850213629311},0,0,0,0,"e"]
[3,4.7,40,20,70,0.41,0.22,200,1,0.23,{"$f":"F30/J30","v":1.7826086956521738},0.9565217391304347]
[3,5.3,40,20,99,0.55000000000000004,0.22,200,1,{"$f":"IF(F31/G31=1,F31,J30)","v":0.23},{"$f":"F31/J31","v":2.3913043478260869},0.9565217391304347,null,"x",null,null,"Total",null,"Sensibel"]
[3,3.7,40,20,1,0.23,0.23,280,0,0.23,{"$f":"F32/J32","v":1},1,null,{"$f":"HFB!AD20","v":""},null,null,{"$f":"IF(Q$25*$N32^R$25+Q$26*$N32^R$26+Q$27*$N32^R$27+Q$28*$N32^R$28+Q$29*$N32^R$29<1,1,Q$25*$N32^R$25+Q$26*$N32^R$26+Q$27*$N32^R$27+Q$28*$N32^R$28+Q$29*$N32^R$29)","v":{"$error":"#VALUE!"}},null,{"$f":"IF(S$25*$N32^T$25+S$26*$N32^T$26+S$27*$N32^T$27+S$28*$N32^T$28+S$29*$N32^T$29>1,1,S$25*$N32^T$25+S$26*$N32^T$26+S$27*$N32^T$27+S$28*$N32^T$28+S$29*$N32^T$29)","v":{"$error":"#VALUE!"}},null,null,"BG630"]
[3,4,40,20,50,0.31,0.23,280,1,0.23,1.3478260869565217,1,null,{"$f":"HFB!AD21","v":163.90772437941965},null,null,{"$f":"IF(Q$25*$N33^R$25+Q$26*$N33^R$26+Q$27*$N33^R$27+Q$28*$N33^R$28+Q$29*$N33^R$29<1,1,Q$25*$N33^R$25+Q$26*$N33^R$26+Q$27*$N33^R$27+Q$28*$N33^R$28+Q$29*$N33^R$29)","v":1.2622202033156116},null,{"$f":"IF(S$25*$N33^T$25+S$26*$N33^T$26+S$27*$N33^T$27+S$28*$N33^T$28+S$29*$N33^T$29>1,1,S$25*$N33^T$25+S$26*$N33^T$26+S$27*$N33^T$27+S$28*$N33^T$28+S$29*$N33^T$29)","v":0.89436656613608223},null,null,"BG630"]
[3,4.0999999999999996,40,20,60,0.36,0.22,280,1,0.23,1.5652173913043477,0.9565217391304347,null,{"$f":"HFB!AD22","v":133.53669548268749},null,null,{"$f":"IF(Q$25*$N34^R$25+Q$26*$N34^R$26+Q$27*$N34^R$27+Q$28*$N34^R$28+Q$29*$N34^R$29<1,1,Q$25*$N34^R$25+Q$26*$N34^R$26+Q$27*$N34^R$27+Q$28*$N34^R$28+Q$29*$N34^R$29)","v":1.3284373817776916},null,0.90752362789537366,null,null,"BG630"]
[3,4.2,40,20,70,0.41,0.22,280,1,0.23,1.7826086956521738,0.9565217391304347,null,{"$f":"HFB!AD23","v":110.93651978977272},null,null,1.3841783658404048,null,0.92080503608217346,null,null,"BG630"]
[3,4.7,40,20,99,0.55000000000000004,0.22,280,1,0.23,2.3913043478260869,0.9565217391304347,null,{"$f":"HFB!AD34","v":""},null,null,{"$error":"#VALUE!"},null,{"$error":"#VALUE!"},null,null,"BG800"]
[3,4.7,40,21,1,0.24,0.24,120,0,0.24,1,1,null,{"$f":"HFB!AD35","v":155.77738976247664},null,null,1.2787926672084151,null,0.89725620540165374,null,null,"BG800"]
[3,5.4,40,21,50,0.33,0.23,120,1,0.24,1.3750000000000002,0.95833333333333337,null,{"$f":"HFB!AD36","v":126.11163857251157},null,null,1.3462349590921923,null,0.91161382939031377,null,null,"BG800"]
[3,5.7,40,21,60,0.39,0.23,120,1,0.24,1.6250000000000002,0.95833333333333337,null,{"$f":"HFB!AD37","v":104.41974771361578},null,null,1.4010295652565925,null,0.92504149986018147,null,null,"BG800"]
[3,6.1,40,21,70,0.44,0.23,120,1,0.24,1.8333333333333335,0.95833333333333337,null,{"$f":"HFB!AD48","v":""},null,null,{"$error":"#VALUE!"},null,{"$error":"#VALUE!"},null,null,"BG1000"]
[3,7.2,40,21,99,0.57999999999999996,0.23,120,1,0.24,2.4166666666666665,0.95833333333333337,null,{"$f":"HFB!AD49","v":""},null,null,{"$error":"#VALUE!"},null,{"$error":"#VALUE!"},null,null,"BG1000"]
[3,4,40,21,1,0.24,0.24,200,0,0.24,1,1,null,{"$f":"HFB!AD50","v":168.82862669731423},null,null,1.2526490463939708,null,0.89287167760681141,null,null,"BG1000"]
[3,4.4000000000000004,40,21,50,0.34,0.24,200,1,0.24,1.4166666666666667,1,null,{"$f":"HFB!AD51","v":145.96353567057079},null,null,1.2999683131551805,null,0.90138858933955723,null,null,"BG1000"]
[3,4.7,40,21,60,0.39,0.24,200,1,0.24,1.6250000000000002,1]
[3,4.9000000000000004,40,21,70,0.44,0.24,200,1,0.24,1.8333333333333335,1]
[3,5.5,40,21,99,0.59,0.23,200,1,0.24,2.4583333333333335,0.95833333333333337,null,{"$f":"CONCATENATE(E5,E6,B11, \" % relFeuchte; \",E8)","v":"6 °C Vorlauf; 120 kg/h Kühlwasser; 50 % relFeuchte; 26 °C Ansaugtemp; "}]
[3,3.7,40,21,1,0.24,0.24,280,0,0.24,1,1]
[3,4,40,21,50,0.34,0.24,280,1,0.24,1.4166666666666667,1]
[3,4.2,40,21,60,0.39,0.24,280,1,0.24,1.6250000000000002,1]
[3,4.4000000000000004,40,21,70,0.44,0.24,280,1,0.24,1.8333333333333335,1]
[3,4.8,40,21,99,0.59,0.23,280,1,0.24,2.4583333333333335,0.95833333333333337]
[3,4.8,40,22,1,0.25,0.25,120,0,0.25,1,1]
[3,5.6,40,22,50,0.36,0.25,120,1,0.25,1.44,1]
[3,6,40,22,60,0.42,0.25,120,1,0.25,1.68,1]
[3,6.4,40,22,70,0.47,0.24,120,1,0.25,1.88,0.96]
[3,7.5,40,22,99,0.63,0.24,120,1,0.25,2.52,0.96]
[3,4.0999999999999996,40,22,1,0.25,0.25,200,0,0.25,1,1]
[3,4.5999999999999996,40,22,50,0.37,0.25,200,1,0.25,1.48,1]
[3,4.8,40,22,60,0.42,0.25,200,1,0.25,1.68,1]
[3,5,40,22,70,0.48,0.25,200,1,0.25,1.92,1,null,null,null,null,null,null,null,null,null,null,null,null,null,null,null,null,null,null,null,null,null,null,null,null,null,null,null,null,null,null,4,3,2,1,0]
[3,5.7,40,22,99,0.63,0.24,200,1,0.25,2.52,0.96,null,null,null,null,null,null,null,null,null,null,null,null,null,null,null,null,null,null,null,null,null,null,null,null,null,null,null,null,null,null,2.3098985833020001E-8,-6.07620718899582E-6,5.7406363346773604E-4,-1.2212985053876601E-3,0.61172223999672903,null,"y = 0,00000002309898583302x4 - 0,00000607620718899582x3 + 0,00057406363346773600x2 - 0,00122129850538766000x + 0,61172223999672900000\nR² = 0,99999798376960600000",null,null,null,null,"R² = 0,99999798376960600000"]
[3,3.8,40,22,1,0.25,0.25,280,0,0.25,1,1,null,null,null,null,null,null,null,null,null,null,null,null,null,null,null,null,null,null,null,null,null,null,null,null,null,null,null,null,null,null,4,3,2,1,0,null,"y = 0,00000000219901325220x4 - 0,00000229974268309632x3 + 0,00052359233017303100x2 - 0,04991694757763310000x + 2,09643715232244000000\nR² = 0,99999052809959700000",null,null,null,null,"R² = 0,99999052809959700000"]
[3,4.0999999999999996,40,22,50,0.37,0.25,280,1,0.25,1.48,1,null,null,null,null,null,null,null,null,null,null,null,null,null,null,null,null,null,null,null,null,null,null,null,null,null,null,null,null,null,null,2.1990132522000002E-9,-2.2997426830963201E-6,5.2359233017303098E-4,-4.9916947577633097E-2,2.0964371523224399]
[3,4.3,40,22,60,0.42,0.25,280,1,0.25,1.68,1]
[3,4.5,40,22,70,0.48,0.25,280,1,0.25,1.92,1]
[3,4.9000000000000004,40,22,99,0.64,0.25,280,1,0.25,2.56,1]
[3,4.9000000000000004,40,23,1,0.26,0.26,120,0,0.26,1,1]
[3,5.8,40,23,50,0.39,0.26,120,1,0.26,1.5,1]
[3,6.2,40,23,60,0.45,0.26,120,1,0.26,1.7307692307692308,1]
[3,6.6,40,23,70,0.51,0.26,120,1,0.26,1.9615384615384615,1]
[3,7.8,40,23,99,0.67,0.25,120,1,0.26,2.5769230769230771,0.96153846153846145]
[3,4.0999999999999996,40,23,1,0.27,0.27,200,0,0.27,1,1]
[3,4.7,40,23,50,0.4,0.26,200,1,0.27,1.4814814814814814,0.96296296296296291]
[3,4.9000000000000004,40,23,60,0.45,0.26,200,1,0.27,1.6666666666666665,0.96296296296296291]
[3,5.2,40,23,70,0.51,0.26,200,1,0.27,1.8888888888888888,0.96296296296296291]
[3,5.9,40,23,99,0.68,0.26,200,1,0.27,2.5185185185185186,0.96296296296296291]
[3,3.8,40,23,1,0.27,0.27,280,0,0.27,1,1]
[3,4.2,40,23,50,0.4,0.26,280,1,0.27,1.4814814814814814,0.96296296296296291]
[3,4.4000000000000004,40,23,60,0.45,0.26,280,1,0.27,1.6666666666666665,0.96296296296296291]
[3,4.5999999999999996,40,23,70,0.51,0.26,280,1,0.27,1.8888888888888888,0.96296296296296291]
[3,5.0999999999999996,40,23,99,0.68,0.26,280,1,0.27,2.5185185185185186,0.96296296296296291]
[3,5,40,24,1,0.28000000000000003,0.28000000000000003,120,0,0.28000000000000003,1,1]
[3,6,40,24,50,0.42,0.27,120,1,0.28000000000000003,1.4999999999999998,0.9642857142857143]
[3,6.4,40,24,60,0.48,0.27,120,1,0.28000000000000003,1.714285714285714,0.9642857142857143]
[3,6.9,40,24,70,0.54,0.27,120,1,0.28000000000000003,1.9285714285714286,0.9642857142857143]
[3,8.1,40,24,99,0.72,0.26,120,{"$f":"IF(F86<>G86,1,0)","v":1},0.28000000000000003,{"$f":"F86/J86","v":2.5714285714285712},0.92857142857142849]
[3,4.2,40,24,1,0.28000000000000003,0.28000000000000003,200,0,0.28000000000000003,1,{"$f":"G87/J87","v":1}]
[3,4.8,40,24,50,0.43,0.27,200,1,0.28000000000000003,1.5357142857142856,0.9642857142857143]
[3,5.0999999999999996,40,24,60,0.49,0.27,200,1,{"$f":"IF(F89/G89=1,F89,J88)","v":0.28000000000000003},1.7499999999999998,0.9642857142857143]
[3,5.3,40,24,70,0.55000000000000004,0.27,200,1,0.28000000000000003,1.9642857142857142,0.9642857142857143]
[3,6.1,40,24,99,0.72,0.27,200,1,0.28000000000000003,2.5714285714285712,0.9642857142857143]
[3,3.8,40,24,1,0.28000000000000003,0.28000000000000003,280,0,0.28000000000000003,1,1]
[3,4.3,40,24,50,0.43,0.27,280,1,0.28000000000000003,1.5357142857142856,0.9642857142857143]
[3,4.5,40,24,60,0.49,0.27,280,1,0.28000000000000003,1.7499999999999998,0.9642857142857143]
[3,4.7,40,24,70,0.55000000000000004,0.27,280,1,0.28000000000000003,1.9642857142857142,0.9642857142857143]
[3,5.2,40,24,99,0.73,0.27,280,1,0.28000000000000003,2.6071428571428568,0.9642857142857143]
[3,5.0999999999999996,40,25,1,0.28999999999999998,0.28999999999999998,120,0,0.28999999999999998,1,1]
[3,6.2,40,25,50,0.45,0.28000000000000003,120,1,0.28999999999999998,1.5517241379310347,0.9655172413793105]
[3,6.7,40,25,60,0.51,0.28000000000000003,120,1,0.28999999999999998,1.7586206896551726,0.9655172413793105]
[3,7.1,40,25,70,0.57999999999999996,0.28000000000000003,120,1,0.28999999999999998,2,0.9655172413793105]
[3,8.5,40,25,99,0.76,0.28000000000000003,120,1,0.28999999999999998,2.6206896551724141,0.9655172413793105]
[3,4.2,40,25,1,0.28999999999999998,0.28999999999999998,200,0,0.28999999999999998,1,1]
[3,5,40,25,50,0.46,0.28000000000000003,200,1,0.28999999999999998,1.5862068965517244,0.9655172413793105]
[3,5.2,40,25,60,0.52,0.28000000000000003,200,1,0.28999999999999998,1.7931034482758623,0.9655172413793105]
[3,5.5,40,25,70,0.59,0.28000000000000003,200,1,0.28999999999999998,2.0344827586206895,0.9655172413793105]
[3,6.3,40,25,99,0.77,0.28000000000000003,200,1,0.28999999999999998,2.6551724137931036,0.9655172413793105]
[3,3.9,40,25,1,0.28999999999999998,0.28999999999999998,280,0,0.28999999999999998,1,1]
[3,4.4000000000000004,40,25,50,0.46,0.28999999999999998,280,1,0.28999999999999998,1.5862068965517244,1]
[3,4.5999999999999996,40,25,60,0.52,0.28000000000000003,280,1,0.28999999999999998,1.7931034482758623,0.9655172413793105]
[3,4.8,40,25,70,0.59,0.28000000000000003,280,1,0.28999999999999998,2.0344827586206895,0.9655172413793105]
[3,5.4,40,25,99,0.78,0.28000000000000003,280,1,0.28999999999999998,2.6896551724137936,0.9655172413793105]
[3,5.0999999999999996,40,26,1,0.3,0.3,120,0,0.3,1,1]
[3,6.4,40,26,50,0.48,0.28999999999999998,120,1,0.3,1.6,0.96666666666666667]
[3,6.9,40,26,60,0.55000000000000004,0.28999999999999998,120,1,0.3,1.8333333333333335,0.96666666666666667]
[3,7.4,40,26,70,0.62,0.28999999999999998,120,1,0.3,2.0666666666666669,0.96666666666666667]
[3,8.8000000000000007,40,26,99,0.81,0.28999999999999998,120,1,0.3,2.7,0.96666666666666667]
[3,4.3,40,26,1,0.3,0.3,200,0,0.3,1,1]
[3,5.0999999999999996,40,26,50,0.49,0.3,200,1,0.3,1.6333333333333333,1]
[3,5.4,40,26,60,0.56000000000000005,0.3,200,1,0.3,1.8666666666666669,1]
[3,5.7,40,26,70,0.62,0.28999999999999998,200,1,0.3,2.0666666666666669,0.96666666666666667]
[3,6.5,40,26,99,0.82,0.28999999999999998,200,1,0.3,2.7333333333333334,0.96666666666666667]
[3,3.9,40,26,1,0.3,0.3,280,0,0.3,1,1]
[3,4.5,40,26,50,0.49,0.3,280,1,0.3,1.6333333333333333,1]
[3,4.7,40,26,60,0.56000000000000005,0.3,280,1,0.3,1.8666666666666669,1]
[3,4.9000000000000004,40,26,70,0.63,0.28999999999999998,280,1,0.3,2.1,0.96666666666666667]
[3,5.5,40,26,99,0.82,0.28999999999999998,280,1,0.3,2.7333333333333334,0.96666666666666667]
[3,5.2,40,27,1,0.31,0.31,120,0,0.31,1,1]
[3,6.7,40,27,50,0.51,0.31,120,1,0.31,1.6451612903225807,1]
[3,7.2,40,27,60,0.57999999999999996,0.3,120,1,0.31,1.8709677419354838,0.96774193548387089]
[3,7.7,40,27,70,0.66,0.3,120,1,0.31,2.1290322580645165,0.96774193548387089]
[3,9.1999999999999993,40,27,99,0.86,0.3,120,1,0.31,2.7741935483870965,0.96774193548387089]
[3,4.3,40,27,1,0.31,0.31,200,0,0.31,1,1]
[3,5.2,40,27,50,0.52,0.31,200,1,0.31,1.6774193548387097,1]
[3,5.5,40,27,60,0.59,0.31,200,1,0.31,1.9032258064516128,1]
[3,5.8,40,27,70,0.66,0.31,200,1,0.31,2.1290322580645165,1]
[3,6.7,40,27,99,0.87,0.3,200,1,0.31,2.806451612903226,0.96774193548387089]
[3,4,40,27,1,0.31,0.31,280,0,0.31,1,1]
[3,4.5999999999999996,40,27,50,0.52,0.31,280,1,0.31,1.6774193548387097,1]
[3,4.8,40,27,60,0.59,0.31,280,1,0.31,1.9032258064516128,1]
[3,5,40,27,70,0.67,0.31,280,1,0.31,2.1612903225806455,1]
[3,5.7,40,27,99,0.88,0.3,280,1,0.31,2.838709677419355,0.96774193548387089]
[3,5.3,40,28,1,0.33,0.33,120,0,0.33,1,1]
[3,6.9,40,28,50,0.55000000000000004,0.32,120,1,0.33,1.6666666666666667,0.96969696969696972]
[3,7.4,40,28,60,0.62,0.31,120,1,0.33,1.8787878787878787,0.93939393939393934]
[3,8,40,28,70,0.7,0.31,120,1,0.33,2.1212121212121211,0.93939393939393934]
[3,9.6,40,28,99,0.92,0.31,120,1,0.33,2.7878787878787881,0.93939393939393934]
[3,4.4000000000000004,40,28,1,0.33,0.33,200,0,0.33,1,1]
[3,5.4,40,28,50,0.55000000000000004,0.32,200,1,0.33,1.6666666666666667,0.96969696969696972]
[3,5.7,40,28,60,0.63,0.32,200,1,0.33,1.9090909090909089,0.96969696969696972]
[3,6,40,28,70,0.71,0.32,200,{"$f":"IF(F150<>G150,1,0)","v":1},0.33,{"$f":"F150/J150","v":2.1515151515151514},0.96969696969696972]
[3,7,40,28,99,0.93,0.31,200,1,0.33,2.8181818181818183,{"$f":"G151/J151","v":0.93939393939393934}]
[3,4,40,28,1,0.33,0.33,280,0,0.33,1,1]
[3,4.7,40,28,50,0.55000000000000004,0.32,280,1,{"$f":"IF(F153/G153=1,F153,J152)","v":0.33},1.6666666666666667,0.96969696969696972]
[3,4.9000000000000004,40,28,60,0.63,0.32,280,1,0.33,1.9090909090909089,0.96969696969696972]
[3,5.2,40,28,70,0.71,0.32,280,1,0.33,2.1515151515151514,0.96969696969696972]
[3,5.8,40,28,99,0.93,0.31,280,1,0.33,2.8181818181818183,0.93939393939393934]
[3,5.4,40,29,1,0.34,0.34,120,0,0.34,1,1]
[3,7.1,40,29,50,0.57999999999999996,0.33,120,1,0.34,1.7058823529411762,0.97058823529411764]
[3,7.7,40,29,60,0.66,0.33,120,1,0.34,1.9411764705882353,0.97058823529411764]
[3,8.3000000000000007,40,29,70,0.74,0.32,120,1,0.34,2.1764705882352939,0.94117647058823528]
[3,9.9,40,29,99,0.97,0.32,120,1,0.34,2.8529411764705879,0.94117647058823528]
[3,4.4000000000000004,40,29,1,0.34,0.34,200,0,0.34,1,1]
[3,5.5,40,29,50,0.59,0.33,200,1,0.34,1.7352941176470587,0.97058823529411764]
[3,5.9,40,29,60,0.67,0.33,200,1,0.34,1.9705882352941175,0.97058823529411764]
[3,6.2,40,29,70,0.75,0.33,200,1,0.34,2.2058823529411762,0.97058823529411764]
[3,7.2,40,29,99,0.98,0.32,200,1,0.34,2.8823529411764701,0.94117647058823528]
[3,4,40,29,1,0.34,0.34,280,0,0.34,1,1]
[3,4.8,40,29,50,0.59,0.33,280,1,0.34,1.7352941176470587,0.97058823529411764]
[3,5,40,29,60,0.67,0.33,280,1,0.34,1.9705882352941175,0.97058823529411764]
[3,5.3,40,29,70,0.75,0.33,280,1,0.34,2.2058823529411762,0.97058823529411764]
[3,6,40,29,99,0.98,0.32,280,1,0.34,2.8823529411764701,0.94117647058823528]
[3,5.5,40,30,1,0.35,0.35,120,0,0.35,1,1]
[3,7.4,40,30,50,0.61,0.34,120,1,0.35,1.7428571428571429,0.97142857142857153]
[3,8,40,30,60,0.7,0.34,120,1,0.35,2,0.97142857142857153]
[3,8.6,40,30,70,0.78,0.33,120,1,0.35,2.2285714285714286,0.94285714285714295]
[3,10.4,40,30,99,1.03,0.33,120,1,0.35,2.9428571428571431,0.94285714285714295]
[3,4.5,40,30,1,0.35,0.35,200,0,0.35,1,1]
[3,5.7,40,30,50,0.62,0.34,200,1,0.35,1.7714285714285716,0.97142857142857153]
[3,6,40,30,60,0.71,0.34,200,1,0.35,2.0285714285714285,0.97142857142857153]
[3,6.4,40,30,70,0.79,0.34,200,1,0.35,2.2571428571428576,0.97142857142857153]
[3,7.5,40,30,99,1.04,0.33,200,1,0.35,2.9714285714285715,0.94285714285714295]
[3,4.0999999999999996,40,30,1,0.35,0.35,280,0,0.35,1,1]
[3,4.9000000000000004,40,30,50,0.62,0.34,280,1,0.35,1.7714285714285716,0.97142857142857153]
[3,5.2,40,30,60,0.71,0.34,280,1,0.35,2.0285714285714285,0.97142857142857153]
[3,5.4,40,30,70,0.79,0.34,280,1,0.35,2.2571428571428576,0.97142857142857153]
[3,6.2,40,30,99,1.04,0.33,280,1,0.35,2.9714285714285715,0.94285714285714295]
[3,5.6,40,31,1,0.36,0.36,120,0,0.36,1,1]
[3,7.6,40,31,50,0.65,0.35,120,1,0.36,1.8055555555555556,0.97222222222222221]
[3,8.3000000000000007,40,31,60,0.74,0.35,120,1,0.36,2.0555555555555558,0.97222222222222221]
[3,8.9,40,31,70,0.83,0.35,120,1,0.36,2.3055555555555554,0.97222222222222221]
[3,10.8,40,31,99,1.0900000000000001,0.34,120,1,0.36,3.0277777777777781,0.94444444444444453]
[3,4.5,40,31,1,0.36,0.36,200,0,0.36,1,1]
[3,5.8,40,31,50,0.66,0.35,200,1,0.36,1.8333333333333335,0.97222222222222221]
[3,6.2,40,31,60,0.75,0.35,200,1,0.36,2.0833333333333335,0.97222222222222221]
[3,6.6,40,31,70,0.84,0.35,200,1,0.36,2.3333333333333335,0.97222222222222221]
[3,7.7,40,31,99,1.1000000000000001,0.34,200,1,0.36,3.0555555555555558,0.94444444444444453]
[3,4.0999999999999996,40,31,1,0.36,0.36,280,0,0.36,1,1]
[3,5,40,31,50,0.66,0.35,280,1,0.36,1.8333333333333335,0.97222222222222221]
[3,5.3,40,31,60,0.75,0.35,280,1,0.36,2.0833333333333335,0.97222222222222221]
[3,5.6,40,31,70,0.84,0.35,280,1,0.36,2.3333333333333335,0.97222222222222221]
[3,6.4,40,31,99,1.1000000000000001,0.35,280,1,0.36,3.0555555555555558,0.97222222222222221]
[3,5.7,40,32,1,0.37,0.37,120,0,0.37,1,1]
[3,7.9,40,32,50,0.69,0.36,120,1,0.37,1.8648648648648647,0.97297297297297292]
[3,8.6,40,32,60,0.78,0.36,120,1,0.37,2.1081081081081083,0.97297297297297292]
[3,9.3000000000000007,40,32,70,0.88,0.36,120,1,0.37,2.3783783783783785,0.97297297297297292]
[3,11.2,40,32,99,1.1499999999999999,0.35,120,1,0.37,3.1081081081081079,0.94594594594594594]
[3,4.5999999999999996,40,32,1,0.37,0.37,200,0,0.37,1,1]
[3,6,40,32,50,0.69,0.36,200,1,0.37,1.8648648648648647,0.97297297297297292]
[3,6.4,40,32,60,0.79,0.36,200,1,0.37,2.1351351351351351,0.97297297297297292]
[3,6.8,40,32,70,0.88,0.36,200,1,0.37,2.3783783783783785,0.97297297297297292]
[3,8,40,32,99,1.1599999999999999,0.35,200,1,0.37,3.1351351351351351,0.94594594594594594]
[3,4.0999999999999996,40,32,1,0.37,0.37,280,0,0.37,1,1]
[3,5.0999999999999996,40,32,50,0.7,0.36,280,1,0.37,1.8918918918918919,0.97297297297297292]
[3,5.4,40,32,60,0.79,0.36,280,{"$f":"IF(F214<>G214,1,0)","v":1},0.37,{"$f":"F214/J214","v":2.1351351351351351},0.97297297297297292]
[3,5.7,40,32,70,0.89,0.36,280,1,0.37,2.4054054054054053,{"$f":"G215/J215","v":0.97297297297297292}]
[3,6.6,40,32,99,1.1599999999999999,0.36,280,1,0.37,3.1351351351351351,0.97297297297297292]
[3,5.4,60,20,1,0.33,0.33,120,0,{"$f":"IF(F217/G217=1,F217,J216)","v":0.33},1,1]
[3,6.1,60,20,50,0.44,0.32,120,1,0.33,1.3333333333333333,0.96969696969696972]
[3,6.6,60,20,60,0.51,0.32,120,1,0.33,1.5454545454545454,0.96969696969696972]
[3,7.1,60,20,70,0.57999999999999996,0.32,120,1,0.33,1.7575757575757573,0.96969696969696972]
[3,8.6,60,20,99,0.78,0.31,120,1,0.33,2.3636363636363638,0.93939393939393934]
[3,4.4000000000000004,60,20,1,0.34,0.34,200,0,0.34,1,1]
[3,5,60,20,50,0.46,0.33,200,1,0.34,1.3529411764705881,0.97058823529411764]
[3,5.3,60,20,60,0.53,0.33,200,1,0.34,1.5588235294117647,0.97058823529411764]
[3,5.6,60,20,70,0.6,0.33,200,1,0.34,1.7647058823529409,0.97058823529411764]
[3,6.5,60,20,99,0.81,0.32,200,1,0.34,2.3823529411764706,0.94117647058823528]
[3,4,60,20,1,0.34,0.34,280,0,0.34,1,1]
[3,4.4000000000000004,60,20,50,0.46,0.33,280,1,0.34,1.3529411764705881,0.97058823529411764]
[3,4.5999999999999996,60,20,60,0.53,0.33,280,1,0.34,1.5588235294117647,0.97058823529411764]
[3,4.8,60,20,70,0.6,0.33,280,1,0.34,1.7647058823529409,0.97058823529411764]
[3,5.5,60,20,99,0.81,0.33,280,1,0.34,2.3823529411764706,0.97058823529411764]
[3,5.5,60,21,1,0.35,0.35,120,0,0.35,1,1]
[3,6.4,60,21,50,0.48,0.34,120,1,0.35,1.3714285714285714,0.97142857142857153]
[3,6.9,60,21,60,0.55000000000000004,0.34,120,1,0.35,1.5714285714285716,0.97142857142857153]
[3,7.5,60,21,70,0.63,0.33,120,1,0.35,1.8,0.94285714285714295]
[3,9,60,21,99,0.84,0.33,120,1,0.35,2.4,0.94285714285714295]
[3,4.5,60,21,1,0.36,0.36,200,0,0.36,1,1]
[3,5.0999999999999996,60,21,50,0.5,0.35,200,1,0.36,1.3888888888888888,0.97222222222222221]
[3,5.5,60,21,60,0.56999999999999995,0.35,200,1,0.36,1.5833333333333333,0.97222222222222221]
[3,5.8,60,21,70,0.65,0.35,200,1,0.36,1.8055555555555556,0.97222222222222221]
[3,6.7,60,21,99,0.87,0.34,200,1,0.36,2.416666666666667,0.94444444444444453]
[3,4.0999999999999996,60,21,1,0.36,0.36,280,0,0.36,1,1]
[3,4.5,60,21,50,0.5,0.35,280,1,0.36,1.3888888888888888,0.97222222222222221]
[3,4.8,60,21,60,0.57999999999999996,0.35,280,1,0.36,1.6111111111111112,0.97222222222222221]
[3,5,60,21,70,0.65,0.35,280,1,0.36,1.8055555555555556,0.97222222222222221]
[3,5.7,60,21,99,0.88,0.34,280,1,0.36,2.4444444444444446,0.94444444444444453]
[3,5.6,60,22,1,0.37,0.37,120,0,0.37,1,1]
[3,6.7,60,22,50,0.52,0.36,120,1,0.37,1.4054054054054055,0.97297297297297292]
[3,7.3,60,22,60,0.6,0.35,120,1,0.37,1.6216216216216215,0.94594594594594594]
[3,7.8,60,22,70,0.68,0.35,120,1,0.37,1.8378378378378379,0.94594594594594594]
[3,9.4,60,22,99,0.9,0.34,120,1,0.37,2.4324324324324325,0.91891891891891897]
[3,4.5999999999999996,60,22,1,0.37,0.37,200,0,0.37,1,1]
[3,5.3,60,22,50,0.54,0.37,200,1,0.37,1.4594594594594597,1]
[3,5.7,60,22,60,0.62,0.37,200,1,0.37,1.6756756756756757,1]
[3,6,60,22,70,0.7,0.36,200,1,0.37,1.8918918918918919,0.97297297297297292]
[3,7,60,22,99,0.93,0.36,200,1,0.37,2.5135135135135136,0.97297297297297292]
[3,4.0999999999999996,60,22,1,0.38,0.38,280,0,0.38,1,1]
[3,4.7,60,22,50,0.54,0.37,280,1,0.38,1.4210526315789473,0.97368421052631582]
[3,4.9000000000000004,60,22,60,0.62,0.37,280,1,0.38,1.631578947368421,0.97368421052631582]
[3,5.2,60,22,70,0.71,0.37,280,1,0.38,1.8684210526315788,0.97368421052631582]
[3,5.9,60,22,99,0.94,0.36,280,1,0.38,2.4736842105263155,0.94736842105263153]
[3,5.8,60,23,1,0.39,0.39,120,0,0.39,1,1]
[3,7,60,23,50,0.56000000000000005,0.37,120,1,0.39,1.4358974358974359,0.94871794871794868]
[3,7.6,60,23,60,0.64,0.37,120,1,0.39,1.641025641025641,0.94871794871794868]
[3,8.1999999999999993,60,23,70,0.73,0.37,120,1,0.39,1.8717948717948716,0.94871794871794868]
[3,9.9,60,23,99,0.97,0.36,120,1,0.39,2.4871794871794872,0.92307692307692302]
[3,4.7,60,23,1,0.39,0.39,200,0,0.39,1,1]
[3,5.5,60,23,50,0.57999999999999996,0.38,200,1,0.39,1.487179487179487,0.97435897435897434]
[3,5.9,60,23,60,0.67,0.38,200,1,0.39,1.7179487179487181,0.97435897435897434]
[3,6.2,60,23,70,0.75,0.38,200,1,0.39,1.9230769230769229,0.97435897435897434]
[3,7.3,60,23,99,1,0.37,200,1,0.39,2.5641025641025639,0.94871794871794868]
[3,4.2,60,23,1,0.39,0.39,280,0,0.39,1,1]
[3,4.8,60,23,50,0.59,0.39,280,1,0.39,1.5128205128205128,1]
[3,5.0999999999999996,60,23,60,0.67,0.39,280,1,0.39,1.7179487179487181,1]
[3,5.3,60,23,70,0.76,0.38,280,1,0.39,1.9487179487179487,0.97435897435897434]
[3,6.1,60,23,99,1.01,0.38,280,1,0.39,2.5897435897435899,0.97435897435897434]
[3,5.9,60,24,1,0.41,0.41,120,0,0.41,1,1]
[3,7.3,60,24,50,0.6,0.39,120,{"$f":"IF(F278<>G278,1,0)","v":1},0.41,{"$f":"F278/J278","v":1.4634146341463414},0.95121951219512202]
[3,7.9,60,24,60,0.69,0.39,120,1,0.41,1.6829268292682926,{"$f":"G279/J279","v":0.95121951219512202}]
[3,8.6,60,24,70,0.78,0.38,120,1,0.41,1.902439024390244,0.92682926829268297]
[3,10.4,60,24,99,1.03,0.37,120,1,{"$f":"IF(F281/G281=1,F281,J280)","v":0.41},2.5121951219512195,0.90243902439024393]
[3,4.8,60,24,1,0.41,0.41,200,0,0.41,1,1]
[3,5.7,60,24,50,0.63,0.4,200,1,0.41,1.5365853658536586,0.97560975609756106]
[3,6.1,60,24,60,0.72,0.4,200,1,0.41,1.7560975609756098,0.97560975609756106]
[3,6.4,60,24,70,0.8,0.4,200,1,0.41,1.9512195121951221,0.97560975609756106]
[3,7.6,60,24,99,1.07,0.39,200,1,0.41,2.6097560975609757,0.95121951219512202]
[3,4.3,60,24,1,0.41,0.41,280,0,0.41,1,1]
[3,4.9000000000000004,60,24,50,0.63,0.41,280,1,0.41,1.5365853658536586,1]
[3,5.2,60,24,60,0.72,0.4,280,1,0.41,1.7560975609756098,0.97560975609756106]
[3,5.5,60,24,70,0.81,0.4,280,1,0.41,1.9756097560975612,0.97560975609756106]
[3,6.3,60,24,99,1.08,0.4,280,1,0.41,2.6341463414634148,0.97560975609756106]
[3,6,60,25,1,0.43,0.43,120,0,0.43,1,1]
[3,7.6,60,25,50,0.65,0.41,120,1,0.43,1.5116279069767442,0.95348837209302317]
[3,8.3000000000000007,60,25,60,0.74,0.4,120,1,0.43,1.7209302325581395,0.93023255813953498]
[3,9,60,25,70,0.83,0.4,120,1,0.43,1.9302325581395348,0.93023255813953498]
[3,10.9,60,25,99,1.1000000000000001,0.39,120,1,0.43,2.558139534883721,0.90697674418604657]
[3,4.8,60,25,1,0.43,0.43,200,0,0.43,1,1]
[3,5.9,60,25,50,0.67,0.42,200,1,0.43,1.558139534883721,0.97674418604651159]
[3,6.3,60,25,60,0.77,0.42,200,1,0.43,1.7906976744186047,0.97674418604651159]
[3,6.7,60,25,70,0.86,0.41,200,1,0.43,2,0.95348837209302317]
[3,7.9,60,25,99,1.1399999999999999,0.41,200,1,0.43,2.6511627906976742,0.95348837209302317]
[3,4.3,60,25,1,0.43,0.43,280,0,0.43,1,1]
[3,5.0999999999999996,60,25,50,0.68,0.42,280,1,0.43,1.5813953488372094,0.97674418604651159]
[3,5.4,60,25,60,0.77,0.42,280,1,0.43,1.7906976744186047,0.97674418604651159]
[3,5.7,60,25,70,0.87,0.42,280,1,0.43,2.0232558139534884,0.97674418604651159]
[3,6.5,60,25,99,1.1499999999999999,0.41,280,1,0.43,2.6744186046511627,0.95348837209302317]
[3,6.2,60,26,1,0.44,0.44,120,0,0.44,1,1]
[3,8,60,26,50,0.69,0.42,120,1,0.44,1.5681818181818181,0.95454545454545447]
[3,8.6,60,26,60,0.79,0.42,120,1,0.44,1.7954545454545456,0.95454545454545447]
[3,9.4,60,26,70,0.89,0.42,120,1,0.44,2.0227272727272729,0.95454545454545447]
[3,11.4,60,26,99,1.17,0.4,120,1,0.44,2.6590909090909087,0.90909090909090917]
[3,4.9000000000000004,60,26,1,0.45,0.45,200,0,0.45,1,1]
[3,6.1,60,26,50,0.72,0.44,200,1,0.45,1.5999999999999999,0.97777777777777775]
[3,6.5,60,26,60,0.82,0.43,200,1,0.45,1.822222222222222,0.95555555555555549]
[3,6.9,60,26,70,0.92,0.43,200,1,0.45,2.0444444444444443,0.95555555555555549]
[3,8.1999999999999993,60,26,99,1.21,0.42,200,1,0.45,2.6888888888888887,0.93333333333333324]
[3,4.4000000000000004,60,26,1,0.45,0.45,280,0,0.45,1,1]
[3,5.2,60,26,50,0.72,0.44,280,1,0.45,1.5999999999999999,0.97777777777777775]
[3,5.5,60,26,60,0.82,0.44,280,1,0.45,1.822222222222222,0.97777777777777775]
[3,5.8,60,26,70,0.93,0.44,280,1,0.45,2.0666666666666669,0.97777777777777775]
[3,6.7,60,26,99,1.22,0.43,280,1,0.45,2.7111111111111108,0.95555555555555549]
[3,6.3,60,27,1,0.46,0.46,120,0,0.46,1,1]
[3,8.3000000000000007,60,27,50,0.74,0.44,120,1,0.46,1.6086956521739129,0.9565217391304347]
[3,9,60,27,60,0.84,0.44,120,1,0.46,1.826086956521739,0.9565217391304347]
[3,9.8000000000000007,60,27,70,0.95,0.43,120,1,0.46,2.0652173913043477,0.93478260869565211]
[3,11.9,60,27,99,1.25,0.42,120,1,0.46,2.7173913043478262,0.91304347826086951]
[3,5,60,27,1,0.47,0.47,200,0,0.47,1,1]
[3,6.3,60,27,50,0.76,0.45,200,1,0.47,1.6170212765957448,0.95744680851063835]
[3,6.7,60,27,60,0.87,0.45,200,1,0.47,1.8510638297872342,0.95744680851063835]
[3,7.2,60,27,70,0.98,0.45,200,1,0.47,2.0851063829787235,0.95744680851063835]
[3,8.5,60,27,99,1.29,0.44,200,1,0.47,2.7446808510638299,0.93617021276595747]
[3,4.4000000000000004,60,27,1,0.47,0.47,280,0,0.47,1,1]
[3,5.4,60,27,50,0.77,0.46,280,1,0.47,1.6382978723404256,0.97872340425531923]
[3,5.7,60,27,60,0.88,0.45,280,1,0.47,1.8723404255319149,0.95744680851063835]
[3,6,60,27,70,0.99,0.45,280,1,0.47,2.1063829787234045,0.95744680851063835]
[3,7,60,27,99,1.3,0.45,280,1,0.47,2.7659574468085109,0.95744680851063835]
[3,6.4,60,28,1,0.48,0.48,120,0,0.48,1,1]
[3,8.6,60,28,50,0.79,0.46,120,1,0.48,1.6458333333333335,0.95833333333333337]
[3,9.4,60,28,60,0.9,0.45,120,1,0.48,1.8750000000000002,0.93750000000000011]
[3,10.199999999999999,60,28,70,1.01,0.45,120,1,0.48,2.104166666666667,0.93750000000000011]
[3,12.5,60,28,99,1.33,0.43,120,1,0.48,2.7708333333333335,0.89583333333333337]
[3,5.0999999999999996,60,28,1,0.48,0.48,200,{"$f":"IF(F342<>G342,1,0)","v":0},0.48,{"$f":"F342/J342","v":1},1]
[3,6.5,60,28,50,0.81,0.47,200,1,0.48,1.6875000000000002,{"$f":"G343/J343","v":0.97916666666666663}]
[3,7,60,28,60,0.93,0.47,200,1,0.48,1.9375000000000002,0.97916666666666663]
[3,7.4,60,28,70,1.04,0.46,200,1,{"$f":"IF(F345/G345=1,F345,J344)","v":0.48},2.166666666666667,0.95833333333333337]
[3,8.9,60,28,99,1.37,0.46,200,1,0.48,2.854166666666667,0.95833333333333337]
[3,4.5,60,28,1,0.49,0.49,280,0,0.49,1,1]
[3,5.5,60,28,50,0.82,0.47,280,1,0.49,1.6734693877551019,0.95918367346938771]
[3,5.9,60,28,60,0.93,0.47,280,1,0.49,1.8979591836734695,0.95918367346938771]
[3,6.2,60,28,70,1.05,0.47,280,1,0.49,2.1428571428571428,0.95918367346938771]
[3,7.2,60,28,99,1.38,0.46,280,1,0.49,2.8163265306122449,0.93877551020408168]
[3,6.5,60,29,1,0.5,0.5,120,0,0.5,1,1]
[3,9,60,29,50,0.84,0.47,120,1,0.5,1.68,0.94]
[3,9.8000000000000007,60,29,60,0.95,0.47,120,1,0.5,1.9,0.94]
[3,10.6,60,29,70,1.07,0.46,120,1,0.5,2.14,0.92]
[3,13,60,29,99,1.41,0.45,120,1,0.5,2.82,0.9]
[3,5.0999999999999996,60,29,1,0.5,0.5,200,0,0.5,1,1]
[3,6.7,60,29,50,0.86,0.49,200,1,0.5,1.72,0.98]
[3,7.2,60,29,60,0.98,0.48,200,1,0.5,1.96,0.96]
[3,7.7,60,29,70,1.1000000000000001,0.48,200,1,0.5,2.2000000000000002,0.96]
[3,9.1999999999999993,60,29,99,1.45,0.47,200,1,0.5,2.9,0.94]
[3,4.5,60,29,1,0.5,0.5,280,0,0.5,1,1]
[3,5.7,60,29,50,0.87,0.49,280,1,0.5,1.74,0.98]
[3,6,60,29,60,0.99,0.49,280,1,0.5,1.98,0.98]
[3,6.4,60,29,70,1.1100000000000001,0.49,280,1,0.5,2.2200000000000002,0.98]
[3,7.5,60,29,99,1.46,0.48,280,1,0.5,2.92,0.96]
[3,6.7,60,30,1,0.51,0.51,120,0,0.51,1,1]
[3,9.3000000000000007,60,30,50,0.89,0.49,120,1,0.51,1.7450980392156863,0.96078431372549011]
[3,10.199999999999999,60,30,60,1.01,0.48,120,1,0.51,1.9803921568627452,0.94117647058823528]
[3,11.1,60,30,70,1.1299999999999999,0.48,120,1,0.51,2.2156862745098036,0.94117647058823528]
[3,13.6,60,30,99,1.49,0.46,120,1,0.51,2.9215686274509802,0.90196078431372551]
[3,5.2,60,30,1,0.52,0.52,200,0,0.52,1,1]
[3,6.9,60,30,50,0.91,0.5,200,1,0.52,1.75,0.96153846153846145]
[3,7.5,60,30,60,1.04,0.5,200,1,0.52,2,0.96153846153846145]
[3,8,60,30,70,1.17,0.5,200,1,0.52,2.25,0.96153846153846145]
[3,9.6,60,30,99,1.53,0.49,200,1,0.52,2.9423076923076921,0.94230769230769229]
[3,4.5999999999999996,60,30,1,0.52,0.52,280,0,0.52,1,1]
[3,5.8,60,30,50,0.92,0.51,280,1,0.52,1.7692307692307692,0.98076923076923073]
[3,6.2,60,30,60,1.05,0.5,280,1,0.52,2.0192307692307692,0.96153846153846145]
[3,6.6,60,30,70,1.18,0.5,280,1,0.52,2.2692307692307692,0.96153846153846145]
[3,7.7,60,30,99,1.54,0.49,280,1,0.52,2.9615384615384617,0.94230769230769229]
[3,6.8,60,31,1,0.53,0.53,120,0,0.53,1,1]
[3,9.6999999999999993,60,31,50,0.94,0.5,120,1,0.53,1.7735849056603772,0.94339622641509424]
[3,10.6,60,31,60,1.07,0.5,120,1,0.53,2.0188679245283021,0.94339622641509424]
[3,11.6,60,31,70,1.2,0.49,120,1,0.53,2.2641509433962264,0.92452830188679236]
[3,14.3,60,31,99,1.57,0.48,120,1,0.53,2.9622641509433962,0.90566037735849048]
[3,5.3,60,31,1,0.54,0.54,200,0,0.54,1,1]
[3,7.1,60,31,50,0.97,0.52,200,1,0.54,1.7962962962962961,0.96296296296296291]
[3,7.7,60,31,60,1.1000000000000001,0.52,200,1,0.54,2.0370370370370372,0.96296296296296291]
[3,8.3000000000000007,60,31,70,1.23,0.51,200,1,0.54,2.2777777777777777,0.94444444444444442]
[3,9.9,60,31,99,1.62,0.5,200,1,0.54,3,0.92592592592592582]
[3,4.5999999999999996,60,31,1,0.54,0.54,280,0,0.54,1,1]
[3,6,60,31,50,0.98,0.52,280,1,0.54,1.8148148148148147,0.96296296296296291]
[3,6.4,60,31,60,1.1100000000000001,0.52,280,1,0.54,2.0555555555555558,0.96296296296296291]
[3,6.8,60,31,70,1.24,0.52,280,1,0.54,2.2962962962962963,0.96296296296296291]
[3,8,60,31,99,1.63,0.51,280,1,0.54,3.0185185185185182,0.94444444444444442]
[3,6.9,60,32,1,0.55000000000000004,0.55000000000000004,120,0,0.55000000000000004,1,1]
[3,10.1,60,32,50,0.99,0.52,120,1,0.55000000000000004,1.7999999999999998,0.94545454545454544]
[3,11.1,60,32,60,1.1299999999999999,0.51,120,1,0.55000000000000004,2.0545454545454542,0.92727272727272725]
[3,12,60,32,70,1.27,0.51,120,1,0.55000000000000004,2.3090909090909091,0.92727272727272725]
[3,14.9,60,32,99,1.66,0.49,120,1,0.55000000000000004,3.0181818181818176,0.89090909090909087]
[3,5.4,60,32,1,0.55000000000000004,0.55000000000000004,200,0,0.55000000000000004,1,1]
[3,7.4,60,32,50,1.02,0.54,200,1,0.55000000000000004,1.8545454545454545,0.98181818181818181]
[3,8,60,32,60,1.1599999999999999,0.53,200,1,0.55000000000000004,2.1090909090909089,0.96363636363636362]
[3,8.6,60,32,70,1.3,0.53,200,1,0.55000000000000004,2.3636363636363633,0.96363636363636362]
[3,10.3,60,32,99,1.71,0.52,200,{"$f":"IF(F406<>G406,1,0)","v":1},0.55000000000000004,{"$f":"F406/J406","v":3.1090909090909089},0.94545454545454544]
[3,4.7,60,32,1,0.56000000000000005,0.56000000000000005,280,0,0.56000000000000005,1,{"$f":"G407/J407","v":1}]
[3,6.2,60,32,50,1.03,0.54,280,1,0.56000000000000005,1.8392857142857142,0.9642857142857143]
[3,6.6,60,32,60,1.17,0.54,280,1,{"$f":"IF(F409/G409=1,F409,J408)","v":0.56000000000000005},2.089285714285714,0.9642857142857143]
[3,7,60,32,70,1.31,0.53,280,1,0.56000000000000005,2.339285714285714,0.9464285714285714]
[3,8.3000000000000007,60,32,99,1.72,0.52,280,1,0.56000000000000005,3.0714285714285712,0.92857142857142849]
[3,6.1,80,20,1,0.43,0.43,120,0,0.43,1,1]
[3,7,80,20,50,0.55000000000000004,0.41,120,1,0.43,1.2790697674418605,0.95348837209302317]
[3,7.6,80,20,60,0.64,0.4,120,1,0.43,1.4883720930232558,0.93023255813953498]
[3,8.1999999999999993,80,20,70,0.73,0.4,120,1,0.43,1.6976744186046511,0.93023255813953498]
[3,10,80,20,99,0.98,0.38,120,1,0.43,2.2790697674418605,0.88372093023255816]
[3,4.9000000000000004,80,20,1,0.44,0.44,200,0,0.44,1,1]
[3,5.5,80,20,50,0.59,0.43,200,1,0.44,1.3409090909090908,0.97727272727272729]
[3,5.9,80,20,60,0.68,0.43,200,1,0.44,1.5454545454545456,0.97727272727272729]
[3,6.3,80,20,70,0.77,0.42,200,1,0.44,1.75,0.95454545454545447]
[3,7.5,80,20,99,1.04,0.41,200,1,0.44,2.3636363636363638,0.93181818181818177]
[3,4.4000000000000004,80,20,1,0.44,0.44,280,0,0.44,1,1]
[3,4.8,80,20,50,0.6,0.44,280,1,0.44,1.3636363636363635,1]
[3,5.0999999999999996,80,20,60,0.69,0.43,280,1,0.44,1.5681818181818181,0.97727272727272729]
[3,5.4,80,20,70,0.79,0.43,280,1,0.44,1.7954545454545456,0.97727272727272729]
[3,6.2,80,20,99,1.06,0.42,280,1,0.44,2.4090909090909092,0.95454545454545447]
[3,6.3,80,21,1,0.46,0.46,120,0,0.46,1,1]
[3,7.3,80,21,50,0.6,0.43,120,1,0.46,1.3043478260869563,0.93478260869565211]
[3,8,80,21,60,0.7,0.43,120,1,0.46,1.5217391304347825,0.93478260869565211]
[3,8.6,80,21,70,0.79,0.42,120,1,0.46,1.7173913043478262,0.91304347826086951]
[3,10.5,80,21,99,1.06,0.4,120,1,0.46,2.3043478260869565,0.86956521739130432]
[3,5,80,21,1,0.47,0.47,200,0,0.47,1,1]
[3,5.8,80,21,50,0.64,0.45,200,1,0.47,1.3617021276595747,0.95744680851063835]
[3,6.2,80,21,60,0.74,0.45,200,1,0.47,1.574468085106383,0.95744680851063835]
[3,6.6,80,21,70,0.84,0.45,200,1,0.47,1.7872340425531916,0.95744680851063835]
[3,7.8,80,21,99,1.1200000000000001,0.44,200,1,0.47,2.3829787234042556,0.93617021276595747]
[3,4.4000000000000004,80,21,1,0.47,0.47,280,0,0.47,1,1]
[3,5,80,21,50,0.65,0.46,280,1,0.47,1.3829787234042554,0.97872340425531923]
[3,5.3,80,21,60,0.75,0.46,280,1,0.47,1.595744680851064,0.97872340425531923]
[3,5.6,80,21,70,0.85,0.45,280,1,0.47,1.8085106382978724,0.95744680851063835]
[3,6.5,80,21,99,1.1399999999999999,0.45,280,1,0.47,2.4255319148936167,0.95744680851063835]
[3,6.4,80,22,1,0.48,0.48,120,0,0.48,1,1]
[3,7.7,80,22,50,0.65,0.45,120,1,0.48,1.3541666666666667,0.93750000000000011]
[3,8.4,80,22,60,0.75,0.45,120,1,0.48,1.5625,0.93750000000000011]
[3,9.1,80,22,70,0.85,0.44,120,1,0.48,1.7708333333333333,0.91666666666666674]
[3,11.1,80,22,99,1.1299999999999999,0.42,120,1,0.48,2.3541666666666665,0.875]
[3,5.0999999999999996,80,22,1,0.49,0.49,200,0,0.49,1,1]
[3,6,80,22,50,0.7,0.48,200,1,0.49,1.4285714285714286,0.97959183673469385]
[3,6.4,80,22,60,0.8,0.47,200,1,0.49,1.6326530612244898,0.95918367346938771]
[3,6.9,80,22,70,0.9,0.47,200,1,0.49,1.8367346938775511,0.95918367346938771]
[3,8.1999999999999993,80,22,99,1.21,0.46,200,1,0.49,2.4693877551020407,0.93877551020408168]
[3,4.5,80,22,1,0.49,0.49,280,0,0.49,1,1]
[3,5.2,80,22,50,0.71,0.48,280,1,0.49,1.4489795918367347,0.97959183673469385]
[3,5.5,80,22,60,0.81,0.48,280,1,0.49,1.653061224489796,0.97959183673469385]
[3,5.8,80,22,70,0.92,0.48,280,1,0.49,1.8775510204081634,0.97959183673469385]
[3,6.8,80,22,99,1.23,0.47,280,1,0.49,2.510204081632653,0.95918367346938771]
[3,6.6,80,23,1,0.5,0.5,120,0,0.5,1,1]
[3,8,80,23,50,0.71,0.48,120,1,0.5,1.42,0.96]
[3,8.8000000000000007,80,23,60,0.81,0.47,120,1,0.5,1.62,0.94]
[3,9.5,80,23,70,0.91,0.46,120,1,0.5,1.82,0.92]
[3,11.7,80,23,99,1.22,0.44,120,1,0.5,2.44,0.88]
[3,5.2,80,23,1,0.52,0.52,200,0,0.52,1,1]
[3,6.2,80,23,50,0.75,0.5,200,1,0.52,1.4423076923076923,0.96153846153846145]
[3,6.7,80,23,60,0.86,0.49,200,1,0.52,1.6538461538461537,0.94230769230769229]
[3,7.2,80,23,70,0.97,0.49,200,1,0.52,1.8653846153846152,0.94230769230769229]
[3,8.5,80,23,99,1.29,0.48,200,1,0.52,2.4807692307692308,0.92307692307692302]
[3,4.5999999999999996,80,23,1,0.52,0.52,280,0,0.52,1,1]
[3,5.3,80,23,50,0.77,0.51,280,1,0.52,1.4807692307692308,0.98076923076923073]
[3,5.7,80,23,60,0.88,0.5,280,1,0.52,1.6923076923076923,0.96153846153846145]
[3,6,80,23,70,0.99,0.5,280,{"$f":"IF(F470<>G470,1,0)","v":1},0.52,{"$f":"F470/J470","v":1.9038461538461537},0.96153846153846145]
[3,7,80,23,99,1.31,0.49,280,1,0.52,2.5192307692307692,{"$f":"G471/J471","v":0.94230769230769229}]
[3,6.8,80,24,1,0.53,0.53,120,0,0.53,1,1]
[3,8.4,80,24,50,0.76,0.5,120,1,{"$f":"IF(F473/G473=1,F473,J472)","v":0.53},1.4339622641509433,0.94339622641509424]
[3,9.1999999999999993,80,24,60,0.87,0.49,120,1,0.53,1.641509433962264,0.92452830188679236]
[3,10,80,24,70,0.98,0.48,120,1,0.53,1.8490566037735847,0.90566037735849048]
[3,12.3,80,24,99,1.3,0.46,120,1,0.53,2.4528301886792452,0.86792452830188682]
[3,5.3,80,24,1,0.54,0.54,200,0,0.54,1,1]
[3,6.5,80,24,50,0.81,0.52,200,1,0.54,1.5,0.96296296296296291]
[3,7,80,24,60,0.93,0.52,200,1,0.54,1.7222222222222221,0.96296296296296291]
[3,7.5,80,24,70,1.04,0.51,200,1,0.54,1.9259259259259258,0.94444444444444442]
[3,8.9,80,24,99,1.38,0.5,200,1,0.54,2.5555555555555554,0.92592592592592582]
[3,4.7,80,24,1,0.54,0.54,280,0,0.54,1,1]
[3,5.5,80,24,50,0.82,0.53,280,1,0.54,1.5185185185185184,0.98148148148148151]
[3,5.9,80,24,60,0.94,0.53,280,1,0.54,1.7407407407407405,0.98148148148148151]
[3,6.2,80,24,70,1.06,0.52,280,1,0.54,1.962962962962963,0.96296296296296291]
[3,7.3,80,24,99,1.4,0.51,280,1,0.54,2.5925925925925921,0.94444444444444442]
[3,6.9,80,25,1,0.55000000000000004,0.55000000000000004,120,0,0.55000000000000004,1,1]
[3,8.8000000000000007,80,25,50,0.82,0.52,120,1,0.55000000000000004,1.4909090909090907,0.94545454545454544]
[3,9.6999999999999993,80,25,60,0.93,0.51,120,1,0.55000000000000004,1.6909090909090909,0.92727272727272725]
[3,10.5,80,25,70,1.05,0.5,120,1,0.55000000000000004,1.9090909090909089,0.90909090909090906]
[3,12.9,80,25,99,1.39,0.48,120,1,0.55000000000000004,2.5272727272727269,0.87272727272727257]
[3,5.4,80,25,1,0.56000000000000005,0.56000000000000005,200,0,0.56000000000000005,1,1]
[3,6.7,80,25,50,0.87,0.54,200,1,0.56000000000000005,1.5535714285714284,0.9642857142857143]
[3,7.2,80,25,60,0.99,0.54,200,1,0.56000000000000005,1.7678571428571426,0.9642857142857143]
[3,7.8,80,25,70,1.1100000000000001,0.53,200,1,0.56000000000000005,1.9821428571428572,0.9464285714285714]
[3,9.3000000000000007,80,25,99,1.47,0.52,200,1,0.56000000000000005,2.6249999999999996,0.92857142857142849]
[3,4.7,80,25,1,0.56999999999999995,0.56999999999999995,280,0,0.56999999999999995,1,1]
[3,5.7,80,25,50,0.88,0.55000000000000004,280,1,0.56999999999999995,1.5438596491228072,0.9649122807017545]
[3,6.1,80,25,60,1.01,0.55000000000000004,280,1,0.56999999999999995,1.7719298245614037,0.9649122807017545]
[3,6.5,80,25,70,1.1299999999999999,0.54,280,1,0.56999999999999995,1.9824561403508771,0.94736842105263175]
[3,7.6,80,25,99,1.5,0.53,280,1,0.56999999999999995,2.6315789473684212,0.92982456140350889]
[3,7.1,80,26,1,0.56999999999999995,0.56999999999999995,120,0,0.56999999999999995,1,1]
[3,9.1999999999999993,80,26,50,0.87,0.54,120,1,0.56999999999999995,1.5263157894736843,0.94736842105263175]
[3,10.1,80,26,60,1,0.53,120,1,0.56999999999999995,1.7543859649122808,0.92982456140350889]
[3,11,80,26,70,1.1200000000000001,0.52,120,1,0.56999999999999995,1.9649122807017547,0.91228070175438603]
[3,13.6,80,26,99,1.48,0.5,120,1,0.56999999999999995,2.5964912280701755,0.87719298245614041]
[3,5.5,80,26,1,0.59,0.59,200,0,0.59,1,1]
[3,7,80,26,50,0.93,0.56999999999999995,200,1,0.59,1.5762711864406782,0.96610169491525422]
[3,7.5,80,26,60,1.06,0.56000000000000005,200,1,0.59,1.7966101694915255,0.94915254237288149]
[3,8.1,80,26,70,1.19,0.56000000000000005,200,1,0.59,2.0169491525423728,0.94915254237288149]
[3,9.6999999999999993,80,26,99,1.57,0.54,200,1,0.59,2.6610169491525428,0.91525423728813571]
[3,4.8,80,26,1,0.59,0.59,280,0,0.59,1,1]
[3,5.9,80,26,50,0.94,0.56999999999999995,280,1,0.59,1.5932203389830508,0.96610169491525422]
[3,6.3,80,26,60,1.08,0.56999999999999995,280,1,0.59,1.8305084745762714,0.96610169491525422]
[3,6.7,80,26,70,1.21,0.56999999999999995,280,1,0.59,2.0508474576271185,0.96610169491525422]
[3,7.9,80,26,99,1.59,0.56000000000000005,280,1,0.59,2.6949152542372885,0.94915254237288149]
[3,7.3,80,27,1,0.6,0.6,120,0,0.6,1,1]
[3,9.6999999999999993,80,27,50,0.93,0.56000000000000005,120,1,0.6,1.55,0.93333333333333346]
[3,10.6,80,27,60,1.06,0.55000000000000004,120,1,0.6,1.7666666666666668,0.91666666666666674]
[3,11.5,80,27,70,1.19,0.54,120,1,0.6,1.9833333333333334,0.90000000000000013]
[3,14.2,80,27,99,1.57,0.51,120,1,0.6,2.6166666666666667,0.85000000000000009]
[3,5.6,80,27,1,0.61,0.61,200,0,0.61,1,1]
[3,7.2,80,27,50,0.99,0.59,200,1,0.61,1.6229508196721312,0.96721311475409832]
[3,7.8,80,27,60,1.1299999999999999,0.57999999999999996,200,1,0.61,1.8524590163934425,0.95081967213114749]
[3,8.4,80,27,70,1.27,0.57999999999999996,200,1,0.61,2.081967213114754,0.95081967213114749]
[3,10.199999999999999,80,27,99,1.67,0.56000000000000005,200,1,0.61,2.737704918032787,0.91803278688524603]
[3,4.9000000000000004,80,27,1,0.61,0.61,280,0,0.61,1,1]
[3,6.1,80,27,50,1.01,0.6,280,1,0.61,1.6557377049180328,0.98360655737704916]
[3,6.5,80,27,60,1.1499999999999999,0.59,280,1,0.61,1.8852459016393441,0.96721311475409832]
[3,6.9,80,27,70,1.29,0.59,280,1,0.61,2.1147540983606556,0.96721311475409832]
[3,8.1999999999999993,80,27,99,1.7,0.57999999999999996,280,1,0.61,2.7868852459016393,0.95081967213114749]
[3,7.4,80,28,1,0.62,0.62,120,0,0.62,1,1]
[3,10.1,80,28,50,0.99,0.57999999999999996,120,1,0.62,1.596774193548387,0.93548387096774188]
[3,11.1,80,28,60,1.1299999999999999,0.56999999999999995,120,{"$f":"IF(F534<>G534,1,0)","v":1},0.62,{"$f":"F534/J534","v":1.8225806451612903},0.91935483870967738]
[3,12.1,80,28,70,1.27,0.56000000000000005,120,1,0.62,2.0483870967741935,{"$f":"G535/J535","v":0.90322580645161299}]
[3,14.9,80,28,99,1.67,0.53,120,1,0.62,2.693548387096774,0.85483870967741937]
[3,5.7,80,28,1,0.63,0.63,200,0,{"$f":"IF(F537/G537=1,F537,J536)","v":0.63},1,1]
[3,7.5,80,28,50,1.05,0.61,200,1,0.63,1.6666666666666667,0.96825396825396826]
[3,8.1,80,28,60,1.2,0.6,200,1,0.63,1.9047619047619047,0.95238095238095233]
[3,8.8000000000000007,80,28,70,1.35,0.6,200,1,0.63,2.1428571428571428,0.95238095238095233]
[3,10.6,80,28,99,1.77,0.57999999999999996,200,1,0.63,2.8095238095238093,0.92063492063492058]
[3,5,80,28,1,0.64,0.64,280,0,0.64,1,1]
[3,6.3,80,28,50,1.07,0.62,280,1,0.64,1.671875,0.96875]
[3,6.7,80,28,60,1.22,0.61,280,1,0.64,1.90625,0.953125]
[3,7.2,80,28,70,1.37,0.61,280,1,0.64,2.140625,0.953125]
[3,8.5,80,28,99,1.8,0.6,280,1,0.64,2.8125,0.9375]
[3,7.6,80,29,1,0.64,0.64,120,0,0.64,1,1]
[3,10.5,80,29,50,1.05,0.6,120,1,0.64,1.640625,0.9375]
[3,11.6,80,29,60,1.2,0.59,120,1,0.64,1.875,0.92187499999999989]
[3,12.6,80,29,70,1.35,0.57999999999999996,120,1,0.64,2.109375,0.90624999999999989]
[3,15.7,80,29,99,1.77,0.55000000000000004,120,1,0.64,2.765625,0.859375]
[3,5.8,80,29,1,0.66,0.66,200,0,0.66,1,1]
[3,7.8,80,29,50,1.1200000000000001,0.63,200,1,0.66,1.696969696969697,0.95454545454545447]
[3,8.5,80,29,60,1.27,0.62,200,1,0.66,1.9242424242424241,0.93939393939393934]
[3,9.1,80,29,70,1.43,0.62,200,1,0.66,2.1666666666666665,0.93939393939393934]
[3,11.1,80,29,99,1.88,0.6,200,1,0.66,2.8484848484848482,0.90909090909090906]
[3,5,80,29,1,0.66,0.66,280,0,0.66,1,1]
[3,6.5,80,29,50,1.1399999999999999,0.64,280,1,0.66,1.7272727272727271,0.96969696969696972]
[3,7,80,29,60,1.3,0.64,280,1,0.66,1.9696969696969697,0.96969696969696972]
[3,7.4,80,29,70,1.45,0.63,280,1,0.66,2.1969696969696968,0.95454545454545447]
[3,8.8000000000000007,80,29,99,1.91,0.62,280,1,0.66,2.8939393939393936,0.93939393939393934]
[3,7.8,80,30,1,0.67,0.67,120,0,0.67,1,1]
[3,11,80,30,50,1.1200000000000001,0.62,120,1,0.67,1.6716417910447763,0.9253731343283581]
[3,12.1,80,30,60,1.27,0.61,120,1,0.67,1.8955223880597014,0.91044776119402981]
[3,13.2,80,30,70,1.43,0.6,120,1,0.67,2.1343283582089549,0.89552238805970141]
[3,16.399999999999999,80,30,99,1.88,0.56999999999999995,120,1,0.67,2.805970149253731,0.85074626865671632]
[3,5.9,80,30,1,0.68,0.68,200,0,0.68,1,1]
[3,8.1,80,30,50,1.19,0.65,200,1,0.68,1.7499999999999998,0.95588235294117641]
[3,8.8000000000000007,80,30,60,1.35,0.64,200,1,0.68,1.9852941176470589,0.94117647058823528]
[3,9.5,80,30,70,1.51,0.64,200,1,0.68,2.2205882352941173,0.94117647058823528]
[3,11.5,80,30,99,1.99,0.62,200,1,0.68,2.9264705882352939,0.91176470588235292]
[3,5.0999999999999996,80,30,1,0.69,0.69,280,0,0.69,1,1]
[3,6.7,80,30,50,1.2,0.66,280,1,0.69,1.7391304347826089,0.95652173913043492]
[3,7.2,80,30,60,1.37,0.66,280,1,0.69,1.985507246376812,0.95652173913043492]
[3,7.7,80,30,70,1.54,0.65,280,1,0.69,2.2318840579710146,0.94202898550724645]
[3,9.1999999999999993,80,30,99,2.02,0.64,280,1,0.69,2.9275362318840581,0.92753623188405809]
[3,7.9,80,31,1,0.69,0.69,120,0,0.69,1,1]
[3,11.5,80,31,50,1.19,0.64,120,1,0.69,1.7246376811594204,0.92753623188405809]
[3,12.6,80,31,60,1.35,0.63,120,1,0.69,1.956521739130435,0.91304347826086962]
[3,13.8,80,31,70,1.51,0.61,120,1,0.69,2.1884057971014497,0.88405797101449279]
[3,17.2,80,31,99,1.99,0.57999999999999996,120,1,0.69,2.8840579710144931,0.84057971014492749]
[3,6,80,31,1,0.7,0.7,200,0,0.7,1,1]
[3,8.4,80,31,50,1.26,0.67,200,1,0.7,1.8,0.9571428571428573]
[3,9.1,80,31,60,1.43,0.67,200,1,0.7,2.0428571428571427,0.9571428571428573]
[3,9.9,80,31,70,1.6,0.66,200,1,0.7,2.285714285714286,0.94285714285714295]
[3,12,80,31,99,2.1,0.64,200,1,0.7,3.0000000000000004,0.91428571428571437]
[3,5.2,80,31,1,0.71,0.71,280,0,0.71,1,1]
[3,6.9,80,31,50,1.28,0.68,280,1,0.71,1.8028169014084507,0.9577464788732396]
[3,7.4,80,31,60,1.45,0.68,280,1,0.71,2.0422535211267605,0.9577464788732396]
[3,8,80,31,70,1.63,0.67,280,1,0.71,2.295774647887324,0.94366197183098599]
[3,9.5,80,31,99,2.14,0.66,280,1,0.71,3.0140845070422539,0.92957746478873249]
[3,8.1,80,32,1,0.71,0.71,120,0,0.71,1,1]
[3,11.9,80,32,50,1.25,0.66,120,1,0.71,1.7605633802816902,0.92957746478873249]
[3,13.2,80,32,60,1.43,0.64,120,1,0.71,2.0140845070422535,0.90140845070422537]
[3,14.4,80,32,70,1.6,0.63,120,1,0.71,2.2535211267605635,0.88732394366197187]
[3,18,80,32,99,2.1,0.6,120,1,0.71,2.9577464788732395,0.84507042253521125]
[3,6.1,80,32,1,0.73,0.73,200,0,0.73,1,1]
[3,8.6999999999999993,80,32,50,1.33,0.69,200,{"$f":"IF(F598<>G598,1,0)","v":1},0.73,{"$f":"F598/J598","v":1.8219178082191783},0.9452054794520548]
[3,9.5,80,32,60,1.51,0.69,200,1,0.73,2.0684931506849318,{"$f":"G599/J599","v":0.9452054794520548}]
[3,10.3,80,32,70,1.69,0.68,200,1,0.73,2.3150684931506849,0.93150684931506855]
[3,12.5,80,32,99,2.2200000000000002,0.66,200,1,{"$f":"IF(F601/G601=1,F601,J600)","v":0.73},3.0410958904109591,0.90410958904109595]
[3,5.2,80,32,1,0.73,0.73,280,0,0.73,1,1]
[3,7.1,80,32,50,1.35,0.7,280,1,0.73,1.8493150684931507,0.95890410958904104]
[3,7.7,80,32,60,1.53,0.7,280,1,0.73,2.095890410958904,0.95890410958904104]
[3,8.3000000000000007,80,32,70,1.72,0.69,280,1,0.73,2.3561643835616439,0.9452054794520548]
[3,9.9,80,32,99,2.2599999999999998,0.68,280,1,0.73,3.095890410958904,0.93150684931506855]
[3,6.7,100,20,1,0.52,0.52,120,0,0.52,1,1]
[3,7.6,100,20,50,0.65,0.49,120,1,0.52,1.25,0.94230769230769229]
[3,8.3000000000000007,100,20,60,0.75,0.48,120,1,0.52,1.4423076923076923,0.92307692307692302]
[3,9.1,100,20,70,0.85,0.47,120,1,0.52,1.6346153846153846,0.90384615384615374]
[3,11.2,100,20,99,1.1399999999999999,0.44,120,1,0.52,2.1923076923076921,0.84615384615384615]
[3,5.3,100,20,1,0.54,0.54,200,0,0.54,1,1]
[3,6,100,20,50,0.71,0.52,200,1,0.54,1.3148148148148147,0.96296296296296291]
[3,6.5,100,20,60,0.82,0.52,200,1,0.54,1.5185185185185184,0.96296296296296291]
[3,7,100,20,70,0.93,0.51,200,1,0.54,1.7222222222222221,0.94444444444444442]
[3,8.4,100,20,99,1.25,0.49,200,1,0.54,2.3148148148148149,0.90740740740740733]
[3,4.7,100,20,1,0.55000000000000004,0.55000000000000004,280,0,0.55000000000000004,1,1]
[3,5.2,100,20,50,0.73,0.53,280,1,0.55000000000000004,1.3272727272727272,0.96363636363636362]
[3,5.6,100,20,60,0.84,0.53,280,1,0.55000000000000004,1.5272727272727271,0.96363636363636362]
[3,5.9,100,20,70,0.96,0.52,280,1,0.55000000000000004,1.7454545454545451,0.94545454545454544]
[3,6.9,100,20,99,1.29,0.51,280,1,0.55000000000000004,2.3454545454545452,0.92727272727272725]
[3,6.9,100,21,1,0.55000000000000004,0.55000000000000004,120,0,0.55000000000000004,1,1]
[3,8,100,21,50,0.71,0.51,120,1,0.55000000000000004,1.2909090909090908,0.92727272727272725]
[3,8.8000000000000007,100,21,60,0.81,0.5,120,1,0.55000000000000004,1.4727272727272727,0.90909090909090906]
[3,9.6,100,21,70,0.92,0.49,120,1,0.55000000000000004,1.6727272727272726,0.89090909090909087]
[3,11.8,100,21,99,1.23,0.46,120,1,0.55000000000000004,2.2363636363636363,0.83636363636363631]
[3,5.4,100,21,1,0.56999999999999995,0.56999999999999995,200,0,0.56999999999999995,1,1]
[3,6.3,100,21,50,0.77,0.55000000000000004,200,1,0.56999999999999995,1.3508771929824563,0.9649122807017545]
[3,6.8,100,21,60,0.89,0.54,200,1,0.56999999999999995,1.56140350877193,0.94736842105263175]
[3,7.3,100,21,70,1.01,0.54,200,1,0.56999999999999995,1.7719298245614037,0.94736842105263175]
[3,8.8000000000000007,100,21,99,1.35,0.52,200,1,0.56999999999999995,2.3684210526315792,0.91228070175438603]
[3,4.8,100,21,1,0.57999999999999996,0.57999999999999996,280,0,0.57999999999999996,1,1]
[3,5.4,100,21,50,0.8,0.56000000000000005,280,1,0.57999999999999996,1.3793103448275863,0.9655172413793105]
[3,5.8,100,21,60,0.92,0.56000000000000005,280,1,0.57999999999999996,1.5862068965517244,0.9655172413793105]
[3,6.2,100,21,70,1.04,0.55000000000000004,280,1,0.57999999999999996,1.7931034482758623,0.94827586206896564]
[3,7.3,100,21,99,1.39,0.54,280,1,0.57999999999999996,2.396551724137931,0.93103448275862077]
[3,7.1,100,22,1,0.57999999999999996,0.57999999999999996,120,0,0.57999999999999996,1,1]
[3,8.5,100,22,50,0.77,0.54,120,1,0.57999999999999996,1.3275862068965518,0.93103448275862077]
[3,9.3000000000000007,100,22,60,0.88,0.53,120,1,0.57999999999999996,1.517241379310345,0.91379310344827602]
[3,10.1,100,22,70,0.99,0.52,120,1,0.57999999999999996,1.7068965517241381,0.89655172413793116]
[3,12.5,100,22,99,1.33,0.48,120,1,0.57999999999999996,2.2931034482758625,0.82758620689655171]
[3,5.6,100,22,1,0.6,0.6,200,0,0.6,1,1]
[3,6.6,100,22,50,0.84,0.57999999999999996,200,1,0.6,1.4,0.96666666666666667]
[3,7.1,100,22,60,0.96,0.56999999999999995,200,1,0.6,1.6,0.95]
[3,7.7,100,22,70,1.0900000000000001,0.56000000000000005,200,1,0.6,1.8166666666666669,0.93333333333333346]
[3,9.1999999999999993,100,22,99,1.45,0.54,200,1,0.6,2.4166666666666665,0.90000000000000013]
[3,4.9000000000000004,100,22,1,0.61,0.61,280,0,0.61,1,1]
[3,5.6,100,22,50,0.86,0.59,280,1,0.61,1.4098360655737705,0.96721311475409832]
[3,6,100,22,60,0.99,0.57999999999999996,280,1,0.61,1.6229508196721312,0.95081967213114749]
[3,6.4,100,22,70,1.1200000000000001,0.57999999999999996,280,1,0.61,1.8360655737704921,0.95081967213114749]
[3,7.6,100,22,99,1.49,0.56000000000000005,280,1,0.61,2.442622950819672,0.91803278688524603]
[3,7.3,100,23,1,0.61,0.61,120,0,0.61,1,1]
[3,8.9,100,23,50,0.83,0.56000000000000005,120,1,0.61,1.360655737704918,0.91803278688524603]
[3,9.8000000000000007,100,23,60,0.95,0.55000000000000004,120,1,0.61,1.5573770491803278,0.90163934426229519]
[3,10.6,100,23,70,1.07,0.54,120,1,0.61,1.7540983606557379,0.88524590163934436]
[3,13.2,100,23,99,1.42,0.5,120,1,0.61,2.3278688524590163,0.81967213114754101]
[3,5.7,100,23,1,0.63,0.63,200,0,0.63,1,1]
[3,6.9,100,23,50,0.91,0.6,200,1,0.63,1.4444444444444444,0.95238095238095233]
[3,7.4,100,23,60,1.04,0.6,200,1,0.63,1.6507936507936509,0.95238095238095233]
[3,8,100,23,70,1.17,0.59,200,1,0.63,1.857142857142857,0.9365079365079364]
[3,9.6999999999999993,100,23,99,1.56,0.56999999999999995,200,1,0.63,2.4761904761904763,0.90476190476190466]
[3,4.9000000000000004,100,23,1,0.64,0.64,280,{"$f":"IF(F662<>G662,1,0)","v":0},0.64,{"$f":"F662/J662","v":1},1]
[3,5.8,100,23,50,0.93,0.62,280,1,0.64,1.453125,{"$f":"G663/J663","v":0.96875}]
[3,6.3,100,23,60,1.07,0.61,280,1,0.64,1.671875,0.953125]
[3,6.7,100,23,70,1.2,0.61,280,1,{"$f":"IF(F665/G665=1,F665,J664)","v":0.64},1.875,0.953125]
[3,7.9,100,23,99,1.6,0.59,280,1,0.64,2.5,0.92187499999999989]
[3,7.6,100,24,1,0.64,0.64,120,0,0.64,1,1]
[3,9.4,100,24,50,0.89,0.59,120,1,0.64,1.390625,0.92187499999999989]
[3,10.3,100,24,60,1.02,0.56999999999999995,120,1,0.64,1.59375,0.89062499999999989]
[3,11.2,100,24,70,1.1499999999999999,0.56000000000000005,120,1,0.64,1.7968749999999998,0.87500000000000011]
[3,13.9,100,24,99,1.52,0.52,120,1,0.64,2.375,0.8125]
[3,5.8,100,24,1,0.66,0.66,200,0,0.66,1,1]
[3,7.2,100,24,50,0.98,0.63,200,1,0.66,1.4848484848484849,0.95454545454545447]
[3,7.8,100,24,60,1.1200000000000001,0.62,200,1,0.66,1.696969696969697,0.93939393939393934]
[3,8.4,100,24,70,1.26,0.62,200,1,0.66,1.9090909090909089,0.93939393939393934]
[3,10.1,100,24,99,1.66,0.59,200,1,0.66,2.5151515151515147,0.89393939393939381]
[3,5,100,24,1,0.67,0.67,280,0,0.67,1,1]
[3,6.1,100,24,50,1,0.64,280,1,0.67,1.4925373134328357,0.95522388059701491]
[3,6.5,100,24,60,1.1499999999999999,0.64,280,1,0.67,1.716417910447761,0.95522388059701491]
[3,6.9,100,24,70,1.29,0.63,280,1,0.67,1.9253731343283582,0.94029850746268651]
[3,8.1999999999999993,100,24,99,1.71,0.62,280,1,0.67,2.5522388059701488,0.9253731343283581]
[3,7.8,100,25,1,0.67,0.67,120,0,0.67,1,1]
[3,9.8000000000000007,100,25,50,0.96,0.61,120,1,0.67,1.4328358208955223,0.91044776119402981]
[3,10.8,100,25,60,1.0900000000000001,0.6,120,1,0.67,1.6268656716417911,0.89552238805970141]
[3,11.8,100,25,70,1.23,0.57999999999999996,120,1,0.67,1.835820895522388,0.86567164179104461]
[3,14.6,100,25,99,1.62,0.54,120,1,0.67,2.4179104477611939,0.80597014925373134]
[3,6,100,25,1,0.69,0.69,200,0,0.69,1,1]
[3,7.5,100,25,50,1.05,0.66,200,1,0.69,1.5217391304347827,0.95652173913043492]
[3,8.1,100,25,60,1.2,0.65,200,1,0.69,1.7391304347826089,0.94202898550724645]
[3,8.8000000000000007,100,25,70,1.34,0.64,200,1,0.69,1.9420289855072466,0.92753623188405809]
[3,10.6,100,25,99,1.78,0.62,200,1,0.69,2.5797101449275366,0.89855072463768126]
[3,5.0999999999999996,100,25,1,0.7,0.7,280,0,0.7,1,1]
[3,6.3,100,25,50,1.08,0.67,280,1,0.7,1.5428571428571431,0.9571428571428573]
[3,6.8,100,25,60,1.23,0.67,280,1,0.7,1.7571428571428573,0.9571428571428573]
[3,7.2,100,25,70,1.38,0.66,280,1,0.7,1.9714285714285713,0.94285714285714295]
[3,8.6,100,25,99,1.82,0.64,280,1,0.7,2.6,0.91428571428571437]
[3,8,100,26,1,0.69,0.69,120,0,0.69,1,1]
[3,10.3,100,26,50,1.02,0.64,120,1,0.69,1.4782608695652175,0.92753623188405809]
[3,11.3,100,26,60,1.17,0.62,120,1,0.69,1.6956521739130435,0.89855072463768126]
[3,12.4,100,26,70,1.31,0.61,120,1,0.69,1.8985507246376814,0.88405797101449279]
[3,15.4,100,26,99,1.73,0.56000000000000005,120,1,0.69,2.5072463768115942,0.81159420289855089]
[3,6.1,100,26,1,0.72,0.72,200,0,0.72,1,1]
[3,7.8,100,26,50,1.1200000000000001,0.68,200,1,0.72,1.5555555555555558,0.94444444444444453]
[3,8.5,100,26,60,1.28,0.68,200,1,0.72,1.7777777777777779,0.94444444444444453]
[3,9.1,100,26,70,1.43,0.67,200,1,0.72,1.9861111111111112,0.93055555555555569]
[3,11.1,100,26,99,1.89,0.64,200,1,0.72,2.625,0.88888888888888895]
[3,5.2,100,26,1,0.73,0.73,280,0,0.73,1,1]
[3,6.5,100,26,50,1.1499999999999999,0.7,280,1,0.73,1.5753424657534245,0.95890410958904104]
[3,7,100,26,60,1.31,0.69,280,1,0.73,1.7945205479452055,0.9452054794520548]
[3,7.5,100,26,70,1.47,0.69,280,1,0.73,2.0136986301369864,0.9452054794520548]
[3,9,100,26,99,1.95,0.67,280,1,0.73,2.6712328767123288,0.91780821917808231]
[3,8.1999999999999993,100,27,1,0.72,0.72,120,0,0.72,1,1]
[3,10.8,100,27,50,1.0900000000000001,0.66,120,1,0.72,1.5138888888888891,0.91666666666666674]
[3,11.9,100,27,60,1.25,0.64,120,1,0.72,1.7361111111111112,0.88888888888888895]
[3,13,100,27,70,1.4,0.63,120,1,0.72,1.9444444444444444,0.875]
[3,16.2,100,27,99,1.84,0.57999999999999996,120,1,0.72,2.5555555555555558,0.80555555555555558]
[3,6.2,100,27,1,0.75,0.75,200,0,0.75,1,1]
[3,8.1,100,27,50,1.19,0.71,200,1,0.75,1.5866666666666667,0.94666666666666666]
[3,8.8000000000000007,100,27,60,1.36,0.7,200,1,0.75,1.8133333333333335,0.93333333333333324]
[3,9.5,100,27,70,1.53,0.69,200,1,0.75,2.04,0.91999999999999993]
[3,11.6,100,27,99,2.0099999999999998,0.67,200,1,0.75,2.6799999999999997,0.89333333333333342]
[3,5.3,100,27,1,0.76,0.76,280,0,0.76,1,1]
[3,6.8,100,27,50,1.23,0.73,280,1,0.76,1.618421052631579,0.96052631578947367]
[3,7.3,100,27,60,1.4,0.72,280,1,0.76,1.8421052631578947,0.94736842105263153]
[3,7.8,100,27,70,1.57,0.71,280,1,0.76,2.0657894736842106,0.93421052631578938]
[3,9.3000000000000007,100,27,99,2.0699999999999998,0.69,280,{"$f":"IF(F726<>G726,1,0)","v":1},0.76,{"$f":"F726/J726","v":2.7236842105263155},0.9078947368421052]
[3,8.4,100,28,1,0.75,0.75,120,0,0.75,1,{"$f":"G727/J727","v":1}]
[3,11.3,100,28,50,1.1599999999999999,0.68,120,1,0.75,1.5466666666666666,0.90666666666666673]
[3,12.5,100,28,60,1.32,0.67,120,1,{"$f":"IF(F729/G729=1,F729,J728)","v":0.75},1.76,0.89333333333333342]
[3,13.6,100,28,70,1.49,0.65,120,1,0.75,1.9866666666666666,0.8666666666666667]
[3,17,100,28,99,1.95,0.6,120,1,0.75,2.6,0.79999999999999993]
[3,6.3,100,28,1,0.78,0.78,200,0,0.78,1,1]
[3,8.4,100,28,50,1.27,0.74,200,1,0.78,1.6282051282051282,0.94871794871794868]
[3,9.1999999999999993,100,28,60,1.45,0.73,200,1,0.78,1.8589743589743588,0.93589743589743579]
[3,10,100,28,70,1.62,0.72,200,1,0.78,2.0769230769230771,0.92307692307692302]
[3,12.2,100,28,99,2.14,0.69,200,1,0.78,2.7435897435897436,0.88461538461538447]
[3,5.4,100,28,1,0.78,0.78,280,0,0.78,1,1]
[3,7,100,28,50,1.3,0.75,280,1,0.78,1.6666666666666667,0.96153846153846145]
[3,7.5,100,28,60,1.49,0.75,280,1,0.78,1.9102564102564101,0.96153846153846145]
[3,8.1,100,28,70,1.67,0.74,280,1,0.78,2.141025641025641,0.94871794871794868]
[3,9.6999999999999993,100,28,99,2.2000000000000002,0.72,280,1,0.78,2.8205128205128207,0.92307692307692302]
[3,8.6,100,29,1,0.78,0.78,120,0,0.78,1,1]
[3,11.8,100,29,50,1.24,0.7,120,1,0.78,1.5897435897435896,0.89743589743589736]
[3,13.1,100,29,60,1.41,0.69,120,1,0.78,1.8076923076923075,0.88461538461538447]
[3,14.3,100,29,70,1.58,0.67,120,1,0.78,2.0256410256410255,0.85897435897435903]
[3,17.8,100,29,99,2.0699999999999998,0.62,120,1,0.78,2.6538461538461537,0.79487179487179482]
[3,6.4,100,29,1,0.81,0.81,200,0,0.81,1,1]
[3,8.8000000000000007,100,29,50,1.35,0.76,200,1,0.81,1.6666666666666667,0.93827160493827155]
[3,9.6,100,29,60,1.54,0.75,200,1,0.81,1.9012345679012346,0.92592592592592582]
[3,10.4,100,29,70,1.72,0.74,200,1,0.81,2.1234567901234565,0.9135802469135802]
[3,12.7,100,29,99,2.27,0.71,200,1,0.81,2.8024691358024691,0.87654320987654311]
[3,5.5,100,29,1,0.81,0.81,280,0,0.81,1,1]
[3,7.2,100,29,50,1.39,0.78,280,1,0.81,1.7160493827160492,0.96296296296296291]
[3,7.8,100,29,60,1.58,0.77,280,1,0.81,1.9506172839506173,0.95061728395061729]
[3,8.4,100,29,70,1.77,0.76,280,1,0.81,2.1851851851851851,0.93827160493827155]
[3,10.1,100,29,99,2.33,0.74,280,1,0.81,2.8765432098765431,0.9135802469135802]
[3,8.8000000000000007,100,30,1,0.81,0.81,120,0,0.81,1,1]
[3,12.4,100,30,50,1.31,0.73,120,1,0.81,1.6172839506172838,0.90123456790123446]
[3,13.7,100,30,60,1.49,0.71,120,1,0.81,1.8395061728395061,0.87654320987654311]
[3,15,100,30,70,1.67,0.69,120,1,0.81,2.0617283950617282,0.85185185185185175]
[3,18.7,100,30,99,2.19,0.64,120,1,0.81,2.7037037037037033,0.79012345679012341]
[3,6.6,100,30,1,0.83,0.83,200,0,0.83,1,1]
[3,9.1,100,30,50,1.43,0.79,200,1,0.83,1.7228915662650603,0.95180722891566272]
[3,10,100,30,60,1.63,0.78,200,1,0.83,1.963855421686747,0.93975903614457834]
[3,10.8,100,30,70,1.83,0.76,200,1,0.83,2.2048192771084341,0.9156626506024097]
[3,13.3,100,30,99,2.4,0.73,200,1,0.83,2.8915662650602409,0.87951807228915668]
[3,5.6,100,30,1,0.84,0.84,280,0,0.84,1,1]
[3,7.5,100,30,50,1.47,0.81,280,1,0.84,1.75,0.96428571428571441]
[3,8.1,100,30,60,1.67,0.8,280,1,0.84,1.9880952380952381,0.95238095238095244]
[3,8.6999999999999993,100,30,70,1.88,0.79,280,1,0.84,2.2380952380952381,0.94047619047619058]
[3,10.5,100,30,99,2.46,0.77,280,1,0.84,2.9285714285714288,0.91666666666666674]
[3,9,100,31,1,0.84,0.84,120,0,0.84,1,1]
[3,12.9,100,31,50,1.39,0.75,120,1,0.84,1.6547619047619047,0.8928571428571429]
[3,14.3,100,31,60,1.58,0.73,120,1,0.84,1.8809523809523812,0.86904761904761907]
[3,15.7,100,31,70,1.77,0.71,120,1,0.84,2.1071428571428572,0.84523809523809523]
[3,19.600000000000001,100,31,99,2.3199999999999998,0.66,120,1,0.84,2.7619047619047619,0.78571428571428581]
[3,6.7,100,31,1,0.86,0.86,200,0,0.86,1,1]
[3,9.5,100,31,50,1.51,0.81,200,1,0.86,1.7558139534883721,0.94186046511627919]
[3,10.4,100,31,60,1.72,0.8,200,1,0.86,2,0.93023255813953498]
[3,11.3,100,31,70,1.93,0.79,200,1,0.86,2.2441860465116279,0.91860465116279078]
[3,13.9,100,31,99,2.54,0.76,200,1,0.86,2.9534883720930232,0.88372093023255816]
[3,5.7,100,31,1,0.87,0.87,280,0,0.87,1,1]
[3,7.8,100,31,50,1.55,0.83,280,1,0.87,1.781609195402299,0.95402298850574707]
[3,8.4,100,31,60,1.77,0.82,280,1,0.87,2.0344827586206895,0.94252873563218387]
[3,9.1,100,31,70,1.98,0.81,280,1,0.87,2.2758620689655173,0.93103448275862077]
[3,11,100,31,99,2.61,0.79,280,1,0.87,3,0.90804597701149425]
[3,9.1999999999999993,100,32,1,0.86,0.86,120,0,0.86,1,1]
[3,13.5,100,32,50,1.47,0.77,120,1,0.86,1.7093023255813953,0.89534883720930236]
[3,14.9,100,32,60,1.67,0.75,120,1,0.86,1.941860465116279,0.87209302325581395]
[3,16.399999999999999,100,32,70,1.87,0.73,120,{"$f":"IF(F790<>G790,1,0)","v":1},0.86,{"$f":"F790/J790","v":2.1744186046511631},0.84883720930232553]
[3,20.6,100,32,99,2.4500000000000002,0.67,120,1,0.86,2.8488372093023258,{"$f":"G791/J791","v":0.77906976744186052}]
[3,6.8,100,32,1,0.89,0.89,200,0,0.89,1,1]
[3,9.9,100,32,50,1.6,0.84,200,1,{"$f":"IF(F793/G793=1,F793,J792)","v":0.89},1.7977528089887642,0.9438202247191011]
[3,10.8,100,32,60,1.82,0.82,200,1,0.89,2.0449438202247192,0.92134831460674149]
[3,11.8,100,32,70,2.04,0.81,200,1,0.89,2.292134831460674,0.9101123595505618]
[3,14.5,100,32,99,2.68,0.78,200,1,0.89,3.01123595505618,0.8764044943820225]
[3,5.8,100,32,1,0.9,0.9,280,0,0.9,1,1]
[3,8,100,32,50,1.64,0.86,280,1,0.9,1.822222222222222,0.95555555555555549]
[3,8.6999999999999993,100,32,60,1.87,0.85,280,1,0.9,2.0777777777777779,0.94444444444444442]
[3,9.4,100,32,70,2.1,0.84,280,1,0.9,2.3333333333333335,0.93333333333333324]
[3,11.4,100,32,99,2.76,0.81,280,1,0.9,3.0666666666666664,0.9]
[3,7.3,120,20,1,0.6,0.6,120,0,0.6,1,1]
[3,8.1999999999999993,120,20,50,0.73,0.56000000000000005,120,1,0.6,1.2166666666666668,0.93333333333333346]
[3,9,120,20,60,0.84,0.54,120,1,0.6,1.4,0.90000000000000013]
[3,9.8000000000000007,120,20,70,0.95,0.53,120,1,0.6,1.5833333333333333,0.88333333333333341]
[3,12.2,120,20,99,1.28,0.48,120,1,0.6,2.1333333333333333,0.8]
[3,5.7,120,20,1,0.63,0.63,200,0,0.63,1,1]
[3,6.5,120,20,50,0.82,0.6,200,1,0.63,1.3015873015873014,0.95238095238095233]
[3,7,120,20,60,0.94,0.6,200,1,0.63,1.4920634920634919,0.95238095238095233]
[3,7.6,120,20,70,1.07,0.59,200,1,0.63,1.6984126984126986,0.9365079365079364]
[3,9.1999999999999993,120,20,99,1.44,0.56000000000000005,200,1,0.63,2.2857142857142856,0.88888888888888895]
[3,5,120,20,1,0.64,0.64,280,0,0.64,1,1]
[3,5.6,120,20,50,0.85,0.62,280,1,0.64,1.328125,0.96875]
[3,6,120,20,60,0.98,0.61,280,1,0.64,1.53125,0.953125]
[3,6.4,120,20,70,1.1200000000000001,0.61,280,1,0.64,1.7500000000000002,0.953125]
[3,7.6,120,20,99,1.5,0.59,280,1,0.64,2.34375,0.92187499999999989]
[3,7.5,120,21,1,0.64,0.64,120,0,0.64,1,1]
[3,8.6,120,21,50,0.79,0.59,120,1,0.64,1.234375,0.92187499999999989]
[3,9.5,120,21,60,0.91,0.56999999999999995,120,1,0.64,1.421875,0.89062499999999989]
[3,10.4,120,21,70,1.03,0.55000000000000004,120,1,0.64,1.609375,0.859375]
[3,12.9,120,21,99,1.38,0.51,120,1,0.64,2.15625,0.796875]
[3,5.9,120,21,1,0.67,0.67,200,0,0.67,1,1]
[3,6.8,120,21,50,0.89,0.64,200,1,0.67,1.3283582089552237,0.95522388059701491]
[3,7.4,120,21,60,1.03,0.63,200,1,0.67,1.5373134328358209,0.94029850746268651]
[3,8,120,21,70,1.1599999999999999,0.62,200,1,0.67,1.7313432835820892,0.9253731343283581]
[3,9.6999999999999993,120,21,99,1.56,0.59,200,1,0.67,2.3283582089552239,0.88059701492537301]
[3,5.0999999999999996,120,21,1,0.68,0.68,280,0,0.68,1,1]
[3,5.8,120,21,50,0.93,0.65,280,1,0.68,1.3676470588235294,0.95588235294117641]
[3,6.3,120,21,60,1.07,0.65,280,1,0.68,1.5735294117647058,0.95588235294117641]
[3,6.7,120,21,70,1.21,0.64,280,1,0.68,1.7794117647058822,0.94117647058823528]
[3,8,120,21,99,1.62,0.62,280,1,0.68,2.3823529411764706,0.91176470588235292]
[3,7.8,120,22,1,0.67,0.67,120,0,0.67,1,1]
[3,9.1,120,22,50,0.86,0.61,120,1,0.67,1.2835820895522387,0.91044776119402981]
[3,10,120,22,60,0.99,0.6,120,1,0.67,1.4776119402985073,0.89552238805970141]
[3,11,120,22,70,1.1100000000000001,0.57999999999999996,120,1,0.67,1.6567164179104479,0.86567164179104461]
[3,13.6,120,22,99,1.48,0.53,120,1,0.67,2.2089552238805967,0.79104477611940294]
[3,6,120,22,1,0.7,0.7,200,0,0.7,1,1]
[3,7.1,120,22,50,0.97,0.67,200,1,0.7,1.3857142857142857,0.9571428571428573]
[3,7.8,120,22,60,1.1100000000000001,0.66,200,1,0.7,1.5857142857142859,0.94285714285714295]
[3,8.4,120,22,70,1.25,0.65,200,1,0.7,1.7857142857142858,0.92857142857142871]
[3,10.199999999999999,120,22,99,1.67,0.62,200,1,0.7,2.3857142857142857,0.88571428571428579]
[3,5.2,120,22,1,0.71,0.71,280,0,0.71,1,1]
[3,6.1,120,22,50,1,0.69,280,1,0.71,1.4084507042253522,0.97183098591549288]
[3,6.5,120,22,60,1.1499999999999999,0.68,280,1,0.71,1.619718309859155,0.9577464788732396]
[3,7,120,22,70,1.3,0.67,280,1,0.71,1.830985915492958,0.94366197183098599]
[3,8.3000000000000007,120,22,99,1.74,0.65,280,1,0.71,2.450704225352113,0.91549295774647899]
[3,8,120,23,1,0.7,0.7,120,0,0.7,1,1]
[3,9.6,120,23,50,0.93,0.64,120,1,0.7,1.3285714285714287,0.91428571428571437]
[3,10.6,120,23,60,1.06,0.62,120,1,0.7,1.5142857142857145,0.88571428571428579]
[3,11.6,120,23,70,1.2,0.6,120,1,0.7,1.7142857142857144,0.85714285714285721]
[3,14.4,120,23,99,1.59,0.55000000000000004,120,1,0.7,2.2714285714285718,0.78571428571428581]
[3,6.2,120,23,1,0.74,0.74,200,0,0.74,1,1]
[3,7.5,120,23,50,1.04,0.7,200,1,0.74,1.4054054054054055,0.94594594594594594]
[3,8.1,120,23,60,1.2,0.69,200,{"$f":"IF(F854<>G854,1,0)","v":1},0.74,{"$f":"F854/J854","v":1.6216216216216215},0.93243243243243235]
[3,8.8000000000000007,120,23,70,1.35,0.68,200,1,0.74,1.8243243243243246,{"$f":"G855/J855","v":0.91891891891891897}]
[3,10.7,120,23,99,1.79,0.65,200,1,0.74,2.4189189189189189,0.8783783783783784]
[3,5.3,120,23,1,0.75,0.75,280,0,{"$f":"IF(F857/G857=1,F857,J856)","v":0.75},1,1]
[3,6.3,120,23,50,1.08,0.72,280,1,0.75,1.4400000000000002,0.96]
[3,6.8,120,23,60,1.24,0.71,280,1,0.75,1.6533333333333333,0.94666666666666666]
[3,7.3,120,23,70,1.4,0.7,280,1,0.75,1.8666666666666665,0.93333333333333324]
[3,8.6999999999999993,120,23,99,1.86,0.68,280,1,0.75,2.48,0.90666666666666673]
[3,8.3000000000000007,120,24,1,0.74,0.74,120,0,0.74,1,1]
[3,10.1,120,24,50,1,0.67,120,1,0.74,1.3513513513513513,0.90540540540540548]
[3,11.2,120,24,60,1.1399999999999999,0.65,120,1,0.74,1.5405405405405403,0.8783783783783784]
[3,12.2,120,24,70,1.29,0.63,120,1,0.74,1.7432432432432432,0.85135135135135132]
[3,15.2,120,24,99,1.7,0.56999999999999995,120,1,0.74,2.2972972972972974,0.77027027027027017]
[3,6.3,120,24,1,0.77,0.77,200,0,0.77,1,1]
[3,7.8,120,24,50,1.1200000000000001,0.73,200,1,0.77,1.4545454545454546,0.94805194805194803]
[3,8.5,120,24,60,1.29,0.72,200,1,0.77,1.6753246753246753,0.93506493506493504]
[3,9.1999999999999993,120,24,70,1.45,0.71,200,1,0.77,1.883116883116883,0.92207792207792205]
[3,11.2,120,24,99,1.92,0.67,200,1,0.77,2.4935064935064934,0.8701298701298702]
[3,5.4,120,24,1,0.78,0.78,280,0,0.78,1,1]
[3,6.6,120,24,50,1.17,0.75,280,1,0.78,1.4999999999999998,0.96153846153846145]
[3,7.1,120,24,60,1.34,0.74,280,1,0.78,1.7179487179487181,0.94871794871794868]
[3,7.6,120,24,70,1.5,0.74,280,1,0.78,1.9230769230769229,0.94871794871794868]
[3,9.1,120,24,99,1.99,0.71,280,1,0.78,2.5512820512820511,0.91025641025641013]
[3,8.5,120,25,1,0.77,0.77,120,0,0.77,1,1]
[3,10.7,120,25,50,1.07,0.69,120,1,0.77,1.3896103896103897,0.89610389610389607]
[3,11.7,120,25,60,1.22,0.67,120,1,0.77,1.5844155844155843,0.8701298701298702]
[3,12.8,120,25,70,1.38,0.65,120,1,0.77,1.7922077922077921,0.84415584415584421]
[3,16,120,25,99,1.82,0.59,120,1,0.77,2.3636363636363638,0.76623376623376616]
[3,6.5,120,25,1,0.81,0.81,200,0,0.81,1,1]
[3,8.1999999999999993,120,25,50,1.21,0.76,200,1,0.81,1.4938271604938269,0.93827160493827155]
[3,8.9,120,25,60,1.38,0.75,200,1,0.81,1.7037037037037035,0.92592592592592582]
[3,9.6,120,25,70,1.55,0.74,200,1,0.81,1.9135802469135801,0.9135802469135802]
[3,11.8,120,25,99,2.0499999999999998,0.7,200,1,0.81,2.5308641975308639,0.86419753086419737]
[3,5.5,120,25,1,0.82,0.82,280,0,0.82,1,1]
[3,6.8,120,25,50,1.25,0.78,280,1,0.82,1.524390243902439,0.95121951219512202]
[3,7.4,120,25,60,1.43,0.77,280,1,0.82,1.7439024390243902,0.9390243902439025]
[3,7.9,120,25,70,1.61,0.77,280,1,0.82,1.9634146341463417,0.9390243902439025]
[3,9.5,120,25,99,2.13,0.74,280,1,0.82,2.5975609756097562,0.90243902439024393]
[3,8.6999999999999993,120,26,1,0.8,0.8,120,0,0.8,1,1]
[3,11.2,120,26,50,1.1499999999999999,0.72,120,1,0.8,1.4374999999999998,0.89999999999999991]
[3,12.3,120,26,60,1.31,0.7,120,1,0.8,1.6375,0.87499999999999989]
[3,13.5,120,26,70,1.47,0.68,120,1,0.8,1.8374999999999999,0.85]
[3,16.8,120,26,99,1.93,0.61,120,1,0.8,2.4124999999999996,0.76249999999999996]
[3,6.6,120,26,1,0.84,0.84,200,0,0.84,1,1]
[3,8.5,120,26,50,1.29,0.79,200,1,0.84,1.5357142857142858,0.94047619047619058]
[3,9.3000000000000007,120,26,60,1.47,0.78,200,1,0.84,1.75,0.9285714285714286]
[3,10.1,120,26,70,1.65,0.76,200,1,0.84,1.9642857142857142,0.90476190476190477]
[3,12.4,120,26,99,2.1800000000000002,0.73,200,1,0.84,2.5952380952380953,0.86904761904761907]
[3,5.6,120,26,1,0.85,0.85,280,0,0.85,1,1]
[3,7.1,120,26,50,1.34,0.82,280,1,0.85,1.5764705882352943,0.96470588235294119]
[3,7.7,120,26,60,1.53,0.81,280,1,0.85,1.8,0.95294117647058829]
[3,8.3000000000000007,120,26,70,1.72,0.8,280,1,0.85,2.0235294117647058,0.94117647058823539]
[3,9.9,120,26,99,2.27,0.77,280,1,0.85,2.6705882352941179,0.90588235294117647]
[3,9,120,27,1,0.84,0.84,120,0,0.84,1,1]
[3,11.7,120,27,50,1.22,0.75,120,1,0.84,1.4523809523809523,0.8928571428571429]
[3,13,120,27,60,1.39,0.72,120,1,0.84,1.6547619047619047,0.8571428571428571]
[3,14.2,120,27,70,1.56,0.7,120,1,0.84,1.8571428571428572,0.83333333333333326]
[3,17.7,120,27,99,2.06,0.63,120,1,0.84,2.4523809523809526,0.75]
[3,6.8,120,27,1,0.88,0.88,200,0,0.88,1,1]
[3,8.9,120,27,50,1.38,0.82,200,1,0.88,1.5681818181818181,0.93181818181818177]
[3,9.6999999999999993,120,27,60,1.57,0.81,200,1,0.88,1.7840909090909092,0.92045454545454553]
[3,10.5,120,27,70,1.76,0.79,200,1,0.88,2,0.89772727272727282]
[3,13,120,27,99,2.3199999999999998,0.75,200,1,0.88,2.6363636363636362,0.85227272727272729]
[3,5.7,120,27,1,0.89,0.89,280,0,0.89,1,1]
[3,7.4,120,27,50,1.43,0.85,280,{"$f":"IF(F918<>G918,1,0)","v":1},0.89,{"$f":"F918/J918","v":1.6067415730337078},0.9550561797752809]
[3,8,120,27,60,1.63,0.84,280,1,0.89,1.8314606741573032,{"$f":"G919/J919","v":0.9438202247191011}]
[3,8.6,120,27,70,1.83,0.83,280,1,0.89,2.0561797752808988,0.93258426966292129]
[3,10.4,120,27,99,2.41,0.8,280,1,{"$f":"IF(F921/G921=1,F921,J920)","v":0.89},2.707865168539326,0.89887640449438211]
[3,9.1999999999999993,120,28,1,0.87,0.87,120,0,0.87,1,1]
[3,12.3,120,28,50,1.3,0.77,120,1,0.87,1.4942528735632183,0.88505747126436785]
[3,13.6,120,28,60,1.48,0.75,120,1,0.87,1.7011494252873562,0.86206896551724144]
[3,14.9,120,28,70,1.66,0.72,120,1,0.87,1.9080459770114941,0.82758620689655171]
[3,18.600000000000001,120,28,99,2.1800000000000002,0.65,120,1,0.87,2.5057471264367819,0.74712643678160917]
[3,6.9,120,28,1,0.91,0.91,200,0,0.91,1,1]
[3,9.3000000000000007,120,28,50,1.47,0.85,200,1,0.91,1.6153846153846152,0.93406593406593397]
[3,10.199999999999999,120,28,60,1.67,0.83,200,1,0.91,1.8351648351648351,0.91208791208791207]
[3,11,120,28,70,1.87,0.82,200,1,0.91,2.0549450549450552,0.90109890109890101]
[3,13.6,120,28,99,2.4700000000000002,0.78,200,1,0.91,2.7142857142857144,0.8571428571428571]
[3,5.8,120,28,1,0.92,0.92,280,0,0.92,1,1]
[3,7.7,120,28,50,1.52,0.88,280,1,0.92,1.6521739130434783,0.9565217391304347]
[3,8.3000000000000007,120,28,60,1.73,0.87,280,1,0.92,1.8804347826086956,0.94565217391304346]
[3,8.9,120,28,70,1.95,0.86,280,1,0.92,2.1195652173913042,0.93478260869565211]
[3,10.8,120,28,99,2.56,0.82,280,1,0.92,2.7826086956521738,0.89130434782608692]
[3,9.4,120,29,1,0.9,0.9,120,0,0.9,1,1]
[3,12.9,120,29,50,1.39,0.8,120,1,0.9,1.5444444444444443,0.88888888888888895]
[3,14.3,120,29,60,1.58,0.77,120,1,0.9,1.7555555555555555,0.85555555555555551]
[3,15.6,120,29,70,1.77,0.74,120,1,0.9,1.9666666666666666,0.82222222222222219]
[3,19.600000000000001,120,29,99,2.31,0.67,120,1,0.9,2.5666666666666669,0.74444444444444446]
[3,7,120,29,1,0.94,0.94,200,0,0.94,1,1]
[3,9.6999999999999993,120,29,50,1.56,0.88,200,1,0.94,1.6595744680851066,0.93617021276595747]
[3,10.6,120,29,60,1.77,0.86,200,1,0.94,1.8829787234042554,0.91489361702127658]
[3,11.5,120,29,70,1.99,0.85,200,1,0.94,2.1170212765957448,0.9042553191489362]
[3,14.2,120,29,99,2.62,0.8,200,1,0.94,2.7872340425531918,0.85106382978723416]
[3,5.9,120,29,1,0.96,0.96,280,0,0.96,1,1]
[3,7.9,120,29,50,1.61,0.91,280,1,0.96,1.6770833333333335,0.94791666666666674]
[3,8.6,120,29,60,1.84,0.9,280,1,0.96,1.9166666666666667,0.93750000000000011]
[3,9.3000000000000007,120,29,70,2.06,0.88,280,1,0.96,2.1458333333333335,0.91666666666666674]
[3,11.3,120,29,99,2.72,0.85,280,1,0.96,2.8333333333333335,0.88541666666666663]
[3,9.6999999999999993,120,30,1,0.94,0.94,120,0,0.94,1,1]
[3,13.5,120,30,50,1.47,0.82,120,1,0.94,1.5638297872340425,0.87234042553191493]
[3,14.9,120,30,60,1.67,0.79,120,1,0.94,1.7765957446808511,0.84042553191489366]
[3,16.399999999999999,120,30,70,1.87,0.77,120,1,0.94,1.9893617021276597,0.81914893617021278]
[3,20.5,120,30,99,2.4500000000000002,0.69,120,1,0.94,2.6063829787234045,0.73404255319148937]
[3,7.2,120,30,1,0.98,0.98,200,0,0.98,1,1]
[3,10.1,120,30,50,1.65,0.91,200,1,0.98,1.6836734693877551,0.9285714285714286]
[3,11.1,120,30,60,1.88,0.89,200,1,0.98,1.9183673469387754,0.90816326530612246]
[3,12,120,30,70,2.11,0.87,200,1,0.98,2.1530612244897958,0.88775510204081631]
[3,14.9,120,30,99,2.77,0.83,200,1,0.98,2.8265306122448979,0.84693877551020402]
[3,6,120,30,1,0.99,0.99,280,0,0.99,1,1]
[3,8.1999999999999993,120,30,50,1.71,0.94,280,1,0.99,1.7272727272727273,0.9494949494949495]
[3,9,120,30,60,1.95,0.93,280,1,0.99,1.9696969696969697,0.93939393939393945]
[3,9.6999999999999993,120,30,70,2.19,0.91,280,1,0.99,2.2121212121212119,0.91919191919191923]
[3,11.8,120,30,99,2.88,0.88,280,1,0.99,2.9090909090909092,0.88888888888888895]
[3,9.9,120,31,1,0.97,0.97,120,0,0.97,1,1]
[3,14.1,120,31,50,1.56,0.84,120,1,0.97,1.6082474226804124,0.865979381443299]
[3,15.6,120,31,60,1.77,0.82,120,1,0.97,1.8247422680412373,0.84536082474226804]
[3,17.2,120,31,70,1.98,0.79,120,1,0.97,2.0412371134020617,0.81443298969072175]
[3,21.5,120,31,99,2.59,0.7,120,1,0.97,2.670103092783505,0.72164948453608246]
[3,7.3,120,31,1,1.01,1.01,200,0,1.01,1,1]
[3,10.5,120,31,50,1.75,0.94,200,1,1.01,1.7326732673267327,0.93069306930693063]
[3,11.5,120,31,60,1.99,0.92,200,1,1.01,1.9702970297029703,0.91089108910891092]
[3,12.6,120,31,70,2.23,0.9,200,1,1.01,2.2079207920792081,0.8910891089108911]
[3,15.6,120,31,99,2.93,0.85,200,1,1.01,2.9009900990099009,0.84158415841584155]
[3,6.1,120,31,1,1.03,1.03,280,0,1.03,1,1]
[3,8.6,120,31,50,1.82,0.97,280,1,1.03,1.766990291262136,0.9417475728155339]
[3,9.3000000000000007,120,31,60,2.06,0.95,280,1,1.03,2,0.92233009708737856]
[3,10.1,120,31,70,2.3199999999999998,0.94,280,1,1.03,2.2524271844660193,0.9126213592233009]
[3,12.3,120,31,99,3.04,0.9,280,1,1.03,2.9514563106796117,0.87378640776699024]
[3,10.199999999999999,120,32,1,1,1,120,{"$f":"IF(F982<>G982,1,0)","v":0},1,{"$f":"F982/J982","v":1},1]
[3,14.8,120,32,50,1.65,0.87,120,1,1,1.65,{"$f":"G983/J983","v":0.87}]
[3,16.399999999999999,120,32,60,1.87,0.84,120,1,1,1.87,0.84]
[3,18,120,32,70,2.09,0.81,120,1,{"$f":"IF(F985/G985=1,F985,J984)","v":1},2.09,0.81]
[3,22.5,120,32,99,2.73,0.72,120,1,1,2.73,0.72]
[3,7.5,120,32,1,1.05,1.05,200,0,1.05,1,1]
[3,10.9,120,32,50,1.85,0.96,200,1,1.05,1.7619047619047619,0.91428571428571426]
[3,12,120,32,60,2.1,0.94,200,1,1.05,2,0.89523809523809517]
[3,13.1,120,32,70,2.36,0.93,200,1,1.05,2.2476190476190476,0.88571428571428568]
[3,16.3,120,32,99,3.1,0.87,200,1,1.05,2.9523809523809526,0.82857142857142851]
[3,6.2,120,32,1,1.06,1.06,280,0,1.06,1,1]
[3,8.9,120,32,50,1.92,1,280,1,1.06,1.811320754716981,0.94339622641509424]
[3,9.6999999999999993,120,32,60,2.1800000000000002,0.98,280,1,1.06,2.0566037735849059,0.92452830188679236]
[3,10.5,120,32,70,2.4500000000000002,0.97,280,1,1.06,2.3113207547169812,0.91509433962264142]
[3,12.9,120,32,99,3.22,0.93,280,1,1.06,3.0377358490566038,0.87735849056603776]
[3,7.8,140,20,1,0.67,0.67,120,0,0.67,1,1]
[3,8.6,140,20,50,0.79,0.62,120,1,0.67,1.1791044776119404,0.9253731343283581]
[3,9.5,140,20,60,0.91,0.6,120,1,0.67,1.3582089552238805,0.89552238805970141]
[3,10.4,140,20,70,1.04,0.57999999999999996,120,1,0.67,1.5522388059701493,0.86567164179104461]
[3,13,140,20,99,1.39,0.52,120,1,0.67,2.0746268656716413,0.77611940298507465]
[3,6.1,140,20,1,0.72,0.72,200,0,0.72,1,1]
[3,6.9,140,20,50,0.91,0.68,200,1,0.72,1.2638888888888891,0.94444444444444453]
[3,7.5,140,20,60,1.06,0.67,200,1,0.72,1.4722222222222223,0.93055555555555569]
[3,8.1,140,20,70,1.2,0.66,200,1,0.72,1.6666666666666667,0.91666666666666674]
[3,9.9,140,20,99,1.61,0.62,200,1,0.72,2.2361111111111112,0.86111111111111116]
[3,5.2,140,20,1,0.73,0.73,280,0,0.73,1,1]
[3,5.9,140,20,50,0.96,0.7,280,1,0.73,1.3150684931506849,0.95890410958904104]
[3,6.4,140,20,60,1.1100000000000001,0.7,280,1,0.73,1.5205479452054795,0.95890410958904104]
[3,6.9,140,20,70,1.26,0.69,280,1,0.73,1.726027397260274,0.9452054794520548]
[3,8.1999999999999993,140,20,99,1.7,0.66,280,1,0.73,2.3287671232876712,0.90410958904109595]
[3,8.1,140,21,1,0.71,0.71,120,0,0.71,1,1]
[3,9.1999999999999993,140,21,50,0.86,0.65,120,1,0.71,1.2112676056338028,0.91549295774647899]
[3,10.1,140,21,60,0.99,0.63,120,1,0.71,1.3943661971830987,0.88732394366197187]
[3,11,140,21,70,1.1200000000000001,0.61,120,1,0.71,1.5774647887323945,0.85915492957746487]
[3,13.7,140,21,99,1.5,0.54,120,1,0.71,2.1126760563380285,0.76056338028169024]
[3,6.2,140,21,1,0.76,0.76,200,0,0.76,1,1]
[3,7.3,140,21,50,1,0.72,200,1,0.76,1.3157894736842106,0.94736842105263153]
[3,7.9,140,21,60,1.1499999999999999,0.7,200,1,0.76,1.513157894736842,0.92105263157894735]
[3,8.6,140,21,70,1.3,0.69,200,1,0.76,1.7105263157894737,0.9078947368421052]
[3,10.5,140,21,99,1.74,0.65,200,1,0.76,2.2894736842105261,0.85526315789473684]
[3,5.4,140,21,1,0.77,0.77,280,0,0.77,1,1]
[3,6.2,140,21,50,1.05,0.74,280,1,0.77,1.3636363636363638,0.96103896103896103]
[3,6.7,140,21,60,1.21,0.73,280,1,0.77,1.5714285714285714,0.94805194805194803]
[3,7.2,140,21,70,1.36,0.72,280,1,0.77,1.7662337662337664,0.93506493506493504]
[3,8.6,140,21,99,1.83,0.69,280,1,0.77,2.3766233766233769,0.89610389610389607]
[3,8.4,140,22,1,0.75,0.75,120,0,0.75,1,1]
[3,9.6999999999999993,140,22,50,0.94,0.68,120,1,0.75,1.2533333333333332,0.90666666666666673]
[3,10.7,140,22,60,1.07,0.66,120,1,0.75,1.4266666666666667,0.88]
[3,11.7,140,22,70,1.21,0.63,120,1,0.75,1.6133333333333333,0.84]
[3,14.5,140,22,99,1.61,0.56000000000000005,120,1,0.75,2.1466666666666669,0.7466666666666667]
[3,6.4,140,22,1,0.8,0.8,200,0,0.8,1,1]
[3,7.6,140,22,50,1.08,0.75,200,1,0.8,1.35,0.9375]
[3,8.3000000000000007,140,22,60,1.24,0.74,200,1,0.8,1.5499999999999998,0.92499999999999993]
[3,9,140,22,70,1.4,0.72,200,1,0.8,1.7499999999999998,0.89999999999999991]
[3,11,140,22,99,1.87,0.68,200,1,0.8,2.3374999999999999,0.85]
[3,5.5,140,22,1,0.81,0.81,280,0,0.81,1,1]
[3,6.5,140,22,50,1.1299999999999999,0.78,280,1,0.81,1.3950617283950615,0.96296296296296291]
[3,7,140,22,60,1.3,0.77,280,1,0.81,1.6049382716049383,0.95061728395061729]
[3,7.5,140,22,70,1.47,0.76,280,1,0.81,1.8148148148148147,0.93827160493827155]
[3,9,140,22,99,1.97,0.73,280,1,0.81,2.4320987654320985,0.90123456790123446]
[3,8.6,140,23,1,0.79,0.79,120,0,0.79,1,1]
[3,10.199999999999999,140,23,50,1.01,0.71,120,1,0.79,1.2784810126582278,0.89873417721518978]
[3,11.3,140,23,60,1.1599999999999999,0.68,120,1,0.79,1.4683544303797467,0.86075949367088611]
[3,12.3,140,23,70,1.3,0.66,120,1,0.79,1.6455696202531644,0.83544303797468356]
[3,15.4,140,23,99,1.73,0.59,120,{"$f":"IF(F1046<>G1046,1,0)","v":1},0.79,{"$f":"F1046/J1046","v":2.1898734177215187},0.74683544303797456]
[3,6.6,140,23,1,0.84,0.84,200,0,0.84,1,{"$f":"G1047/J1047","v":1}]
[3,8,140,23,50,1.17,0.79,200,1,0.84,1.3928571428571428,0.94047619047619058]
[3,8.6999999999999993,140,23,60,1.34,0.77,200,1,{"$f":"IF(F1049/G1049=1,F1049,J1048)","v":0.84},1.5952380952380953,0.91666666666666674]
[3,9.5,140,23,70,1.51,0.76,200,1,0.84,1.7976190476190477,0.90476190476190477]
[3,11.6,140,23,99,2,0.71,200,1,0.84,2.3809523809523809,0.84523809523809523]
[3,5.6,140,23,1,0.85,0.85,280,0,0.85,1,1]
[3,6.7,140,23,50,1.23,0.82,280,1,0.85,1.4470588235294117,0.96470588235294119]
[3,7.3,140,23,60,1.41,0.8,280,1,0.85,1.6588235294117646,0.94117647058823539]
[3,7.8,140,23,70,1.58,0.79,280,1,0.85,1.8588235294117648,0.92941176470588238]
[3,9.4,140,23,99,2.11,0.76,280,1,0.85,2.4823529411764707,0.89411764705882357]
[3,8.9,140,24,1,0.83,0.83,120,0,0.83,1,1]
[3,10.8,140,24,50,1.0900000000000001,0.74,120,1,0.83,1.3132530120481929,0.89156626506024095]
[3,11.9,140,24,60,1.24,0.71,120,1,0.83,1.493975903614458,0.85542168674698793]
[3,13,140,24,70,1.4,0.69,120,1,0.83,1.6867469879518071,0.83132530120481929]
[3,16.2,140,24,99,1.85,0.61,120,1,0.83,2.2289156626506026,0.73493975903614461]
[3,6.8,140,24,1,0.88,0.88,200,0,0.88,1,1]
[3,8.4,140,24,50,1.26,0.82,200,1,0.88,1.4318181818181819,0.93181818181818177]
[3,9.1999999999999993,140,24,60,1.44,0.8,200,1,0.88,1.6363636363636362,0.90909090909090917]
[3,9.9,140,24,70,1.62,0.79,200,1,0.88,1.8409090909090911,0.89772727272727282]
[3,12.2,140,24,99,2.14,0.74,200,1,0.88,2.4318181818181821,0.84090909090909094]
[3,5.7,140,24,1,0.9,0.9,280,0,0.9,1,1]
[3,7,140,24,50,1.32,0.85,280,1,0.9,1.4666666666666668,0.94444444444444442]
[3,7.6,140,24,60,1.51,0.84,280,1,0.9,1.6777777777777778,0.93333333333333324]
[3,8.1999999999999993,140,24,70,1.7,0.83,280,1,0.9,1.8888888888888888,0.92222222222222217]
[3,9.9,140,24,99,2.25,0.79,280,1,0.9,2.5,0.87777777777777777]
[3,9.1999999999999993,140,25,1,0.87,0.87,120,0,0.87,1,1]
[3,11.3,140,25,50,1.17,0.77,120,1,0.87,1.3448275862068966,0.88505747126436785]
[3,12.5,140,25,60,1.33,0.74,120,1,0.87,1.5287356321839081,0.85057471264367812]
[3,13.7,140,25,70,1.5,0.71,120,1,0.87,1.7241379310344829,0.81609195402298851]
[3,17.100000000000001,140,25,99,1.97,0.63,120,1,0.87,2.264367816091954,0.72413793103448276]
[3,6.9,140,25,1,0.92,0.92,200,0,0.92,1,1]
[3,8.8000000000000007,140,25,50,1.35,0.85,200,1,0.92,1.4673913043478262,0.92391304347826075]
[3,9.6,140,25,60,1.54,0.84,200,1,0.92,1.6739130434782608,0.91304347826086951]
[3,10.4,140,25,70,1.73,0.82,200,1,0.92,1.8804347826086956,0.89130434782608692]
[3,12.8,140,25,99,2.29,0.77,200,1,0.92,2.4891304347826084,0.83695652173913038]
[3,5.9,140,25,1,0.94,0.94,280,0,0.94,1,1]
[3,7.3,140,25,50,1.41,0.89,280,1,0.94,1.5,0.94680851063829796]
[3,7.9,140,25,60,1.62,0.87,280,1,0.94,1.7234042553191491,0.92553191489361708]
[3,8.6,140,25,70,1.82,0.86,280,1,0.94,1.9361702127659577,0.91489361702127658]
[3,10.4,140,25,99,2.4,0.82,280,1,0.94,2.5531914893617023,0.87234042553191493]
[3,9.4,140,26,1,0.9,0.9,120,0,0.9,1,1]
[3,11.9,140,26,50,1.25,0.8,120,1,0.9,1.3888888888888888,0.88888888888888895]
[3,13.2,140,26,60,1.42,0.77,120,1,0.9,1.5777777777777777,0.85555555555555551]
[3,14.4,140,26,70,1.6,0.74,120,1,0.9,1.7777777777777779,0.82222222222222219]
[3,18,140,26,99,2.1,0.65,120,1,0.9,2.3333333333333335,0.72222222222222221]
[3,7.1,140,26,1,0.96,0.96,200,0,0.96,1,1]
[3,9.1999999999999993,140,26,50,1.44,0.89,200,1,0.96,1.5,0.92708333333333337]
[3,10.1,140,26,60,1.64,0.87,200,1,0.96,1.7083333333333333,0.90625]
[3,10.9,140,26,70,1.85,0.85,200,1,0.96,1.9270833333333335,0.88541666666666663]
[3,13.5,140,26,99,2.44,0.8,200,1,0.96,2.5416666666666665,0.83333333333333337]
[3,6,140,26,1,0.98,0.98,280,0,0.98,1,1]
[3,7.6,140,26,50,1.51,0.92,280,1,0.98,1.5408163265306123,0.93877551020408168]
[3,8.3000000000000007,140,26,60,1.73,0.91,280,1,0.98,1.7653061224489797,0.9285714285714286]
[3,8.9,140,26,70,1.94,0.9,280,1,0.98,1.9795918367346939,0.91836734693877553]
[3,10.8,140,26,99,2.56,0.86,280,1,0.98,2.6122448979591839,0.87755102040816324]
[3,9.6999999999999993,140,27,1,0.94,0.94,120,0,0.94,1,1]
[3,12.5,140,27,50,1.33,0.82,120,1,0.94,1.4148936170212767,0.87234042553191493]
[3,13.8,140,27,60,1.52,0.79,120,1,0.94,1.6170212765957448,0.84042553191489366]
[3,15.2,140,27,70,1.7,0.76,120,1,0.94,1.8085106382978724,0.8085106382978724]
[3,19,140,27,99,2.23,0.67,120,1,0.94,2.3723404255319149,0.7127659574468086]
[3,7.3,140,27,1,1,1,200,0,1,1,1]
[3,9.6,140,27,50,1.54,0.92,200,1,1,1.54,0.92]
[3,10.5,140,27,60,1.75,0.9,200,1,1,1.75,0.9]
[3,11.4,140,27,70,1.97,0.88,200,{"$f":"IF(F1110<>G1110,1,0)","v":1},1,{"$f":"F1110/J1110","v":1.97},0.88]
[3,14.1,140,27,99,2.6,0.83,200,1,1,2.6,{"$f":"G1111/J1111","v":0.83}]
[3,6.1,140,27,1,1.02,1.02,280,0,1.02,1,1]
[3,7.9,140,27,50,1.62,0.96,280,1,{"$f":"IF(F1113/G1113=1,F1113,J1112)","v":1.02},1.5882352941176472,0.94117647058823528]
[3,8.6,140,27,60,1.84,0.94,280,1,1.02,1.803921568627451,0.92156862745098034]
[3,9.3000000000000007,140,27,70,2.0699999999999998,0.93,280,1,1.02,2.0294117647058822,0.91176470588235292]
[3,11.3,140,27,99,2.73,0.89,280,1,1.02,2.6764705882352939,0.87254901960784315]
[3,10,140,28,1,0.98,0.98,120,0,0.98,1,1]
[3,13.1,140,28,50,1.42,0.85,120,1,0.98,1.4489795918367347,0.86734693877551017]
[3,14.5,140,28,60,1.62,0.82,120,1,0.98,1.653061224489796,0.83673469387755095]
[3,15.9,140,28,70,1.81,0.78,120,1,0.98,1.8469387755102042,0.79591836734693877]
[3,19.899999999999999,140,28,99,2.36,0.69,120,1,0.98,2.4081632653061225,0.70408163265306123]
[3,7.4,140,28,1,1.03,1.03,200,0,1.03,1,1]
[3,10,140,28,50,1.64,0.95,200,1,1.03,1.5922330097087378,0.92233009708737856]
[3,11,140,28,60,1.87,0.93,200,1,1.03,1.8155339805825244,0.90291262135922334]
[3,12,140,28,70,2.09,0.91,200,1,1.03,2.029126213592233,0.88349514563106801]
[3,14.8,140,28,99,2.76,0.85,200,1,1.03,2.6796116504854366,0.82524271844660191]
[3,6.2,140,28,1,1.05,1.05,280,0,1.05,1,1]
[3,8.3000000000000007,140,28,50,1.72,0.99,280,1,1.05,1.638095238095238,0.94285714285714284]
[3,9,140,28,60,1.96,0.98,280,1,1.05,1.8666666666666665,0.93333333333333324]
[3,9.6999999999999993,140,28,70,2.2000000000000002,0.96,280,1,1.05,2.0952380952380953,0.91428571428571426]
[3,11.9,140,28,99,2.9,0.92,280,1,1.05,2.7619047619047619,0.87619047619047619]
[3,10.3,140,29,1,1.02,1.02,120,0,1.02,1,1]
[3,13.8,140,29,50,1.51,0.88,120,1,1.02,1.4803921568627452,0.86274509803921573]
[3,15.3,140,29,60,1.72,0.84,120,1,1.02,1.6862745098039216,0.82352941176470584]
[3,16.7,140,29,70,1.92,0.81,120,1,1.02,1.8823529411764706,0.79411764705882359]
[3,20.9,140,29,99,2.5,0.7,120,1,1.02,2.4509803921568629,0.68627450980392146]
[3,7.6,140,29,1,1.07,1.07,200,0,1.07,1,1]
[3,10.5,140,29,50,1.74,0.98,200,1,1.07,1.6261682242990654,0.9158878504672896]
[3,11.5,140,29,60,1.98,0.96,200,1,1.07,1.8504672897196262,0.89719626168224287]
[3,12.5,140,29,70,2.2200000000000002,0.94,200,1,1.07,2.0747663551401869,0.87850467289719614]
[3,15.5,140,29,99,2.92,0.88,200,1,1.07,2.7289719626168223,0.82242990654205606]
[3,6.3,140,29,1,1.0900000000000001,1.0900000000000001,280,0,1.0900000000000001,1,1]
[3,8.6,140,29,50,1.83,1.03,280,1,1.0900000000000001,1.6788990825688073,0.94495412844036697]
[3,9.4,140,29,60,2.08,1.01,280,1,1.0900000000000001,1.9082568807339448,0.92660550458715585]
[3,10.1,140,29,70,2.33,0.99,280,1,1.0900000000000001,2.1376146788990824,0.90825688073394484]
[3,12.4,140,29,99,3.07,0.95,280,1,1.0900000000000001,2.8165137614678897,0.87155963302752282]
[3,10.5,140,30,1,1.05,1.05,120,0,1.05,1,1]
[3,14.4,140,30,50,1.6,0.9,120,1,1.05,1.5238095238095237,0.8571428571428571]
[3,16,140,30,60,1.82,0.86,120,1,1.05,1.7333333333333334,0.81904761904761902]
[3,17.5,140,30,70,2.0299999999999998,0.83,120,1,1.05,1.9333333333333331,0.79047619047619044]
[3,22,140,30,99,2.65,0.72,120,1,1.05,2.5238095238095237,0.68571428571428561]
[3,7.8,140,30,1,1.1100000000000001,1.1100000000000001,200,0,1.1100000000000001,1,1]
[3,10.9,140,30,50,1.85,1.02,200,1,1.1100000000000001,1.6666666666666665,0.91891891891891886]
[3,12,140,30,60,2.1,0.99,200,1,1.1100000000000001,1.8918918918918919,0.89189189189189177]
[3,13.1,140,30,70,2.36,0.97,200,1,1.1100000000000001,2.1261261261261257,0.87387387387387372]
[3,16.3,140,30,99,3.1,0.9,200,1,1.1100000000000001,2.7927927927927927,0.81081081081081074]
[3,6.5,140,30,1,1.1299999999999999,1.1299999999999999,280,0,1.1299999999999999,1,1]
[3,8.9,140,30,50,1.94,1.06,280,1,1.1299999999999999,1.7168141592920354,0.93805309734513287]
[3,9.8000000000000007,140,30,60,2.21,1.04,280,1,1.1299999999999999,1.9557522123893807,0.92035398230088505]
[3,10.6,140,30,70,2.4700000000000002,1.03,280,1,1.1299999999999999,2.1858407079646023,0.91150442477876115]
[3,13,140,30,99,3.25,0.98,280,1,1.1299999999999999,2.8761061946902657,0.86725663716814161]
[3,10.8,140,31,1,1.0900000000000001,1.0900000000000001,120,0,1.0900000000000001,1,1]
[3,15.1,140,31,50,1.69,0.93,120,1,1.0900000000000001,1.5504587155963301,0.85321100917431192]
[3,16.8,140,31,60,1.92,0.89,120,1,1.0900000000000001,1.7614678899082568,0.8165137614678899]
[3,18.399999999999999,140,31,70,2.15,0.85,120,1,1.0900000000000001,1.9724770642201832,0.77981651376146777]
[3,23,140,31,99,2.79,0.73,120,1,1.0900000000000001,2.5596330275229358,0.66972477064220182]
[3,7.9,140,31,1,1.1499999999999999,1.1499999999999999,200,0,1.1499999999999999,1,1]
[3,11.4,140,31,50,1.96,1.05,200,1,1.1499999999999999,1.7043478260869567,0.91304347826086962]
[3,12.5,140,31,60,2.2200000000000002,1.02,200,1,1.1499999999999999,1.9304347826086961,0.88695652173913053]
[3,13.7,140,31,70,2.5,1,200,1,1.1499999999999999,2.1739130434782612,0.86956521739130443]
[3,17.100000000000001,140,31,99,3.28,0.93,200,1,1.1499999999999999,2.8521739130434782,0.80869565217391315]
[3,6.6,140,31,1,1.17,1.17,280,0,1.17,1,1]
[3,9.3000000000000007,140,31,50,2.0499999999999998,1.0900000000000001,280,1,1.17,1.7521367521367521,0.93162393162393176]
[3,10.1,140,31,60,2.34,1.07,280,{"$f":"IF(F1174<>G1174,1,0)","v":1},1.17,{"$f":"F1174/J1174","v":2},0.91452991452991461]
[3,11,140,31,70,2.62,1.06,280,1,1.17,2.2393162393162394,{"$f":"G1175/J1175","v":0.90598290598290609}]
[3,13.6,140,31,99,3.44,1,280,1,1.17,2.9401709401709404,0.85470085470085477]
[3,11,140,32,1,1.1299999999999999,1.1299999999999999,120,0,{"$f":"IF(F1177/G1177=1,F1177,J1176)","v":1.1299999999999999},1,1]
[3,15.8,140,32,50,1.79,0.95,120,1,1.1299999999999999,1.5840707964601772,0.84070796460177]
[3,17.5,140,32,60,2.0299999999999998,0.91,120,1,1.1299999999999999,1.7964601769911503,0.80530973451327448]
[3,19.3,140,32,70,2.27,0.87,120,1,1.1299999999999999,2.0088495575221241,0.76991150442477885]
[3,24.1,140,32,99,2.95,0.75,120,1,1.1299999999999999,2.610619469026549,0.66371681415929207]
[3,8.1,140,32,1,1.19,1.19,200,0,1.19,1,1]
[3,11.9,140,32,50,2.0699999999999998,1.08,200,1,1.19,1.7394957983193278,0.90756302521008414]
[3,13.1,140,32,60,2.36,1.05,200,1,1.19,1.9831932773109244,0.88235294117647067]
[3,14.3,140,32,70,2.64,1.03,200,1,1.19,2.2184873949579833,0.86554621848739499]
[3,17.899999999999999,140,32,99,3.46,0.95,200,1,1.19,2.9075630252100839,0.79831932773109249]
[3,6.7,140,32,1,1.21,1.21,280,0,1.21,1,1]
[3,9.6,140,32,50,2.17,1.1299999999999999,280,1,1.21,1.7933884297520661,0.93388429752066104]
[3,10.6,140,32,60,2.4700000000000002,1.1100000000000001,280,1,1.21,2.0413223140495869,0.9173553719008265]
[3,11.5,140,32,70,2.77,1.0900000000000001,280,1,1.21,2.2892561983471076,0.90082644628099184]
[3,14.2,140,32,99,3.64,1.03,280,1,1.21,3.0082644628099175,0.85123966942148765]
[3,8.3000000000000007,160,20,1,0.74,0.74,120,0,0.74,1,1]
[3,9,160,20,50,0.85,0.68,120,1,0.74,1.1486486486486487,0.91891891891891897]
[3,10,160,20,60,0.98,0.65,120,1,0.74,1.3243243243243243,0.8783783783783784]
[3,10.9,160,20,70,1.1100000000000001,0.62,120,1,0.74,1.5000000000000002,0.83783783783783783]
[3,13.6,160,20,99,1.49,0.54,120,1,0.74,2.0135135135135136,0.72972972972972983]
[3,6.4,160,20,1,0.8,0.8,200,0,0.8,1,1]
[3,7.3,160,20,50,1,0.75,200,1,0.8,1.25,0.9375]
[3,7.9,160,20,60,1.1499999999999999,0.74,200,1,0.8,1.4374999999999998,0.92499999999999993]
[3,8.6,160,20,70,1.31,0.72,200,1,0.8,1.6375,0.89999999999999991]
[3,10.6,160,20,99,1.77,0.67,200,1,0.8,2.2124999999999999,0.83750000000000002]
[3,5.5,160,20,1,0.82,0.82,280,0,0.82,1,1]
[3,6.2,160,20,50,1.06,0.78,280,1,0.82,1.2926829268292683,0.95121951219512202]
[3,6.8,160,20,60,1.23,0.77,280,1,0.82,1.5,0.9390243902439025]
[3,7.3,160,20,70,1.39,0.76,280,1,0.82,1.6951219512195121,0.92682926829268297]
[3,8.6999999999999993,160,20,99,1.87,0.72,280,1,0.82,2.280487804878049,0.87804878048780488]
[3,8.6,160,21,1,0.78,0.78,120,0,0.78,1,1]
[3,9.6,160,21,50,0.92,0.71,120,1,0.78,1.1794871794871795,0.91025641025641013]
[3,10.6,160,21,60,1.06,0.68,120,1,0.78,1.358974358974359,0.87179487179487181]
[3,11.6,160,21,70,1.2,0.65,120,1,0.78,1.5384615384615383,0.83333333333333337]
[3,14.4,160,21,99,1.6,0.56999999999999995,120,1,0.78,2.0512820512820515,0.73076923076923073]
[3,6.6,160,21,1,0.84,0.84,200,0,0.84,1,1]
[3,7.7,160,21,50,1.0900000000000001,0.79,200,1,0.84,1.2976190476190477,0.94047619047619058]
[3,8.4,160,21,60,1.25,0.77,200,1,0.84,1.4880952380952381,0.91666666666666674]
[3,9.1,160,21,70,1.42,0.75,200,1,0.84,1.6904761904761905,0.8928571428571429]
[3,11.2,160,21,99,1.9,0.7,200,1,0.84,2.2619047619047619,0.83333333333333326]
[3,5.6,160,21,1,0.86,0.86,280,0,0.86,1,1]
[3,6.5,160,21,50,1.1599999999999999,0.82,280,1,0.86,1.3488372093023255,0.95348837209302317]
[3,7.1,160,21,60,1.33,0.81,280,1,0.86,1.5465116279069768,0.94186046511627919]
[3,7.6,160,21,70,1.51,0.8,280,1,0.86,1.7558139534883721,0.93023255813953498]
[3,9.1999999999999993,160,21,99,2.02,0.76,280,1,0.86,2.3488372093023258,0.88372093023255816]
[3,8.9,160,22,1,0.83,0.83,120,0,0.83,1,1]
[3,10.1,160,22,50,1,0.74,120,1,0.83,1.2048192771084338,0.89156626506024095]
[3,11.2,160,22,60,1.1499999999999999,0.71,120,1,0.83,1.3855421686746987,0.85542168674698793]
[3,12.3,160,22,70,1.3,0.68,120,1,0.83,1.566265060240964,0.81927710843373502]
[3,15.3,160,22,99,1.72,0.59,120,1,0.83,2.072289156626506,0.71084337349397586]
[3,6.8,160,22,1,0.89,0.89,200,0,0.89,1,1]
[3,8.1,160,22,50,1.18,0.83,200,1,0.89,1.3258426966292134,0.93258426966292129]
[3,8.8000000000000007,160,22,60,1.36,0.81,200,1,0.89,1.5280898876404496,0.9101123595505618]
[3,9.6,160,22,70,1.53,0.79,200,1,0.89,1.7191011235955056,0.88764044943820231]
[3,11.8,160,22,99,2.04,0.74,200,1,0.89,2.292134831460674,0.8314606741573034]
[3,5.8,160,22,1,0.91,0.91,280,0,0.91,1,1]
[3,6.8,160,22,50,1.25,0.87,280,1,0.91,1.3736263736263736,0.95604395604395598]
[3,7.4,160,22,60,1.44,0.85,280,1,0.91,1.5824175824175823,0.93406593406593397]
[3,8,160,22,70,1.63,0.84,280,1,0.91,1.7912087912087911,0.92307692307692302]
[3,9.6,160,22,99,2.17,0.79,280,1,0.91,2.3846153846153846,0.86813186813186816]
[3,9.1999999999999993,160,23,1,0.87,0.87,120,0,0.87,1,1]
[3,10.7,160,23,50,1.08,0.77,120,{"$f":"IF(F1238<>G1238,1,0)","v":1},0.87,{"$f":"F1238/J1238","v":1.2413793103448276},0.88505747126436785]
[3,11.8,160,23,60,1.24,0.74,120,1,0.87,1.4252873563218391,{"$f":"G1239/J1239","v":0.85057471264367812}]
[3,13,160,23,70,1.39,0.71,120,1,0.87,1.5977011494252873,0.81609195402298851]
[3,16.2,160,23,99,1.84,0.61,120,1,{"$f":"IF(F1241/G1241=1,F1241,J1240)","v":0.87},2.1149425287356323,0.70114942528735635]
[3,7,160,23,1,0.93,0.93,200,0,0.93,1,1]
[3,8.5,160,23,50,1.28,0.87,200,1,0.93,1.3763440860215053,0.93548387096774188]
[3,9.3000000000000007,160,23,60,1.46,0.85,200,1,0.93,1.5698924731182795,0.91397849462365588]
[3,10.1,160,23,70,1.65,0.83,200,1,0.93,1.7741935483870965,0.89247311827956977]
[3,12.4,160,23,99,2.19,0.77,200,1,0.93,2.354838709677419,0.82795698924731176]
[3,5.9,160,23,1,0.95,0.95,280,0,0.95,1,1]
[3,7.1,160,23,50,1.35,0.91,280,1,0.95,1.4210526315789476,0.95789473684210535]
[3,7.8,160,23,60,1.55,0.89,280,1,0.95,1.6315789473684212,0.93684210526315792]
[3,8.4,160,23,70,1.75,0.88,280,1,0.95,1.8421052631578949,0.9263157894736842]
[3,10.1,160,23,99,2.33,0.83,280,1,0.95,2.4526315789473685,0.87368421052631584]
[3,9.5,160,24,1,0.91,0.91,120,0,0.91,1,1]
[3,11.3,160,24,50,1.1599999999999999,0.8,120,1,0.91,1.2747252747252746,0.87912087912087911]
[3,12.5,160,24,60,1.33,0.77,120,1,0.91,1.4615384615384617,0.84615384615384615]
[3,13.7,160,24,70,1.49,0.73,120,1,0.91,1.6373626373626373,0.80219780219780212]
[3,17.100000000000001,160,24,99,1.97,0.63,120,1,0.91,2.1648351648351647,0.69230769230769229]
[3,7.2,160,24,1,0.98,0.98,200,0,0.98,1,1]
[3,8.9,160,24,50,1.37,0.9,200,1,0.98,1.3979591836734695,0.91836734693877553]
[3,9.6999999999999993,160,24,60,1.57,0.88,200,1,0.98,1.6020408163265307,0.89795918367346939]
[3,10.6,160,24,70,1.77,0.86,200,1,0.98,1.806122448979592,0.87755102040816324]
[3,13.1,160,24,99,2.35,0.8,200,1,0.98,2.3979591836734695,0.81632653061224492]
[3,6.1,160,24,1,1,1,280,0,1,1,1]
[3,7.5,160,24,50,1.46,0.94,280,1,1,1.46,0.94]
[3,8.1,160,24,60,1.67,0.93,280,1,1,1.67,0.93]
[3,8.6999999999999993,160,24,70,1.88,0.91,280,1,1,1.88,0.91]
[3,10.6,160,24,99,2.4900000000000002,0.86,280,1,1,2.4900000000000002,0.86]
[3,9.8000000000000007,160,25,1,0.95,0.95,120,0,0.95,1,1]
[3,11.9,160,25,50,1.25,0.83,120,1,0.95,1.3157894736842106,0.87368421052631584]
[3,13.2,160,25,60,1.42,0.8,120,1,0.95,1.4947368421052631,0.8421052631578948]
[3,14.4,160,25,70,1.6,0.76,120,1,0.95,1.6842105263157896,0.8]
[3,18,160,25,99,2.1,0.66,120,1,0.95,2.2105263157894739,0.69473684210526321]
[3,7.4,160,25,1,1.02,1.02,200,0,1.02,1,1]
[3,9.3000000000000007,160,25,50,1.47,0.94,200,1,1.02,1.4411764705882353,0.92156862745098034]
[3,10.199999999999999,160,25,60,1.68,0.92,200,1,1.02,1.6470588235294117,0.90196078431372551]
[3,11.1,160,25,70,1.89,0.89,200,1,1.02,1.8529411764705881,0.87254901960784315]
[3,13.7,160,25,99,2.5,0.83,200,1,1.02,2.4509803921568629,0.81372549019607843]
[3,6.2,160,25,1,1.05,1.05,280,0,1.05,1,1]
[3,7.8,160,25,50,1.56,0.98,280,1,1.05,1.4857142857142858,0.93333333333333324]
[3,8.5,160,25,60,1.79,0.97,280,1,1.05,1.7047619047619047,0.92380952380952375]
[3,9.1999999999999993,160,25,70,2.0099999999999998,0.95,280,1,1.05,1.9142857142857139,0.90476190476190466]
[3,11.1,160,25,99,2.66,0.9,280,1,1.05,2.5333333333333332,0.8571428571428571]
[3,10.1,160,26,1,0.99,0.99,120,0,0.99,1,1]
[3,12.5,160,26,50,1.33,0.86,120,1,0.99,1.3434343434343434,0.86868686868686873]
[3,13.9,160,26,60,1.52,0.82,120,1,0.99,1.5353535353535355,0.82828282828282829]
[3,15.2,160,26,70,1.7,0.79,120,1,0.99,1.7171717171717171,0.79797979797979801]
[3,19,160,26,99,2.23,0.68,120,1,0.99,2.2525252525252526,0.68686868686868696]
[3,7.6,160,26,1,1.06,1.06,200,0,1.06,1,1]
[3,9.8000000000000007,160,26,50,1.58,0.98,200,1,1.06,1.4905660377358489,0.92452830188679236]
[3,10.7,160,26,60,1.8,0.95,200,1,1.06,1.6981132075471699,0.89622641509433953]
[3,11.7,160,26,70,2.02,0.93,200,1,1.06,1.9056603773584906,0.87735849056603776]
[3,14.4,160,26,99,2.67,0.86,200,1,1.06,2.5188679245283017,0.81132075471698106]
[3,6.3,160,26,1,1.0900000000000001,1.0900000000000001,280,0,1.0900000000000001,1,1]
[3,8.1,160,26,50,1.67,1.02,280,1,1.0900000000000001,1.5321100917431192,0.93577981651376141]
[3,8.8000000000000007,160,26,60,1.91,1,280,1,1.0900000000000001,1.7522935779816511,0.9174311926605504]
[3,9.6,160,26,70,2.15,0.99,280,1,1.0900000000000001,1.9724770642201832,0.90825688073394484]
[3,11.7,160,26,99,2.83,0.93,280,1,1.0900000000000001,2.5963302752293576,0.85321100917431192]
[3,10.4,160,27,1,1.03,1.03,120,0,1.03,1,1]
[3,13.2,160,27,50,1.43,0.89,120,1,1.03,1.3883495145631066,0.86407766990291257]
[3,14.6,160,27,60,1.62,0.85,120,1,1.03,1.5728155339805825,0.82524271844660191]
[3,16,160,27,70,1.81,0.81,120,1,1.03,1.7572815533980584,0.78640776699029125]
[3,20,160,27,99,2.37,0.69,120,1,1.03,2.3009708737864076,0.66990291262135915]
[3,7.7,160,27,1,1.1100000000000001,1.1100000000000001,200,{"$f":"IF(F1302<>G1302,1,0)","v":0},1.1100000000000001,{"$f":"F1302/J1302","v":1},1]
[3,10.199999999999999,160,27,50,1.68,1.01,200,1,1.1100000000000001,1.5135135135135134,{"$f":"G1303/J1303","v":0.90990990990990983}]
[3,11.2,160,27,60,1.92,0.99,200,1,1.1100000000000001,1.7297297297297296,0.89189189189189177]
[3,12.2,160,27,70,2.15,0.96,200,1,{"$f":"IF(F1305/G1305=1,F1305,J1304)","v":1.1100000000000001},1.9369369369369367,0.8648648648648648]
[3,15.2,160,27,99,2.84,0.89,200,1,1.1100000000000001,2.5585585585585582,0.80180180180180172]
[3,6.5,160,27,1,1.1399999999999999,1.1399999999999999,280,0,1.1399999999999999,1,1]
[3,8.5,160,27,50,1.79,1.06,280,1,1.1399999999999999,1.5701754385964914,0.92982456140350889]
[3,9.1999999999999993,160,27,60,2.04,1.04,280,1,1.1399999999999999,1.7894736842105265,0.91228070175438603]
[3,10,160,27,70,2.29,1.02,280,1,1.1399999999999999,2.0087719298245617,0.89473684210526327]
[3,12.2,160,27,99,3.02,0.97,280,1,1.1399999999999999,2.6491228070175441,0.85087719298245623]
[3,10.7,160,28,1,1.08,1.08,120,0,1.08,1,1]
[3,13.8,160,28,50,1.52,0.92,120,1,1.08,1.4074074074074074,0.85185185185185186]
[3,15.3,160,28,60,1.72,0.88,120,1,1.08,1.5925925925925926,0.81481481481481477]
[3,16.8,160,28,70,1.93,0.83,120,1,1.08,1.7870370370370368,0.76851851851851838]
[3,21,160,28,99,2.5099999999999998,0.71,120,1,1.08,2.3240740740740735,0.65740740740740733]
[3,7.9,160,28,1,1.1499999999999999,1.1499999999999999,200,0,1.1499999999999999,1,1]
[3,10.7,160,28,50,1.8,1.05,200,1,1.1499999999999999,1.5652173913043479,0.91304347826086962]
[3,11.8,160,28,60,2.04,1.02,200,1,1.1499999999999999,1.7739130434782611,0.88695652173913053]
[3,12.8,160,28,70,2.29,0.99,200,1,1.1499999999999999,1.9913043478260872,0.86086956521739133]
[3,15.9,160,28,99,3.01,0.91,200,1,1.1499999999999999,2.6173913043478261,0.79130434782608705]
[3,6.6,160,28,1,1.18,1.18,280,0,1.18,1,1]
[3,8.8000000000000007,160,28,50,1.9,1.1000000000000001,280,1,1.18,1.6101694915254237,0.93220338983050854]
[3,9.6,160,28,60,2.17,1.08,280,1,1.18,1.8389830508474576,0.91525423728813571]
[3,10.4,160,28,70,2.4300000000000002,1.06,280,1,1.18,2.0593220338983054,0.89830508474576276]
[3,12.8,160,28,99,3.2,1,280,1,1.18,2.7118644067796613,0.84745762711864414]
[3,11,160,29,1,1.1200000000000001,1.1200000000000001,120,0,1.1200000000000001,1,1]
[3,14.5,160,29,50,1.61,0.95,120,1,1.1200000000000001,1.4375,0.84821428571428559]
[3,16.100000000000001,160,29,60,1.83,0.9,120,1,1.1200000000000001,1.6339285714285714,0.80357142857142849]
[3,17.600000000000001,160,29,70,2.04,0.86,120,1,1.1200000000000001,1.8214285714285714,0.76785714285714279]
[3,22,160,29,99,2.65,0.73,120,1,1.1200000000000001,2.3660714285714284,0.65178571428571419]
[3,8.1,160,29,1,1.2,1.2,200,0,1.2,1,1]
[3,11.2,160,29,50,1.91,1.08,200,1,1.2,1.5916666666666666,0.90000000000000013]
[3,12.3,160,29,60,2.17,1.05,200,1,1.2,1.8083333333333333,0.87500000000000011]
[3,13.4,160,29,70,2.4300000000000002,1.02,200,1,1.2,2.0250000000000004,0.85000000000000009]
[3,16.7,160,29,99,3.19,0.94,200,1,1.2,2.6583333333333332,0.78333333333333333]
[3,6.7,160,29,1,1.22,1.22,280,0,1.22,1,1]
[3,9.1999999999999993,160,29,50,2.02,1.1399999999999999,280,1,1.22,1.6557377049180328,0.93442622950819665]
[3,10,160,29,60,2.2999999999999998,1.1100000000000001,280,1,1.22,1.8852459016393441,0.90983606557377061]
[3,10.9,160,29,70,2.58,1.0900000000000001,280,1,1.22,2.1147540983606556,0.89344262295081978]
[3,13.4,160,29,99,3.4,1.03,280,1,1.22,2.7868852459016393,0.84426229508196726]
[3,11.3,160,30,1,1.1599999999999999,1.1599999999999999,120,0,1.1599999999999999,1,1]
[3,15.2,160,30,50,1.71,0.97,120,1,1.1599999999999999,1.4741379310344829,0.8362068965517242]
[3,16.899999999999999,160,30,60,1.94,0.93,120,1,1.1599999999999999,1.6724137931034484,0.80172413793103459]
[3,18.5,160,30,70,2.16,0.88,120,1,1.1599999999999999,1.8620689655172415,0.75862068965517249]
[3,23.1,160,30,99,2.8,0.74,120,1,1.1599999999999999,2.4137931034482758,0.63793103448275867]
[3,8.3000000000000007,160,30,1,1.24,1.24,200,0,1.24,1,1]
[3,11.7,160,30,50,2.02,1.1100000000000001,200,1,1.24,1.6290322580645162,0.89516129032258074]
[3,12.9,160,30,60,2.2999999999999998,1.08,200,1,1.24,1.8548387096774193,0.87096774193548399]
[3,14.1,160,30,70,2.58,1.05,200,1,1.24,2.0806451612903225,0.84677419354838712]
[3,17.5,160,30,99,3.38,0.97,200,1,1.24,2.725806451612903,0.782258064516129]
[3,6.9,160,30,1,1.27,1.27,280,0,1.27,1,1]
[3,9.6,160,30,50,2.14,1.17,280,1,1.27,1.6850393700787403,0.92125984251968496]
[3,10.5,160,30,60,2.44,1.1499999999999999,280,1,1.27,1.921259842519685,0.90551181102362199]
[3,11.4,160,30,70,2.74,1.1299999999999999,280,1,1.27,2.1574803149606301,0.88976377952755892]
[3,14,160,30,99,3.6,1.06,280,1,1.27,2.8346456692913384,0.83464566929133865]
[3,11.6,160,31,1,1.2,1.2,120,0,1.2,1,1]
[3,15.9,160,31,50,1.81,1,120,1,1.2,1.5083333333333335,0.83333333333333337]
[3,17.7,160,31,60,2.0499999999999998,0.95,120,1,1.2,1.7083333333333333,0.79166666666666663]
[3,19.399999999999999,160,31,70,2.29,0.9,120,1,1.2,1.9083333333333334,0.75]
[3,24.2,160,31,99,2.96,0.75,120,1,1.2,2.4666666666666668,0.625]
[3,8.5,160,31,1,1.28,1.28,200,0,1.28,1,1]
[3,12.2,160,31,50,2.14,1.1499999999999999,200,1,1.28,1.671875,0.89843749999999989]
[3,13.5,160,31,60,2.44,1.1200000000000001,200,1,1.28,1.90625,0.87500000000000011]
[3,14.7,160,31,70,2.73,1.08,200,1,1.28,2.1328125,0.84375]
[3,18.399999999999999,160,31,99,3.58,0.99,200,{"$f":"IF(F1366<>G1366,1,0)","v":1},1.28,{"$f":"F1366/J1366","v":2.796875},0.7734375]
[3,7,160,31,1,1.31,1.31,280,0,1.31,1,{"$f":"G1367/J1367","v":1}]
[3,10,160,31,50,2.27,1.21,280,1,1.31,1.7328244274809159,0.92366412213740456]
[3,10.9,160,31,60,2.59,1.18,280,1,{"$f":"IF(F1369/G1369=1,F1369,J1368)","v":1.31},1.9770992366412212,0.9007633587786259]
[3,11.9,160,31,70,2.9,1.1599999999999999,280,1,1.31,2.2137404580152671,0.88549618320610679]
[3,14.7,160,31,99,3.81,1.0900000000000001,280,1,1.31,2.9083969465648853,0.83206106870229013]
[3,11.9,160,32,1,1.24,1.24,120,0,1.24,1,1]
[3,16.7,160,32,50,1.91,1.02,120,1,1.24,1.5403225806451613,0.82258064516129037]
[3,18.5,160,32,60,2.16,0.97,120,1,1.24,1.741935483870968,0.782258064516129]
[3,20.3,160,32,70,2.42,0.92,120,1,1.24,1.9516129032258065,0.74193548387096775]
[3,25.3,160,32,99,3.11,0.76,120,1,1.24,2.508064516129032,0.61290322580645162]
[3,8.6999999999999993,160,32,1,1.32,1.32,200,0,1.32,1,1]
[3,12.7,160,32,50,2.27,1.18,200,1,1.32,1.7196969696969697,0.89393939393939381]
[3,14,160,32,60,2.58,1.1499999999999999,200,1,1.32,1.9545454545454546,0.8712121212121211]
[3,15.4,160,32,70,2.89,1.1100000000000001,200,1,1.32,2.1893939393939394,0.84090909090909094]
[3,19.2,160,32,99,3.79,1.01,200,1,1.32,2.8712121212121211,0.76515151515151514]
[3,7.1,160,32,1,1.36,1.36,280,0,1.36,1,1]
[3,10.4,160,32,50,2.4,1.24,280,1,1.36,1.7647058823529409,0.91176470588235292]
[3,11.4,160,32,60,2.73,1.22,280,1,1.36,2.0073529411764706,0.89705882352941169]
[3,12.4,160,32,70,3.06,1.19,280,1,1.36,2.25,0.87499999999999989]
[3,15.3,160,32,99,4.03,1.1200000000000001,280,1,1.36,2.9632352941176472,0.82352941176470595]
[3,8.6999999999999993,180,20,1,0.8,0.8,120,0,0.8,1,1]
[3,9.4,180,20,50,0.89,0.73,120,1,0.8,1.1125,0.91249999999999998]
[3,10.4,180,20,60,1.03,0.69,120,1,0.8,1.2874999999999999,0.86249999999999993]
[3,11.3,180,20,70,1.17,0.66,120,1,0.8,1.4624999999999999,0.82499999999999996]
[3,14.2,180,20,99,1.56,0.56000000000000005,120,1,0.8,1.95,0.70000000000000007]
[3,6.7,180,20,1,0.87,0.87,200,0,0.87,1,1]
[3,7.6,180,20,50,1.08,0.82,200,1,0.87,1.2413793103448276,0.94252873563218387]
[3,8.3000000000000007,180,20,60,1.24,0.8,200,1,0.87,1.4252873563218391,0.91954022988505757]
[3,9,180,20,70,1.41,0.77,200,1,0.87,1.6206896551724137,0.88505747126436785]
[3,11.1,180,20,99,1.9,0.71,200,1,0.87,2.1839080459770113,0.81609195402298851]
[3,5.7,180,20,1,0.9,0.9,280,0,0.9,1,1]
[3,6.5,180,20,50,1.1499999999999999,0.86,280,1,0.9,1.2777777777777777,0.95555555555555549]
[3,7.1,180,20,60,1.33,0.84,280,1,0.9,1.4777777777777779,0.93333333333333324]
[3,7.6,180,20,70,1.51,0.82,280,1,0.9,1.6777777777777778,0.91111111111111098]
[3,9.1999999999999993,180,20,99,2.04,0.78,280,1,0.9,2.2666666666666666,0.8666666666666667]
[3,9.1,180,21,1,0.85,0.85,120,0,0.85,1,1]
[3,9.9,180,21,50,0.97,0.76,120,1,0.85,1.1411764705882352,0.89411764705882357]
[3,11,180,21,60,1.1200000000000001,0.73,120,1,0.85,1.3176470588235296,0.85882352941176465]
[3,12,180,21,70,1.26,0.69,120,1,0.85,1.4823529411764707,0.81176470588235294]
[3,15,180,21,99,1.68,0.59,120,1,0.85,1.9764705882352942,0.69411764705882351]
[3,6.9,180,21,1,0.92,0.92,200,0,0.92,1,1]
[3,8,180,21,50,1.17,0.86,200,1,0.92,1.2717391304347825,0.93478260869565211]
[3,8.8000000000000007,180,21,60,1.35,0.84,200,1,0.92,1.4673913043478262,0.91304347826086951]
[3,9.6,180,21,70,1.53,0.81,200,1,0.92,1.6630434782608696,0.88043478260869568]
[3,11.8,180,21,99,2.0499999999999998,0.75,200,1,0.92,2.2282608695652173,0.81521739130434778]
[3,5.9,180,21,1,0.95,0.95,280,0,0.95,1,1]
[3,6.8,180,21,50,1.26,0.9,280,1,0.95,1.3263157894736843,0.94736842105263164]
[3,7.4,180,21,60,1.45,0.88,280,1,0.95,1.5263157894736843,0.9263157894736842]
[3,8,180,21,70,1.64,0.87,280,1,0.95,1.7263157894736842,0.9157894736842106]
[3,9.6999999999999993,180,21,99,2.2000000000000002,0.82,280,1,0.95,2.3157894736842106,0.86315789473684212]
[3,9.4,180,22,1,0.89,0.89,120,0,0.89,1,1]
[3,10.5,180,22,50,1.05,0.8,120,1,0.89,1.1797752808988764,0.89887640449438211]
[3,11.6,180,22,60,1.21,0.76,120,1,0.89,1.3595505617977528,0.8539325842696629]
[3,12.7,180,22,70,1.36,0.72,120,1,0.89,1.5280898876404496,0.8089887640449438]
[3,15.9,180,22,99,1.81,0.61,120,1,0.89,2.0337078651685392,0.6853932584269663]
[3,7.2,180,22,1,0.97,0.97,200,0,0.97,1,1]
[3,8.5,180,22,50,1.27,0.9,200,1,0.97,1.3092783505154639,0.92783505154639179]
[3,9.3000000000000007,180,22,60,1.46,0.88,200,1,0.97,1.5051546391752577,0.90721649484536082]
[3,10.1,180,22,70,1.65,0.85,200,1,0.97,1.7010309278350515,0.87628865979381443]
[3,12.4,180,22,99,2.2000000000000002,0.78,200,1,0.97,2.2680412371134024,0.80412371134020622]
[3,6.1,180,22,1,1,1,280,0,1,1,1]
[3,7.2,180,22,50,1.36,0.94,280,1,1,1.36,0.94]
[3,7.8,180,22,60,1.57,0.93,280,1,1,1.57,0.93]
[3,8.4,180,22,70,1.77,0.91,280,{"$f":"IF(F1430<>G1430,1,0)","v":1},1,{"$f":"F1430/J1430","v":1.77},0.91]
[3,10.199999999999999,180,22,99,2.36,0.86,280,1,1,2.36,{"$f":"G1431/J1431","v":0.86}]
[3,9.6999999999999993,180,23,1,0.94,0.94,120,0,0.94,1,1]
[3,11.1,180,23,50,1.1399999999999999,0.83,120,1,{"$f":"IF(F1433/G1433=1,F1433,J1432)","v":0.94},1.2127659574468084,0.88297872340425532]
[3,12.3,180,23,60,1.3,0.79,120,1,0.94,1.3829787234042554,0.84042553191489366]
[3,13.5,180,23,70,1.47,0.75,120,1,0.94,1.5638297872340425,0.79787234042553201]
[3,16.8,180,23,99,1.93,0.63,120,1,0.94,2.0531914893617023,0.67021276595744683]
[3,7.4,180,23,1,1.02,1.02,200,0,1.02,1,1]
[3,8.9,180,23,50,1.38,0.94,200,1,1.02,1.3529411764705881,0.92156862745098034]
[3,9.8000000000000007,180,23,60,1.58,0.91,200,1,1.02,1.5490196078431373,0.89215686274509809]
[3,10.6,180,23,70,1.78,0.89,200,1,1.02,1.7450980392156863,0.87254901960784315]
[3,13.1,180,23,99,2.36,0.81,200,1,1.02,2.3137254901960782,0.79411764705882359]
[3,6.2,180,23,1,1.05,1.05,280,0,1.05,1,1]
[3,7.5,180,23,50,1.47,0.99,280,1,1.05,1.4,0.94285714285714284]
[3,8.1999999999999993,180,23,60,1.69,0.97,280,1,1.05,1.6095238095238094,0.92380952380952375]
[3,8.8000000000000007,180,23,70,1.91,0.95,280,1,1.05,1.8190476190476188,0.90476190476190466]
[3,10.8,180,23,99,2.5299999999999998,0.89,280,1,1.05,2.4095238095238094,0.84761904761904761]
[3,10,180,24,1,0.98,0.98,120,0,0.98,1,1]
[3,11.8,180,24,50,1.23,0.86,120,1,0.98,1.2551020408163265,0.87755102040816324]
[3,13,180,24,60,1.4,0.82,120,1,0.98,1.4285714285714286,0.83673469387755095]
[3,14.2,180,24,70,1.57,0.78,120,1,0.98,1.6020408163265307,0.79591836734693877]
[3,17.8,180,24,99,2.0699999999999998,0.66,120,1,0.98,2.1122448979591835,0.67346938775510212]
[3,7.6,180,24,1,1.07,1.07,200,0,1.07,1,1]
[3,9.3000000000000007,180,24,50,1.48,0.98,200,1,1.07,1.3831775700934579,0.9158878504672896]
[3,10.3,180,24,60,1.69,0.95,200,1,1.07,1.5794392523364484,0.8878504672897195]
[3,11.2,180,24,70,1.91,0.93,200,1,1.07,1.7850467289719625,0.86915887850467288]
[3,13.8,180,24,99,2.52,0.85,200,1,1.07,2.3551401869158877,0.79439252336448596]
[3,6.4,180,24,1,1.1000000000000001,1.1000000000000001,280,0,1.1000000000000001,1,1]
[3,7.9,180,24,50,1.59,1.03,280,1,1.1000000000000001,1.4454545454545453,0.93636363636363629]
[3,8.6,180,24,60,1.81,1.01,280,1,1.1000000000000001,1.6454545454545453,0.9181818181818181]
[3,9.3000000000000007,180,24,70,2.04,0.99,280,1,1.1000000000000001,1.8545454545454545,0.89999999999999991]
[3,11.3,180,24,99,2.71,0.93,280,1,1.1000000000000001,2.4636363636363634,0.84545454545454546]
[3,10.4,180,25,1,1.03,1.03,120,0,1.03,1,1]
[3,12.4,180,25,50,1.31,0.89,120,1,1.03,1.2718446601941749,0.86407766990291257]
[3,13.7,180,25,60,1.5,0.85,120,1,1.03,1.4563106796116505,0.82524271844660191]
[3,15,180,25,70,1.68,0.8,120,1,1.03,1.6310679611650485,0.77669902912621358]
[3,18.7,180,25,99,2.2000000000000002,0.68,120,1,1.03,2.1359223300970873,0.66019417475728159]
[3,7.8,180,25,1,1.1200000000000001,1.1200000000000001,200,0,1.1200000000000001,1,1]
[3,9.8000000000000007,180,25,50,1.59,1.02,200,1,1.1200000000000001,1.419642857142857,0.9107142857142857]
[3,10.8,180,25,60,1.81,0.99,200,1,1.1200000000000001,1.6160714285714284,0.88392857142857129]
[3,11.7,180,25,70,2.04,0.96,200,1,1.1200000000000001,1.8214285714285714,0.85714285714285698]
[3,14.6,180,25,99,2.69,0.88,200,1,1.1200000000000001,2.401785714285714,0.7857142857142857]
[3,6.5,180,25,1,1.1499999999999999,1.1499999999999999,280,0,1.1499999999999999,1,1]
[3,8.1999999999999993,180,25,50,1.7,1.07,280,1,1.1499999999999999,1.4782608695652175,0.93043478260869583]
[3,8.9,180,25,60,1.95,1.05,280,1,1.1499999999999999,1.6956521739130437,0.91304347826086962]
[3,9.6999999999999993,180,25,70,2.19,1.03,280,1,1.1499999999999999,1.9043478260869566,0.89565217391304353]
[3,11.9,180,25,99,2.89,0.97,280,1,1.1499999999999999,2.5130434782608697,0.84347826086956523]
[3,10.7,180,26,1,1.08,1.08,120,0,1.08,1,1]
[3,13.1,180,26,50,1.41,0.92,120,1,1.08,1.3055555555555554,0.85185185185185186]
[3,14.4,180,26,60,1.6,0.88,120,1,1.08,1.4814814814814814,0.81481481481481477]
[3,15.8,180,26,70,1.79,0.83,120,1,1.08,1.6574074074074074,0.76851851851851838]
[3,19.7,180,26,99,2.34,0.69,120,1,1.08,2.1666666666666665,0.63888888888888884]
[3,8,180,26,1,1.17,1.17,200,0,1.17,1,1]
[3,10.3,180,26,50,1.7,1.06,200,1,1.17,1.4529914529914529,0.90598290598290609]
[3,11.3,180,26,60,1.94,1.03,200,1,1.17,1.6581196581196582,0.88034188034188043]
[3,12.3,180,26,70,2.1800000000000002,1,200,1,1.17,1.8632478632478635,0.85470085470085477]
[3,15.3,180,26,99,2.87,0.91,200,1,1.17,2.4529914529914532,0.7777777777777779]
[3,6.7,180,26,1,1.2,1.2,280,0,1.2,1,1]
[3,8.6,180,26,50,1.82,1.1100000000000001,280,1,1.2,1.5166666666666668,0.92500000000000016]
[3,9.4,180,26,60,2.08,1.0900000000000001,280,1,1.2,1.7333333333333334,0.90833333333333344]
[3,10.1,180,26,70,2.34,1.07,280,1,1.2,1.95,0.89166666666666672]
[3,12.4,180,26,99,3.08,1,280,1,1.2,2.5666666666666669,0.83333333333333337]
[3,11,180,27,1,1.1200000000000001,1.1200000000000001,120,0,1.1200000000000001,1,1]
[3,13.7,180,27,50,1.5,0.95,120,1,1.1200000000000001,1.3392857142857142,0.84821428571428559]
[3,15.2,180,27,60,1.71,0.9,120,{"$f":"IF(F1494<>G1494,1,0)","v":1},1.1200000000000001,{"$f":"F1494/J1494","v":1.5267857142857142},0.80357142857142849]
[3,16.600000000000001,180,27,70,1.91,0.85,120,1,1.1200000000000001,1.7053571428571426,{"$f":"G1495/J1495","v":0.75892857142857129}]
[3,20.8,180,27,99,2.48,0.71,120,1,1.1200000000000001,2.214285714285714,0.63392857142857129]
[3,8.1999999999999993,180,27,1,1.21,1.21,200,0,{"$f":"IF(F1497/G1497=1,F1497,J1496)","v":1.21},1,1]
[3,10.8,180,27,50,1.82,1.0900000000000001,200,1,1.21,1.5041322314049588,0.90082644628099184]
[3,11.9,180,27,60,2.0699999999999998,1.06,200,1,1.21,1.7107438016528924,0.87603305785123975]
[3,12.9,180,27,70,2.3199999999999998,1.03,200,1,1.21,1.9173553719008263,0.85123966942148765]
[3,16.100000000000001,180,27,99,3.05,0.94,200,1,1.21,2.5206611570247932,0.77685950413223137]
[3,6.8,180,27,1,1.25,1.25,280,0,1.25,1,1]
[3,8.9,180,27,50,1.94,1.1599999999999999,280,1,1.25,1.552,0.92799999999999994]
[3,9.8000000000000007,180,27,60,2.2200000000000002,1.1299999999999999,280,1,1.25,1.7760000000000002,0.90399999999999991]
[3,10.6,180,27,70,2.4900000000000002,1.1100000000000001,280,1,1.25,1.9920000000000002,0.88800000000000012]
[3,13,180,27,99,3.28,1.04,280,1,1.25,2.6239999999999997,0.83200000000000007]
[3,11.3,180,28,1,1.17,1.17,120,0,1.17,1,1]
[3,14.4,180,28,50,1.6,0.98,120,1,1.17,1.3675213675213678,0.83760683760683763]
[3,16,180,28,60,1.81,0.93,120,1,1.17,1.5470085470085471,0.79487179487179493]
[3,17.5,180,28,70,2.0299999999999998,0.88,120,1,1.17,1.7350427350427349,0.75213675213675224]
[3,21.8,180,28,99,2.63,0.73,120,1,1.17,2.2478632478632479,0.62393162393162394]
[3,8.4,180,28,1,1.26,1.26,200,0,1.26,1,1]
[3,11.3,180,28,50,1.93,1.1299999999999999,200,1,1.26,1.5317460317460316,0.89682539682539675]
[3,12.4,180,28,60,2.2000000000000002,1.1000000000000001,200,1,1.26,1.7460317460317463,0.87301587301587313]
[3,13.6,180,28,70,2.4700000000000002,1.06,200,1,1.26,1.9603174603174605,0.84126984126984128]
[3,16.899999999999999,180,28,99,3.24,0.96,200,1,1.26,2.5714285714285716,0.76190476190476186]
[3,7,180,28,1,1.3,1.3,280,0,1.3,1,1]
[3,9.3000000000000007,180,28,50,2.0699999999999998,1.2,280,1,1.3,1.5923076923076922,0.92307692307692302]
[3,10.199999999999999,180,28,60,2.36,1.17,280,1,1.3,1.8153846153846152,0.89999999999999991]
[3,11.1,180,28,70,2.65,1.1399999999999999,280,1,1.3,2.0384615384615383,0.87692307692307681]
[3,13.7,180,28,99,3.48,1.07,280,1,1.3,2.6769230769230767,0.82307692307692315]
[3,11.6,180,29,1,1.21,1.21,120,0,1.21,1,1]
[3,15.1,180,29,50,1.7,1.01,120,1,1.21,1.4049586776859504,0.83471074380165289]
[3,16.7,180,29,60,1.92,0.96,120,1,1.21,1.5867768595041323,0.79338842975206614]
[3,18.399999999999999,180,29,70,2.15,0.9,120,1,1.21,1.7768595041322315,0.74380165289256206]
[3,22.9,180,29,99,2.78,0.74,120,1,1.21,2.2975206611570247,0.61157024793388426]
[3,8.6,180,29,1,1.31,1.31,200,0,1.31,1,1]
[3,11.8,180,29,50,2.0499999999999998,1.17,200,1,1.31,1.5648854961832059,0.89312977099236635]
[3,13,180,29,60,2.34,1.1299999999999999,200,1,1.31,1.7862595419847327,0.86259541984732813]
[3,14.2,180,29,70,2.62,1.1000000000000001,200,1,1.31,2,0.83969465648854968]
[3,17.7,180,29,99,3.44,0.99,200,1,1.31,2.6259541984732824,0.75572519083969458]
[3,7.1,180,29,1,1.35,1.35,280,0,1.35,1,1]
[3,9.6999999999999993,180,29,50,2.2000000000000002,1.24,280,1,1.35,1.6296296296296298,0.9185185185185184]
[3,10.7,180,29,60,2.5,1.21,280,1,1.35,1.8518518518518516,0.89629629629629626]
[3,11.6,180,29,70,2.81,1.18,280,1,1.35,2.0814814814814815,0.874074074074074]
[3,14.3,180,29,99,3.7,1.1000000000000001,280,1,1.35,2.7407407407407405,0.81481481481481488]
[3,12,180,30,1,1.26,1.26,120,0,1.26,1,1]
[3,15.8,180,30,50,1.8,1.04,120,1,1.26,1.4285714285714286,0.82539682539682546]
[3,17.600000000000001,180,30,60,2.04,0.98,120,1,1.26,1.6190476190476191,0.77777777777777779]
[3,19.2,180,30,70,2.27,0.92,120,1,1.26,1.8015873015873016,0.73015873015873023]
[3,24,180,30,99,2.93,0.75,120,1,1.26,2.3253968253968256,0.59523809523809523]
[3,8.8000000000000007,180,30,1,1.36,1.36,200,0,1.36,1,1]
[3,12.3,180,30,50,2.1800000000000002,1.2,200,1,1.36,1.6029411764705883,0.88235294117647045]
[3,13.6,180,30,60,2.48,1.17,200,1,1.36,1.8235294117647058,0.86029411764705876]
[3,14.9,180,30,70,2.78,1.1299999999999999,200,1,1.36,2.0441176470588234,0.83088235294117629]
[3,18.600000000000001,180,30,99,3.64,1.02,200,1,1.36,2.6764705882352939,0.75]
[3,7.3,180,30,1,1.4,1.4,280,0,1.4,1,1]
[3,10.1,180,30,50,2.33,1.28,280,1,1.4,1.6642857142857144,0.91428571428571437]
[3,11.1,180,30,60,2.66,1.25,280,1,1.4,1.9000000000000001,0.8928571428571429]
[3,12.1,180,30,70,2.98,1.22,280,1,1.4,2.1285714285714286,0.87142857142857144]
[3,15,180,30,99,3.92,1.1299999999999999,280,1,1.4,2.8000000000000003,0.80714285714285716]
[3,12.3,180,31,1,1.3,1.3,120,0,1.3,1,1]
[3,16.600000000000001,180,31,50,1.9,1.06,120,1,1.3,1.4615384615384615,0.81538461538461537]
[3,18.399999999999999,180,31,60,2.15,1,120,1,1.3,1.6538461538461537,0.76923076923076916]
[3,20.2,180,31,70,2.4,0.94,120,1,1.3,1.846153846153846,0.72307692307692306]
[3,25.1,180,31,99,3.09,0.76,120,1,1.3,2.3769230769230769,0.58461538461538465]
[3,9,180,31,1,1.4,1.4,200,0,1.4,1,1]
[3,12.9,180,31,50,2.31,1.24,200,{"$f":"IF(F1558<>G1558,1,0)","v":1},1.4,{"$f":"F1558/J1558","v":1.6500000000000001},0.88571428571428579]
[3,14.3,180,31,60,2.62,1.2,200,1,1.4,1.8714285714285717,{"$f":"G1559/J1559","v":0.85714285714285721}]
[3,15.6,180,31,70,2.94,1.1599999999999999,200,1,1.4,2.1,0.82857142857142851]
[3,19.5,180,31,99,3.85,1.04,200,1,{"$f":"IF(F1561/G1561=1,F1561,J1560)","v":1.4},2.7500000000000004,0.74285714285714288]
[3,7.4,180,31,1,1.44,1.44,280,0,1.44,1,1]
[3,10.6,180,31,50,2.4700000000000002,1.31,280,1,1.44,1.7152777777777779,0.90972222222222232]
[3,11.6,180,31,60,2.81,1.28,280,1,1.44,1.9513888888888891,0.88888888888888895]
[3,12.7,180,31,70,3.16,1.25,280,1,1.44,2.1944444444444446,0.86805555555555558]
[3,15.7,180,31,99,4.1500000000000004,1.1599999999999999,280,1,1.44,2.8819444444444446,0.80555555555555558]
[3,12.6,180,32,1,1.34,1.34,120,0,1.34,1,1]
[3,17.399999999999999,180,32,50,2.0099999999999998,1.0900000000000001,120,1,1.34,1.4999999999999998,0.81343283582089554]
[3,19.3,180,32,60,2.27,1.02,120,1,1.34,1.6940298507462686,0.76119402985074625]
[3,21.1,180,32,70,2.5299999999999998,0.96,120,1,1.34,1.8880597014925371,0.71641791044776115]
[3,26.2,180,32,99,3.24,0.77,120,1,1.34,2.4179104477611939,0.57462686567164178]
[3,9.1999999999999993,180,32,1,1.45,1.45,200,0,1.45,1,1]
[3,13.5,180,32,50,2.44,1.27,200,1,1.45,1.6827586206896552,0.87586206896551733]
[3,14.9,180,32,60,2.77,1.23,200,1,1.45,1.9103448275862069,0.84827586206896555]
[3,16.3,180,32,70,3.1,1.19,200,1,1.45,2.1379310344827589,0.82068965517241377]
[3,20.5,180,32,99,4.0599999999999996,1.06,200,1,1.45,2.8,0.73103448275862071]
[3,7.6,180,32,1,1.49,1.49,280,0,1.49,1,1]
[3,11,180,32,50,2.61,1.35,280,1,1.49,1.7516778523489933,0.90604026845637586]
[3,12.1,180,32,60,2.97,1.32,280,1,1.49,1.993288590604027,0.88590604026845643]
[3,13.2,180,32,70,3.34,1.29,280,1,1.49,2.2416107382550337,0.865771812080537]
[3,16.399999999999999,180,32,99,4.3899999999999997,1.19,280,1,1.49,2.9463087248322144,0.79865771812080533]
[3,9.1,200,20,1,0.86,0.86,120,0,0.86,1,1]
[3,9.6,200,20,50,0.93,0.78,120,1,0.86,1.0813953488372094,0.90697674418604657]
[3,10.7,200,20,60,1.07,0.74,120,1,0.86,1.2441860465116279,0.86046511627906974]
[3,11.7,200,20,70,1.22,0.7,120,1,0.86,1.4186046511627908,0.81395348837209303]
[3,14.7,200,20,99,1.63,0.57999999999999996,120,1,0.86,1.8953488372093021,0.67441860465116277]
[3,7,200,20,1,0.94,0.94,200,0,0.94,1,1]
[3,7.9,200,20,50,1.1399999999999999,0.88,200,1,0.94,1.2127659574468084,0.93617021276595747]
[3,8.6999999999999993,200,20,60,1.32,0.85,200,1,0.94,1.4042553191489364,0.9042553191489362]
[3,9.4,200,20,70,1.5,0.82,200,1,0.94,1.595744680851064,0.87234042553191493]
[3,11.7,200,20,99,2.02,0.75,200,1,0.94,2.1489361702127661,0.79787234042553201]
[3,6,200,20,1,0.98,0.98,280,0,0.98,1,1]
[3,6.8,200,20,50,1.24,0.92,280,1,0.98,1.2653061224489797,0.93877551020408168]
[3,7.4,200,20,60,1.43,0.9,280,1,0.98,1.4591836734693877,0.91836734693877553]
[3,8,200,20,70,1.63,0.88,280,1,0.98,1.6632653061224489,0.89795918367346939]
[3,9.6999999999999993,200,20,99,2.19,0.83,280,1,0.98,2.2346938775510203,0.84693877551020402]
[3,9.5,200,21,1,0.91,0.91,120,0,0.91,1,1]
[3,10.199999999999999,200,21,50,1.01,0.81,120,1,0.91,1.1098901098901099,0.89010989010989017]
[3,11.3,200,21,60,1.17,0.77,120,1,0.91,1.2857142857142856,0.84615384615384615]
[3,12.4,200,21,70,1.32,0.73,120,1,0.91,1.4505494505494505,0.80219780219780212]
[3,15.5,200,21,99,1.75,0.6,120,1,0.91,1.9230769230769229,0.65934065934065933]
[3,7.3,200,21,1,1,1,200,0,1,1,1]
[3,8.3000000000000007,200,21,50,1.25,0.92,200,1,1,1.25,0.92]
[3,9.1999999999999993,200,21,60,1.44,0.89,200,1,1,1.44,0.89]
[3,10,200,21,70,1.63,0.87,200,1,1,1.63,0.87]
[3,12.3,200,21,99,2.1800000000000002,0.78,200,1,1,2.1800000000000002,0.78]
[3,6.2,200,21,1,1.03,1.03,280,0,1.03,1,1]
[3,7.1,200,21,50,1.35,0.97,280,1,1.03,1.3106796116504855,0.9417475728155339]
[3,7.8,200,21,60,1.56,0.95,280,1,1.03,1.5145631067961165,0.92233009708737856]
[3,8.4,200,21,70,1.76,0.93,280,1,1.03,1.7087378640776698,0.90291262135922334]
[3,10.199999999999999,200,21,99,2.36,0.87,280,1,1.03,2.29126213592233,0.84466019417475724]
[3,9.8000000000000007,200,22,1,0.95,0.95,120,0,0.95,1,1]
[3,10.9,200,22,50,1.1000000000000001,0.85,120,1,0.95,1.1578947368421053,0.89473684210526316]
[3,12,200,22,60,1.26,0.8,120,1,0.95,1.3263157894736843,0.8421052631578948]
[3,13.2,200,22,70,1.42,0.76,120,1,0.95,1.4947368421052631,0.8]
[3,16.399999999999999,200,22,99,1.88,0.63,120,1,0.95,1.9789473684210526,0.66315789473684217]
[3,7.5,200,22,1,1.05,1.05,200,0,1.05,1,1]
[3,8.8000000000000007,200,22,50,1.35,0.96,200,1,1.05,1.2857142857142858,0.91428571428571426]
[3,9.6999999999999993,200,22,60,1.56,0.94,200,1,1.05,1.4857142857142858,0.89523809523809517]
[3,10.5,200,22,70,1.76,0.9,200,1,1.05,1.6761904761904762,0.8571428571428571]
[3,13,200,22,99,2.34,0.82,200,1,1.05,2.2285714285714282,0.78095238095238084]
[3,6.3,200,22,1,1.0900000000000001,1.0900000000000001,280,{"$f":"IF(F1622<>G1622,1,0)","v":0},1.0900000000000001,{"$f":"F1622/J1622","v":1},1]
[3,7.5,200,22,50,1.46,1.02,280,1,1.0900000000000001,1.3394495412844036,{"$f":"G1623/J1623","v":0.93577981651376141}]
[3,8.1,200,22,60,1.68,1,280,1,1.0900000000000001,1.5412844036697246,0.9174311926605504]
[3,8.8000000000000007,200,22,70,1.9,0.97,280,1,{"$f":"IF(F1625/G1625=1,F1625,J1624)","v":1.0900000000000001},1.7431192660550456,0.88990825688073383]
[3,10.8,200,22,99,2.54,0.91,280,1,1.0900000000000001,2.330275229357798,0.83486238532110091]
[3,10.199999999999999,200,23,1,1,1,120,0,1,1,1]
[3,11.5,200,23,50,1.19,0.88,120,1,1,1.19,0.88]
[3,12.7,200,23,60,1.36,0.83,120,1,1,1.36,0.83]
[3,13.9,200,23,70,1.53,0.78,120,1,1,1.53,0.78]
[3,17.399999999999999,200,23,99,2.0099999999999998,0.65,120,1,1,2.0099999999999998,0.65]
[3,7.7,200,23,1,1.1000000000000001,1.1000000000000001,200,0,1.1000000000000001,1,1]
[3,9.3000000000000007,200,23,50,1.46,1.01,200,1,1.1000000000000001,1.3272727272727272,0.9181818181818181]
[3,10.199999999999999,200,23,60,1.68,0.98,200,1,1.1000000000000001,1.5272727272727271,0.89090909090909087]
[3,11.1,200,23,70,1.89,0.94,200,1,1.1000000000000001,1.718181818181818,0.85454545454545439]
[3,13.8,200,23,99,2.5099999999999998,0.85,200,1,1.1000000000000001,2.2818181818181813,0.7727272727272726]
[3,6.5,200,23,1,1.1399999999999999,1.1399999999999999,280,0,1.1399999999999999,1,1]
[3,7.8,200,23,50,1.58,1.07,280,1,1.1399999999999999,1.3859649122807018,0.93859649122807032]
[3,8.6,200,23,60,1.81,1.04,280,1,1.1399999999999999,1.5877192982456143,0.91228070175438603]
[3,9.3000000000000007,200,23,70,2.0499999999999998,1.02,280,1,1.1399999999999999,1.7982456140350878,0.89473684210526327]
[3,11.3,200,23,99,2.72,0.95,280,1,1.1399999999999999,2.3859649122807021,0.83333333333333337]
[3,10.5,200,24,1,1.05,1.05,120,0,1.05,1,1]
[3,12.1,200,24,50,1.28,0.91,120,1,1.05,1.2190476190476189,0.8666666666666667]
[3,13.4,200,24,60,1.46,0.86,120,1,1.05,1.3904761904761904,0.81904761904761902]
[3,14.7,200,24,70,1.64,0.81,120,1,1.05,1.5619047619047617,0.77142857142857146]
[3,18.399999999999999,200,24,99,2.15,0.67,120,1,1.05,2.0476190476190474,0.63809523809523816]
[3,7.9,200,24,1,1.1599999999999999,1.1599999999999999,200,0,1.1599999999999999,1,1]
[3,9.8000000000000007,200,24,50,1.58,1.05,200,1,1.1599999999999999,1.3620689655172415,0.90517241379310354]
[3,10.7,200,24,60,1.8,1.02,200,1,1.1599999999999999,1.5517241379310347,0.8793103448275863]
[3,11.7,200,24,70,2.0299999999999998,0.98,200,1,1.1599999999999999,1.75,0.84482758620689657]
[3,14.5,200,24,99,2.68,0.89,200,1,1.1599999999999999,2.3103448275862073,0.76724137931034486]
[3,6.7,200,24,1,1.19,1.19,280,0,1.19,1,1]
[3,8.1999999999999993,200,24,50,1.7,1.1100000000000001,280,1,1.19,1.4285714285714286,0.93277310924369761]
[3,9,200,24,60,1.95,1.0900000000000001,280,1,1.19,1.6386554621848739,0.91596638655462193]
[3,9.6999999999999993,200,24,70,2.19,1.06,280,1,1.19,1.8403361344537816,0.89075630252100846]
[3,11.9,200,24,99,2.91,0.99,280,1,1.19,2.4453781512605044,0.83193277310924374]
[3,10.9,200,25,1,1.1000000000000001,1.1000000000000001,120,0,1.1000000000000001,1,1]
[3,12.8,200,25,50,1.37,0.95,120,1,1.1000000000000001,1.2454545454545454,0.86363636363636354]
[3,14.2,200,25,60,1.56,0.89,120,1,1.1000000000000001,1.4181818181818182,0.80909090909090908]
[3,15.5,200,25,70,1.75,0.84,120,1,1.1000000000000001,1.5909090909090908,0.76363636363636356]
[3,19.399999999999999,200,25,99,2.29,0.69,120,1,1.1000000000000001,2.0818181818181816,0.6272727272727272]
[3,8.1999999999999993,200,25,1,1.21,1.21,200,0,1.21,1,1]
[3,10.199999999999999,200,25,50,1.69,1.0900000000000001,200,1,1.21,1.3966942148760331,0.90082644628099184]
[3,11.3,200,25,60,1.93,1.06,200,1,1.21,1.5950413223140496,0.87603305785123975]
[3,12.3,200,25,70,2.17,1.02,200,1,1.21,1.7933884297520661,0.84297520661157033]
[3,15.3,200,25,99,2.86,0.92,200,1,1.21,2.3636363636363638,0.76033057851239672]
[3,6.8,200,25,1,1.25,1.25,280,0,1.25,1,1]
[3,8.6,200,25,50,1.83,1.1599999999999999,280,1,1.25,1.464,0.92799999999999994]
[3,9.4,200,25,60,2.09,1.1299999999999999,280,1,1.25,1.6719999999999999,0.90399999999999991]
[3,10.199999999999999,200,25,70,2.35,1.1000000000000001,280,1,1.25,1.8800000000000001,0.88000000000000012]
[3,12.5,200,25,99,3.11,1.03,280,1,1.25,2.488,0.82400000000000007]
[3,11.2,200,26,1,1.1499999999999999,1.1499999999999999,120,0,1.1499999999999999,1,1]
[3,13.5,200,26,50,1.47,0.98,120,1,1.1499999999999999,1.2782608695652176,0.85217391304347834]
[3,14.9,200,26,60,1.67,0.92,120,1,1.1499999999999999,1.4521739130434783,0.8]
[3,16.3,200,26,70,1.87,0.87,120,1,1.1499999999999999,1.6260869565217393,0.75652173913043486]
[3,20.399999999999999,200,26,99,2.4300000000000002,0.71,120,1,1.1499999999999999,2.1130434782608698,0.61739130434782608]
[3,8.4,200,26,1,1.26,1.26,200,0,1.26,1,1]
[3,10.8,200,26,50,1.81,1.1299999999999999,200,1,1.26,1.4365079365079365,0.89682539682539675]
[3,11.8,200,26,60,2.06,1.0900000000000001,200,1,1.26,1.6349206349206349,0.86507936507936511]
[3,12.9,200,26,70,2.3199999999999998,1.06,200,1,1.26,1.8412698412698412,0.84126984126984128]
[3,16.100000000000001,200,26,99,3.05,0.95,200,1,1.26,2.4206349206349205,0.75396825396825395]
[3,7,200,26,1,1.3,1.3,280,0,1.3,1,1]
[3,9,200,26,50,1.96,1.2,280,1,1.3,1.5076923076923077,0.92307692307692302]
[3,9.8000000000000007,200,26,60,2.23,1.17,280,1,1.3,1.7153846153846153,0.89999999999999991]
[3,10.7,200,26,70,2.5099999999999998,1.1399999999999999,280,1,1.3,1.9307692307692306,0.87692307692307681]
[3,13.1,200,26,99,3.31,1.06,280,{"$f":"IF(F1686<>G1686,1,0)","v":1},1.3,{"$f":"F1686/J1686","v":2.546153846153846},0.81538461538461537]
[3,11.6,200,27,1,1.2,1.2,120,0,1.2,1,{"$f":"G1687/J1687","v":1}]
[3,14.2,200,27,50,1.56,1.01,120,1,1.2,1.3,0.84166666666666667]
[3,15.7,200,27,60,1.78,0.95,120,1,{"$f":"IF(F1689/G1689=1,F1689,J1688)","v":1.2},1.4833333333333334,0.79166666666666663]
[3,17.2,200,27,70,1.99,0.89,120,1,1.2,1.6583333333333334,0.7416666666666667]
[3,21.4,200,27,99,2.57,0.72,120,1,1.2,2.1416666666666666,0.6]
[3,8.6,200,27,1,1.31,1.31,200,0,1.31,1,1]
[3,11.3,200,27,50,1.93,1.17,200,1,1.31,1.4732824427480915,0.89312977099236635]
[3,12.4,200,27,60,2.2000000000000002,1.1299999999999999,200,1,1.31,1.6793893129770994,0.86259541984732813]
[3,13.6,200,27,70,2.4700000000000002,1.0900000000000001,200,1,1.31,1.885496183206107,0.83206106870229013]
[3,16.899999999999999,200,27,99,3.24,0.98,200,1,1.31,2.4732824427480917,0.74809160305343503]
[3,7.1,200,27,1,1.36,1.36,280,0,1.36,1,1]
[3,9.4,200,27,50,2.09,1.25,280,1,1.36,1.5367647058823528,0.91911764705882348]
[3,10.3,200,27,60,2.38,1.21,280,1,1.36,1.7499999999999998,0.88970588235294112]
[3,11.2,200,27,70,2.67,1.19,280,1,1.36,1.963235294117647,0.87499999999999989]
[3,13.8,200,27,99,3.52,1.1000000000000001,280,1,1.36,2.5882352941176467,0.80882352941176472]
[3,11.9,200,28,1,1.25,1.25,120,0,1.25,1,1]
[3,14.9,200,28,50,1.66,1.04,120,1,1.25,1.3279999999999998,0.83200000000000007]
[3,16.5,200,28,60,1.89,0.98,120,1,1.25,1.512,0.78400000000000003]
[3,18.100000000000001,200,28,70,2.11,0.92,120,1,1.25,1.6879999999999999,0.73599999999999999]
[3,22.5,200,28,99,2.72,0.74,120,1,1.25,2.1760000000000002,0.59199999999999997]
[3,8.8000000000000007,200,28,1,1.36,1.36,200,0,1.36,1,1]
[3,11.8,200,28,50,2.06,1.21,200,1,1.36,1.5147058823529411,0.88970588235294112]
[3,13,200,28,60,2.34,1.17,200,1,1.36,1.7205882352941175,0.86029411764705876]
[3,14.3,200,28,70,2.62,1.1299999999999999,200,1,1.36,1.9264705882352942,0.83088235294117629]
[3,17.8,200,28,99,3.44,1.01,200,1,1.36,2.5294117647058822,0.74264705882352933]
[3,7.3,200,28,1,1.41,1.41,280,0,1.41,1,1]
[3,9.8000000000000007,200,28,50,2.23,1.29,280,1,1.41,1.5815602836879434,0.91489361702127669]
[3,10.8,200,28,60,2.5299999999999998,1.26,280,1,1.41,1.7943262411347518,0.89361702127659581]
[3,11.7,200,28,70,2.84,1.22,280,1,1.41,2.0141843971631204,0.86524822695035464]
[3,14.5,200,28,99,3.74,1.1299999999999999,280,1,1.41,2.6524822695035466,0.80141843971631199]
[3,12.3,200,29,1,1.3,1.3,120,0,1.3,1,1]
[3,15.6,200,29,50,1.77,1.07,120,1,1.3,1.3615384615384616,0.82307692307692315]
[3,17.3,200,29,60,2,1,120,1,1.3,1.5384615384615383,0.76923076923076916]
[3,19,200,29,70,2.23,0.94,120,1,1.3,1.7153846153846153,0.72307692307692306]
[3,23.6,200,29,99,2.87,0.75,120,1,1.3,2.2076923076923078,0.57692307692307687]
[3,9.1,200,29,1,1.42,1.42,200,0,1.42,1,1]
[3,12.4,200,29,50,2.1800000000000002,1.25,200,1,1.42,1.535211267605634,0.88028169014084512]
[3,13.7,200,29,60,2.4900000000000002,1.2,200,1,1.42,1.7535211267605637,0.84507042253521125]
[3,14.9,200,29,70,2.79,1.1599999999999999,200,1,1.42,1.9647887323943662,0.81690140845070425]
[3,18.7,200,29,99,3.65,1.03,200,1,1.42,2.5704225352112675,0.72535211267605637]
[3,7.5,200,29,1,1.46,1.46,280,0,1.46,1,1]
[3,10.199999999999999,200,29,50,2.37,1.33,280,1,1.46,1.6232876712328768,0.91095890410958913]
[3,11.2,200,29,60,2.69,1.3,280,1,1.46,1.8424657534246576,0.8904109589041096]
[3,12.2,200,29,70,3.02,1.26,280,1,1.46,2.0684931506849318,0.86301369863013699]
[3,15.2,200,29,99,3.97,1.1599999999999999,280,1,1.46,2.7191780821917808,0.79452054794520544]
[3,12.6,200,30,1,1.34,1.34,120,0,1.34,1,1]
[3,16.399999999999999,200,30,50,1.87,1.1000000000000001,120,1,1.34,1.3955223880597014,0.82089552238805974]
[3,18.100000000000001,200,30,60,2.12,1.03,120,1,1.34,1.5820895522388059,0.76865671641791045]
[3,19.899999999999999,200,30,70,2.36,0.96,120,1,1.34,1.761194029850746,0.71641791044776115]
[3,24.7,200,30,99,3.03,0.76,120,1,1.34,2.261194029850746,0.56716417910447758]
[3,9.3000000000000007,200,30,1,1.47,1.47,200,0,1.47,1,1]
[3,12.9,200,30,50,2.3199999999999998,1.29,200,1,1.47,1.5782312925170068,0.87755102040816335]
[3,14.3,200,30,60,2.64,1.24,200,1,1.47,1.795918367346939,0.84353741496598644]
[3,15.7,200,30,70,2.95,1.19,200,1,1.47,2.0068027210884356,0.80952380952380953]
[3,19.600000000000001,200,30,99,3.86,1.06,200,1,1.47,2.6258503401360542,0.72108843537414968]
[3,7.6,200,30,1,1.52,1.52,280,0,1.52,1,1]
[3,10.7,200,30,50,2.5099999999999998,1.37,280,1,1.52,1.6513157894736841,0.90131578947368429]
[3,11.7,200,30,60,2.86,1.34,280,1,1.52,1.881578947368421,0.88157894736842113]
[3,12.8,200,30,70,3.2,1.3,280,1,1.52,2.1052631578947367,0.85526315789473684]
[3,15.9,200,30,99,4.21,1.2,280,1,1.52,2.7697368421052633,0.78947368421052633]
[3,12.9,200,31,1,1.39,1.39,120,0,1.39,1,1]
[3,17.2,200,31,50,1.98,1.1299999999999999,120,1,1.39,1.4244604316546763,0.81294964028776973]
[3,19,200,31,60,2.2400000000000002,1.05,120,1,1.39,1.6115107913669067,0.75539568345323749]
[3,20.8,200,31,70,2.4900000000000002,0.98,120,{"$f":"IF(F1750<>G1750,1,0)","v":1},1.39,{"$f":"F1750/J1750","v":1.7913669064748203},0.70503597122302164]
[3,25.8,200,31,99,3.19,0.77,120,1,1.39,2.2949640287769784,{"$f":"G1751/J1751","v":0.5539568345323741}]
[3,9.5,200,31,1,1.52,1.52,200,0,1.52,1,1]
[3,13.5,200,31,50,2.4500000000000002,1.32,200,1,{"$f":"IF(F1753/G1753=1,F1753,J1752)","v":1.52},1.611842105263158,0.86842105263157898]
[3,15,200,31,60,2.79,1.27,200,1,1.52,1.8355263157894737,0.83552631578947367]
[3,16.399999999999999,200,31,70,3.12,1.22,200,1,1.52,2.0526315789473686,0.80263157894736836]
[3,20.5,200,31,99,4.08,1.08,200,1,1.52,2.6842105263157894,0.71052631578947367]
[3,7.8,200,31,1,1.57,1.57,280,0,1.57,1,1]
[3,11.1,200,31,50,2.66,1.41,280,1,1.57,1.6942675159235669,0.8980891719745222]
[3,12.3,200,31,60,3.02,1.38,280,1,1.57,1.9235668789808917,0.87898089171974514]
[3,13.4,200,31,70,3.39,1.34,280,1,1.57,2.1592356687898091,0.85350318471337583]
[3,16.600000000000001,200,31,99,4.46,1.23,280,1,1.57,2.8407643312101909,0.78343949044585981]
[3,13.3,200,32,1,1.44,1.44,120,0,1.44,1,1]
[3,18,200,32,50,2.09,1.1499999999999999,120,1,1.44,1.4513888888888888,0.79861111111111105]
[3,19.899999999999999,200,32,60,2.36,1.07,120,1,1.44,1.6388888888888888,0.74305555555555558]
[3,21.8,200,32,70,2.62,1,120,1,1.44,1.8194444444444446,0.69444444444444442]
[3,27,200,32,99,3.35,0.78,120,1,1.44,2.3263888888888888,0.54166666666666674]
[3,9.6999999999999993,200,32,1,1.57,1.57,200,0,1.57,1,1]
[3,14.1,200,32,50,2.6,1.36,200,1,1.57,1.6560509554140128,0.86624203821656054]
[3,15.7,200,32,60,2.95,1.31,200,1,1.57,1.8789808917197452,0.83439490445859876]
[3,17.2,200,32,70,3.3,1.25,200,1,1.57,2.1019108280254777,0.79617834394904452]
[3,21.5,200,32,99,4.3099999999999996,1.1000000000000001,200,1,1.57,2.7452229299363053,0.7006369426751593]
[3,8,200,32,1,1.62,1.62,280,0,1.62,1,1]
[3,11.6,200,32,50,2.81,1.45,280,1,1.62,1.7345679012345678,0.8950617283950616]
[3,12.8,200,32,60,3.2,1.41,280,1,1.62,1.9753086419753085,0.87037037037037024]
[3,14,200,32,70,3.58,1.37,280,1,1.62,2.2098765432098766,0.84567901234567899]
[3,17.399999999999999,200,32,99,4.71,1.26,280,1,1.62,2.907407407407407,0.77777777777777768]
[3,9.5,220,20,1,0.91,0.91,120,0,0.91,1,1]
[3,9.9,220,20,50,0.97,0.82,120,1,0.91,1.0659340659340659,0.90109890109890101]
[3,11,220,20,60,1.1100000000000001,0.77,120,1,0.91,1.2197802197802199,0.84615384615384615]
[3,12,220,20,70,1.26,0.73,120,1,0.91,1.3846153846153846,0.80219780219780212]
[3,15,220,20,99,1.69,0.59,120,1,0.91,1.857142857142857,0.64835164835164827]
[3,7.3,220,20,1,1.01,1.01,200,0,1.01,1,1]
[3,8.1999999999999993,220,20,50,1.21,0.94,200,1,1.01,1.198019801980198,0.93069306930693063]
[3,9,220,20,60,1.39,0.9,200,1,1.01,1.3762376237623761,0.8910891089108911]
[3,9.8000000000000007,220,20,70,1.58,0.87,200,1,1.01,1.5643564356435644,0.86138613861386137]
[3,12.1,220,20,99,2.13,0.78,200,1,1.01,2.108910891089109,0.7722772277227723]
[3,6.2,220,20,1,1.05,1.05,280,0,1.05,1,1]
[3,7,220,20,50,1.32,0.99,280,1,1.05,1.2571428571428571,0.94285714285714284]
[3,7.7,220,20,60,1.52,0.96,280,1,1.05,1.4476190476190476,0.91428571428571426]
[3,8.3000000000000007,220,20,70,1.73,0.94,280,1,1.05,1.6476190476190475,0.89523809523809517]
[3,10.1,220,20,99,2.33,0.87,280,1,1.05,2.2190476190476192,0.82857142857142851]
[3,9.8000000000000007,220,21,1,0.96,0.96,120,0,0.96,1,1]
[3,10.5,220,21,50,1.05,0.86,120,1,0.96,1.09375,0.89583333333333337]
[3,11.6,220,21,60,1.21,0.81,120,1,0.96,1.2604166666666667,0.84375000000000011]
[3,12.8,220,21,70,1.37,0.76,120,1,0.96,1.4270833333333335,0.79166666666666674]
[3,16,220,21,99,1.81,0.62,120,1,0.96,1.8854166666666667,0.64583333333333337]
[3,7.6,220,21,1,1.06,1.06,200,0,1.06,1,1]
[3,8.6,220,21,50,1.32,0.98,200,1,1.06,1.2452830188679245,0.92452830188679236]
[3,9.5,220,21,60,1.52,0.95,200,1,1.06,1.4339622641509433,0.89622641509433953]
[3,10.3,220,21,70,1.72,0.91,200,1,1.06,1.6226415094339621,0.85849056603773588]
[3,12.8,220,21,99,2.29,0.82,200,1,1.06,2.1603773584905661,0.7735849056603773]
[3,6.4,220,21,1,1.1100000000000001,1.1100000000000001,280,0,1.1100000000000001,1,1]
[3,7.4,220,21,50,1.44,1.04,280,1,1.1100000000000001,1.2972972972972971,0.93693693693693691]
[3,8.1,220,21,60,1.65,1.01,280,1,1.1100000000000001,1.4864864864864862,0.90990990990990983]
[3,8.6999999999999993,220,21,70,1.87,0.99,280,1,1.1100000000000001,1.6846846846846846,0.89189189189189177]
[3,10.7,220,21,99,2.5099999999999998,0.92,280,1,1.1100000000000001,2.2612612612612608,0.8288288288288288]
[3,10.199999999999999,220,22,1,1.01,1.01,120,0,1.01,1,1]
[3,11.2,220,22,50,1.1399999999999999,0.89,120,1,1.01,1.1287128712871286,0.88118811881188119]
[3,12.3,220,22,60,1.31,0.84,120,1,1.01,1.2970297029702971,0.83168316831683164]
[3,13.5,220,22,70,1.47,0.79,120,1,1.01,1.4554455445544554,0.78217821782178221]
[3,16.899999999999999,220,22,99,1.94,0.64,120,1,1.01,1.9207920792079207,0.63366336633663367]
[3,7.8,220,22,1,1.1200000000000001,1.1200000000000001,200,0,1.1200000000000001,1,1]
[3,9.1,220,22,50,1.43,1.03,200,1,1.1200000000000001,1.2767857142857142,0.9196428571428571]
[3,10,220,22,60,1.64,0.99,200,{"$f":"IF(F1814<>G1814,1,0)","v":1},1.1200000000000001,{"$f":"F1814/J1814","v":1.464285714285714},0.88392857142857129]
[3,10.9,220,22,70,1.85,0.96,200,1,1.1200000000000001,1.6517857142857142,{"$f":"G1815/J1815","v":0.85714285714285698}]
[3,13.6,220,22,99,2.46,0.85,200,1,1.1200000000000001,2.1964285714285712,0.75892857142857129]
[3,6.6,220,22,1,1.17,1.17,280,0,{"$f":"IF(F1817/G1817=1,F1817,J1816)","v":1.17},1,1]
[3,7.8,220,22,50,1.56,1.0900000000000001,280,1,1.17,1.3333333333333335,0.93162393162393176]
[3,8.5,220,22,60,1.79,1.06,280,1,1.17,1.52991452991453,0.90598290598290609]
[3,9.1999999999999993,220,22,70,2.02,1.04,280,1,1.17,1.7264957264957266,0.88888888888888895]
[3,11.3,220,22,99,2.7,0.96,280,1,1.17,2.3076923076923079,0.82051282051282048]
[3,10.6,220,23,1,1.06,1.06,120,0,1.06,1,1]
[3,11.8,220,23,50,1.23,0.93,120,1,1.06,1.1603773584905659,0.87735849056603776]
[3,13.1,220,23,60,1.41,0.88,120,1,1.06,1.3301886792452828,0.83018867924528295]
[3,14.3,220,23,70,1.58,0.82,120,1,1.06,1.4905660377358489,0.7735849056603773]
[3,17.899999999999999,220,23,99,2.08,0.66,120,1,1.06,1.9622641509433962,0.62264150943396224]
[3,8.1,220,23,1,1.18,1.18,200,0,1.18,1,1]
[3,9.6,220,23,50,1.54,1.07,200,1,1.18,1.3050847457627119,0.90677966101694929]
[3,10.6,220,23,60,1.77,1.03,200,1,1.18,1.5,0.87288135593220351]
[3,11.5,220,23,70,1.99,1,200,1,1.18,1.6864406779661019,0.84745762711864414]
[3,14.3,220,23,99,2.64,0.89,200,1,1.18,2.2372881355932206,0.75423728813559332]
[3,6.7,220,23,1,1.23,1.23,280,0,1.23,1,1]
[3,8.1999999999999993,220,23,50,1.68,1.1399999999999999,280,1,1.23,1.3658536585365852,0.92682926829268286]
[3,8.9,220,23,60,1.93,1.1100000000000001,280,1,1.23,1.5691056910569106,0.90243902439024404]
[3,9.6999999999999993,220,23,70,2.1800000000000002,1.08,280,1,1.23,1.7723577235772359,0.87804878048780499]
[3,11.9,220,23,99,2.89,1,280,1,1.23,2.3495934959349594,0.81300813008130079]
[3,11,220,24,1,1.1200000000000001,1.1200000000000001,120,0,1.1200000000000001,1,1]
[3,12.5,220,24,50,1.33,0.96,120,1,1.1200000000000001,1.1875,0.85714285714285698]
[3,13.8,220,24,60,1.51,0.91,120,1,1.1200000000000001,1.3482142857142856,0.8125]
[3,15.1,220,24,70,1.69,0.85,120,1,1.1200000000000001,1.5089285714285712,0.75892857142857129]
[3,18.899999999999999,220,24,99,2.2200000000000002,0.68,120,1,1.1200000000000001,1.9821428571428572,0.6071428571428571]
[3,8.3000000000000007,220,24,1,1.24,1.24,200,0,1.24,1,1]
[3,10.1,220,24,50,1.66,1.1200000000000001,200,1,1.24,1.3387096774193548,0.90322580645161299]
[3,11.1,220,24,60,1.9,1.07,200,1,1.24,1.532258064516129,0.86290322580645162]
[3,12.2,220,24,70,2.14,1.04,200,1,1.24,1.7258064516129032,0.83870967741935487]
[3,15.1,220,24,99,2.82,0.92,200,1,1.24,2.2741935483870965,0.74193548387096775]
[3,6.9,220,24,1,1.28,1.28,280,0,1.28,1,1]
[3,8.5,220,24,50,1.81,1.19,280,1,1.28,1.4140625,0.92968749999999989]
[3,9.3000000000000007,220,24,60,2.0699999999999998,1.1599999999999999,280,1,1.28,1.6171874999999998,0.90624999999999989]
[3,10.1,220,24,70,2.34,1.1299999999999999,280,1,1.28,1.8281249999999998,0.88281249999999989]
[3,12.5,220,24,99,3.09,1.04,280,1,1.28,2.4140625,0.8125]
[3,11.3,220,25,1,1.17,1.17,120,0,1.17,1,1]
[3,13.2,220,25,50,1.42,1,120,1,1.17,1.2136752136752136,0.85470085470085477]
[3,14.6,220,25,60,1.62,0.94,120,1,1.17,1.3846153846153848,0.80341880341880345]
[3,15.9,220,25,70,1.81,0.88,120,1,1.17,1.5470085470085471,0.75213675213675224]
[3,19.899999999999999,220,25,99,2.36,0.7,120,1,1.17,2.017094017094017,0.59829059829059827]
[3,8.5,220,25,1,1.29,1.29,200,0,1.29,1,1]
[3,10.6,220,25,50,1.78,1.1599999999999999,200,1,1.29,1.3798449612403101,0.89922480620155032]
[3,11.7,220,25,60,2.0299999999999998,1.1200000000000001,200,1,1.29,1.5736434108527131,0.86821705426356599]
[3,12.8,220,25,70,2.29,1.07,200,1,1.29,1.7751937984496124,0.8294573643410853]
[3,15.9,220,25,99,3.01,0.95,200,1,1.29,2.333333333333333,0.73643410852713176]
[3,7.1,220,25,1,1.34,1.34,280,0,1.34,1,1]
[3,9,220,25,50,1.95,1.23,280,1,1.34,1.4552238805970148,0.91791044776119401]
[3,9.8000000000000007,220,25,60,2.2200000000000002,1.2,280,1,1.34,1.6567164179104479,0.89552238805970141]
[3,10.7,220,25,70,2.5,1.17,280,1,1.34,1.8656716417910446,0.87313432835820881]
[3,13.1,220,25,99,3.3,1.08,280,1,1.34,2.4626865671641789,0.80597014925373134]
[3,11.7,220,26,1,1.22,1.22,120,0,1.22,1,1]
[3,13.9,220,26,50,1.52,1.03,120,1,1.22,1.2459016393442623,0.84426229508196726]
[3,15.3,220,26,60,1.73,0.97,120,1,1.22,1.4180327868852458,0.79508196721311475]
[3,16.8,220,26,70,1.93,0.9,120,1,1.22,1.5819672131147542,0.73770491803278693]
[3,20.9,220,26,99,2.5,0.72,120,1,1.22,2.0491803278688523,0.5901639344262295]
[3,8.8000000000000007,220,26,1,1.35,1.35,200,0,1.35,1,1]
[3,11.2,220,26,50,1.91,1.2,200,1,1.35,1.4148148148148147,0.88888888888888884]
[3,12.3,220,26,60,2.17,1.1599999999999999,200,1,1.35,1.6074074074074072,0.85925925925925917]
[3,13.5,220,26,70,2.44,1.1100000000000001,200,1,1.35,1.8074074074074074,0.82222222222222219]
[3,16.8,220,26,99,3.2,0.98,200,1,1.35,2.3703703703703702,0.72592592592592586]
[3,7.3,220,26,1,1.4,1.4,280,0,1.4,1,1]
[3,9.4,220,26,50,2.08,1.28,280,{"$f":"IF(F1878<>G1878,1,0)","v":1},1.4,{"$f":"F1878/J1878","v":1.4857142857142858},0.91428571428571437]
[3,10.3,220,26,60,2.38,1.25,280,1,1.4,1.7,{"$f":"G1879/J1879","v":0.8928571428571429}]
[3,11.2,220,26,70,2.67,1.21,280,1,1.4,1.9071428571428573,0.86428571428571432]
[3,13.8,220,26,99,3.52,1.1100000000000001,280,1,{"$f":"IF(F1881/G1881=1,F1881,J1880)","v":1.4},2.5142857142857147,0.79285714285714293]
[3,12.1,220,27,1,1.27,1.27,120,0,1.27,1,1]
[3,14.6,220,27,50,1.62,1.06,120,1,1.27,1.2755905511811025,0.83464566929133865]
[3,16.100000000000001,220,27,60,1.84,0.99,120,1,1.27,1.4488188976377954,0.77952755905511806]
[3,17.7,220,27,70,2.0499999999999998,0.93,120,1,1.27,1.6141732283464565,0.73228346456692917]
[3,22,220,27,99,2.65,0.73,120,1,1.27,2.0866141732283463,0.57480314960629919]
[3,9,220,27,1,1.4,1.4,200,0,1.4,1,1]
[3,11.7,220,27,50,2.0299999999999998,1.24,200,1,1.4,1.45,0.88571428571428579]
[3,12.9,220,27,60,2.3199999999999998,1.2,200,1,1.4,1.657142857142857,0.85714285714285721]
[3,14.1,220,27,70,2.6,1.1499999999999999,200,1,1.4,1.8571428571428574,0.8214285714285714]
[3,17.600000000000001,220,27,99,3.41,1.01,200,1,1.4,2.4357142857142859,0.72142857142857153]
[3,7.5,220,27,1,1.46,1.46,280,0,1.46,1,1]
[3,9.8000000000000007,220,27,50,2.2200000000000002,1.33,280,1,1.46,1.5205479452054795,0.91095890410958913]
[3,10.8,220,27,60,2.5299999999999998,1.29,280,1,1.46,1.7328767123287669,0.88356164383561653]
[3,11.7,220,27,70,2.84,1.26,280,1,1.46,1.9452054794520548,0.86301369863013699]
[3,14.5,220,27,99,3.75,1.1499999999999999,280,1,1.46,2.5684931506849318,0.78767123287671226]
[3,12.4,220,28,1,1.32,1.32,120,0,1.32,1,1]
[3,15.3,220,28,50,1.72,1.0900000000000001,120,1,1.32,1.303030303030303,0.8257575757575758]
[3,17,220,28,60,1.95,1.02,120,1,1.32,1.4772727272727271,0.77272727272727271]
[3,18.600000000000001,220,28,70,2.1800000000000002,0.95,120,1,1.32,1.6515151515151516,0.71969696969696961]
[3,23,220,28,99,2.8,0.75,120,1,1.32,2.1212121212121211,0.56818181818181812]
[3,9.3000000000000007,220,28,1,1.46,1.46,200,0,1.46,1,1]
[3,12.3,220,28,50,2.17,1.28,200,1,1.46,1.4863013698630136,0.87671232876712335]
[3,13.6,220,28,60,2.4700000000000002,1.23,200,1,1.46,1.6917808219178083,0.84246575342465757]
[3,14.9,220,28,70,2.76,1.18,200,1,1.46,1.8904109589041096,0.80821917808219179]
[3,18.5,220,28,99,3.61,1.04,200,1,1.46,2.4726027397260273,0.71232876712328774]
[3,7.6,220,28,1,1.52,1.52,280,0,1.52,1,1]
[3,10.199999999999999,220,28,50,2.37,1.37,280,1,1.52,1.5592105263157896,0.90131578947368429]
[3,11.3,220,28,60,2.7,1.33,280,1,1.52,1.7763157894736843,0.875]
[3,12.3,220,28,70,3.02,1.3,280,1,1.52,1.986842105263158,0.85526315789473684]
[3,15.2,220,28,99,3.98,1.19,280,1,1.52,2.6184210526315788,0.7828947368421052]
[3,12.8,220,29,1,1.37,1.37,120,0,1.37,1,1]
[3,16.100000000000001,220,29,50,1.83,1.1200000000000001,120,1,1.37,1.3357664233576643,0.81751824817518248]
[3,17.8,220,29,60,2.0699999999999998,1.05,120,1,1.37,1.5109489051094889,0.76642335766423353]
[3,19.5,220,29,70,2.2999999999999998,0.97,120,1,1.37,1.6788321167883209,0.70802919708029188]
[3,24.2,220,29,99,2.95,0.76,120,1,1.37,2.1532846715328469,0.55474452554744524]
[3,9.5,220,29,1,1.52,1.52,200,0,1.52,1,1]
[3,12.9,220,29,50,2.2999999999999998,1.32,200,1,1.52,1.513157894736842,0.86842105263157898]
[3,14.2,220,29,60,2.62,1.27,200,1,1.52,1.7236842105263159,0.83552631578947367]
[3,15.6,220,29,70,2.93,1.22,200,1,1.52,1.9276315789473686,0.80263157894736836]
[3,19.5,220,29,99,3.83,1.07,200,1,1.52,2.5197368421052633,0.70394736842105265]
[3,7.8,220,29,1,1.57,1.57,280,0,1.57,1,1]
[3,10.7,220,29,50,2.52,1.42,280,1,1.57,1.6050955414012738,0.90445859872611456]
[3,11.8,220,29,60,2.86,1.38,280,1,1.57,1.8216560509554138,0.87898089171974514]
[3,12.8,220,29,70,3.21,1.34,280,1,1.57,2.0445859872611463,0.85350318471337583]
[3,15.9,220,29,99,4.22,1.22,280,1,1.57,2.6878980891719744,0.77707006369426745]
[3,13.2,220,30,1,1.43,1.43,120,0,1.43,1,1]
[3,16.8,220,30,50,1.94,1.1499999999999999,120,1,1.43,1.3566433566433567,0.80419580419580416]
[3,18.600000000000001,220,30,60,2.19,1.07,120,1,1.43,1.5314685314685315,0.74825174825174834]
[3,20.399999999999999,220,30,70,2.4300000000000002,0.99,120,1,1.43,1.6993006993006994,0.69230769230769229]
[3,25.3,220,30,99,3.11,0.77,120,1,1.43,2.174825174825175,0.53846153846153855]
[3,9.6999999999999993,220,30,1,1.57,1.57,200,0,1.57,1,1]
[3,13.5,220,30,50,2.44,1.36,200,1,1.57,1.5541401273885349,0.86624203821656054]
[3,14.9,220,30,60,2.78,1.3,200,1,1.57,1.770700636942675,0.82802547770700641]
[3,16.3,220,30,70,3.11,1.25,200,1,1.57,1.9808917197452227,0.79617834394904452]
[3,20.399999999999999,220,30,99,4.05,1.0900000000000001,200,1,1.57,2.5796178343949041,0.69426751592356695]
[3,8,220,30,1,1.63,1.63,280,0,1.63,1,1]
[3,11.2,220,30,50,2.67,1.46,280,1,1.63,1.638036809815951,0.89570552147239269]
[3,12.3,220,30,60,3.04,1.42,280,1,1.63,1.8650306748466259,0.87116564417177911]
[3,13.4,220,30,70,3.41,1.37,280,1,1.63,2.092024539877301,0.84049079754601241]
[3,16.7,220,30,99,4.47,1.25,280,1,1.63,2.7423312883435584,0.76687116564417179]
[3,13.6,220,31,1,1.48,1.48,120,{"$f":"IF(F1942<>G1942,1,0)","v":0},1.48,{"$f":"F1942/J1942","v":1},1]
[3,17.600000000000001,220,31,50,2.0499999999999998,1.18,120,1,1.48,1.3851351351351351,{"$f":"G1943/J1943","v":0.79729729729729726}]
[3,19.5,220,31,60,2.31,1.1000000000000001,120,1,1.48,1.560810810810811,0.74324324324324331]
[3,21.4,220,31,70,2.56,1.01,120,1,{"$f":"IF(F1945/G1945=1,F1945,J1944)","v":1.48},1.7297297297297298,0.68243243243243246]
[3,26.4,220,31,99,3.27,0.78,120,1,1.48,2.2094594594594597,0.52702702702702708]
[3,10,220,31,1,1.63,1.63,200,0,1.63,1,1]
[3,14.1,220,31,50,2.59,1.4,200,1,1.63,1.5889570552147239,0.85889570552147243]
[3,15.6,220,31,60,2.94,1.34,200,1,1.63,1.803680981595092,0.82208588957055229]
[3,17.100000000000001,220,31,70,3.29,1.28,200,1,1.63,2.0184049079754605,0.78527607361963192]
[3,21.4,220,31,99,4.28,1.1100000000000001,200,1,1.63,2.6257668711656446,0.68098159509202461]
[3,8.1999999999999993,220,31,1,1.69,1.69,280,0,1.69,1,1]
[3,11.7,220,31,50,2.83,1.5,280,1,1.69,1.6745562130177516,0.8875739644970414]
[3,12.9,220,31,60,3.22,1.46,280,1,1.69,1.9053254437869824,0.86390532544378695]
[3,14,220,31,70,3.61,1.41,280,1,1.69,2.136094674556213,0.83431952662721887]
[3,17.5,220,31,99,4.7300000000000004,1.28,280,1,1.69,2.7988165680473376,0.75739644970414211]
[3,13.9,220,32,1,1.53,1.53,120,0,1.53,1,1]
[3,18.399999999999999,220,32,50,2.16,1.21,120,1,1.53,1.411764705882353,0.79084967320261434]
[3,20.399999999999999,220,32,60,2.4300000000000002,1.1200000000000001,120,1,1.53,1.5882352941176472,0.73202614379084974]
[3,22.3,220,32,70,2.7,1.03,120,1,1.53,1.7647058823529413,0.67320261437908502]
[3,27.6,220,32,99,3.43,0.78,120,1,1.53,2.2418300653594772,0.50980392156862742]
[3,10.199999999999999,220,32,1,1.68,1.68,200,0,1.68,1,1]
[3,14.7,220,32,50,2.74,1.44,200,1,1.68,1.6309523809523812,0.8571428571428571]
[3,16.3,220,32,60,3.11,1.37,200,1,1.68,1.8511904761904763,0.81547619047619058]
[3,17.899999999999999,220,32,70,3.47,1.31,200,1,1.68,2.0654761904761907,0.77976190476190477]
[3,22.4,220,32,99,4.5199999999999996,1.1299999999999999,200,1,1.68,2.6904761904761902,0.67261904761904756]
[3,8.3000000000000007,220,32,1,1.74,1.74,280,0,1.74,1,1]
[3,12.2,220,32,50,2.99,1.55,280,1,1.74,1.7183908045977012,0.8908045977011495]
[3,13.4,220,32,60,3.4,1.5,280,1,1.74,1.9540229885057472,0.86206896551724144]
[3,14.7,220,32,70,3.81,1.45,280,1,1.74,2.1896551724137931,0.83333333333333326]
[3,18.3,220,32,99,5,1.32,280,1,1.74,2.8735632183908044,0.75862068965517249]
[4,5.5,40,20,1,0.21,0.21,120,0,0.21,1,1]
[4,6,40,20,50,0.28000000000000003,0.21,120,1,0.21,1.3333333333333335,1]
[4,6.4,40,20,60,0.33,0.21,120,1,0.21,1.5714285714285716,1]
[4,6.7,40,20,70,0.38,0.21,120,1,0.21,1.8095238095238095,1]
[4,7.7,40,20,99,0.52,0.21,120,1,0.21,2.4761904761904763,1]
[4,4.9000000000000004,40,20,1,0.21,0.21,200,0,0.21,1,1]
[4,5.2,40,20,50,0.28999999999999998,0.21,200,1,0.21,1.3809523809523809,1]
[4,5.4,40,20,60,0.33,0.21,200,1,0.21,1.5714285714285716,1]
[4,5.6,40,20,70,0.38,0.21,200,1,0.21,1.8095238095238095,1]
[4,6.2,40,20,99,0.52,0.21,200,1,0.21,2.4761904761904763,1]
[4,4.7,40,20,1,0.21,0.21,280,0,0.21,1,1]
[4,4.9000000000000004,40,20,50,0.28999999999999998,0.21,280,1,0.21,1.3809523809523809,1]
[4,5,40,20,60,0.34,0.21,280,1,0.21,1.6190476190476193,1]
[4,5.2,40,20,70,0.38,0.21,280,1,0.21,1.8095238095238095,1]
[4,5.6,40,20,99,0.53,0.21,280,1,0.21,2.5238095238095242,1]
[4,5.6,40,21,1,0.23,0.23,120,0,0.23,1,1]
[4,6.2,40,21,50,0.31,0.22,120,1,0.23,1.3478260869565217,0.9565217391304347]
[4,6.6,40,21,60,0.36,0.22,120,1,0.23,1.5652173913043477,0.9565217391304347]
[4,6.9,40,21,70,0.41,0.22,120,1,0.23,1.7826086956521738,0.9565217391304347]
[4,8,40,21,99,0.56000000000000005,0.22,120,1,0.23,2.4347826086956523,0.9565217391304347]
[4,5,40,21,1,0.23,0.23,200,0,0.23,1,1]
[4,5.3,40,21,50,0.31,0.22,200,1,0.23,1.3478260869565217,0.9565217391304347]
[4,5.6,40,21,60,0.37,0.22,200,1,0.23,1.6086956521739129,0.9565217391304347]
[4,5.8,40,21,70,0.42,0.22,200,1,0.23,1.826086956521739,0.9565217391304347]
[4,6.4,40,21,99,0.56999999999999995,0.22,200,1,0.23,2.4782608695652169,0.9565217391304347]
[4,4.7,40,21,1,0.23,0.23,280,0,0.23,1,1]
[4,5,40,21,50,0.31,0.22,280,1,0.23,1.3478260869565217,0.9565217391304347]
[4,5.0999999999999996,40,21,60,0.37,0.22,280,1,0.23,1.6086956521739129,0.9565217391304347]
[4,5.3,40,21,70,0.42,0.22,280,1,0.23,1.826086956521739,0.9565217391304347]
[4,4.7,40,22,1,0.24,0.24,280,0,0.24,1,1]
[4,5.8,40,23,1,0.25,0.25,120,0,0.25,1,1]
[4,5.5,40,23,70,0.49,0.25,280,1,0.25,1.96,1]
[4,5.2,40,25,1,0.28000000000000003,0.28000000000000003,200,0,0.28000000000000003,1,1]
[4,5.2,40,26,1,0.28999999999999998,0.28999999999999998,200,0,0.28999999999999998,1,1]
[4,5.6,40,26,60,0.53,0.28000000000000003,280,1,0.28999999999999998,1.827586206896552,0.9655172413793105]
[4,5.5,40,27,50,0.5,0.3,280,1,0.3,1.6666666666666667,1]
[4,5.6,40,28,50,0.53,0.31,280,1,0.31,1.7096774193548387,1]
[4,6,40,29,60,0.64,0.32,280,1,0.33,1.9393939393939394,0.96969696969696972]
[4,8.5,40,31,50,0.63,0.34,120,1,0.35,1.8,0.97142857142857153]
[4,8.6999999999999993,40,32,50,0.66,0.35,120,1,0.36,1.8333333333333335,0.97222222222222221]
[4,6.1,40,32,50,0.67,0.35,280,1,0.36,1.8611111111111114,0.97222222222222221]
[4,6.1,60,20,60,0.49,0.31,200,1,0.32,1.53125,0.96875]
[4,5,60,21,1,0.34,0.34,280,0,0.34,1,1]
[4,5.8,60,22,60,0.59,0.35,280,1,0.36,1.6388888888888888,0.97222222222222221]
[4,5.9,60,23,60,0.64,0.37,280,1,0.37,1.7297297297297298,1]
[4,5.2,60,24,1,0.39,0.39,280,0,0.39,1,1]
[4,9.6999999999999993,60,25,70,0.8,0.38,120,1,0.41,1.9512195121951221,0.92682926829268297]
[4,10.1,60,26,70,0.85,0.4,120,1,0.42,2.0238095238095237,0.95238095238095244]
[4,9.4,60,27,99,1.25,0.42,200,1,0.45,2.7777777777777777,0.93333333333333324]
[4,8.3000000000000007,60,28,70,1,0.45,200,1,0.46,2.1739130434782608,0.97826086956521741]
[4,6.9,60,29,60,0.95,0.47,280,1,0.48,1.9791666666666667,0.97916666666666663]
[4,8.8000000000000007,60,30,70,1.1299999999999999,0.48,200,1,0.5,2.2599999999999998,0.96]
[4,8.6,60,30,99,1.51,0.47,280,1,0.5,3.02,0.94]
[4,9.4,60,32,70,1.27,0.51,200,1,0.54,2.3518518518518516,0.94444444444444442]
[4,10.7,80,20,99,0.93,0.36,120,1,0.41,2.2682926829268295,0.87804878048780488]
[4,11.2,80,21,99,1.01,0.38,120,1,0.43,2.3488372093023258,0.88372093023255816]
[4,7.2,80,22,60,0.75,0.45,200,1,0.47,1.595744680851064,0.95744680851063835]
[4,9.3000000000000007,80,23,99,1.25,0.45,200,1,0.49,2.5510204081632653,0.91836734693877553]
[4,7.9,80,23,99,1.27,0.47,280,1,0.49,2.5918367346938775,0.95918367346938771]
[4,7.5,80,25,50,0.82,0.52,200,1,0.54,1.5185185185185184,0.96296296296296291]
[4,7.9,80,26,1,0.55000000000000004,0.55000000000000004,120,0,0.55000000000000004,1,1]
[4,14.9,80,27,99,1.53,0.49,120,1,0.56999999999999995,2.6842105263157898,0.85964912280701755]
[4,6.6,80,28,1,0.61,0.61,200,0,0.61,1,1]
[4,6.7,80,29,1,0.63,0.63,200,0,0.63,1,1]
[4,5.9,80,29,1,0.64,0.64,280,0,0.64,1,1]
[4,17.899999999999999,80,31,99,1.94,0.56000000000000005,120,1,0.67,2.8955223880597014,0.83582089552238814]
[4,8.9,80,32,1,0.69,0.69,120,0,0.69,1,1]
[4,18.7,80,32,99,2.0499999999999998,0.57999999999999996,120,1,0.69,2.9710144927536231,0.84057971014492749]
[4,8.6999999999999993,100,21,50,0.65,0.49,120,1,0.52,1.25,0.94230769230769229]
[4,7.1,100,21,50,0.72,0.52,200,1,0.54,1.3333333333333333,0.96296296296296291]
[4,10.7,100,22,70,0.94,0.49,120,1,0.55000000000000004,1.7090909090909088,0.89090909090909087]
[4,6.7,100,23,50,0.87,0.59,280,1,0.61,1.4262295081967213,0.96721311475409832]
[4,6.9,100,24,50,0.94,0.61,280,1,0.64,1.4687499999999998,0.953125]
[4,11.4,100,25,60,1.04,0.56999999999999995,120,1,0.64,1.625,0.89062499999999989]
[4,12,100,26,60,1.1100000000000001,0.6,120,1,{"$f":"IF(F2649/G2649=1,F2649,J2648)","v":0.67},1.6567164179104479,0.89552238805970141]
[4,12.5,100,27,60,1.19,0.62,120,1,0.69,1.7246376811594204,0.89855072463768126]
[4,11.9,100,28,50,1.1100000000000001,0.66,120,1,0.72,1.541666666666667,0.91666666666666674]
[4,10.3,100,29,60,1.48,0.72,200,1,0.77,1.9220779220779221,0.93506493506493504]
[4,13,100,30,50,1.26,0.7,120,1,0.78,1.6153846153846154,0.89743589743589736]
[4,9.6,100,30,70,1.82,0.76,280,1,0.81,2.2469135802469133,0.93827160493827155]
[4,9.9,100,31,70,1.93,0.78,280,1,0.84,2.2976190476190474,0.9285714285714286]
[4,8.1,120,20,1,0.56999999999999995,0.56999999999999995,120,0,0.56999999999999995,1,1]
[4,10.9,120,21,70,0.97,0.52,120,1,0.6,1.6166666666666667,0.8666666666666667]
[4,11.5,120,22,70,1.05,0.55000000000000004,120,1,0.64,1.640625,0.859375]
[4,8.8000000000000007,120,23,1,0.67,0.67,120,0,0.67,1,1]
[4,11.4,120,23,99,1.73,0.61,200,1,0.7,2.4714285714285715,0.87142857142857144]
[4,11.9,120,24,99,1.85,0.64,200,1,0.74,2.5,0.86486486486486491]
[4,10.3,120,25,99,2.06,0.71,280,1,{"$f":"IF(F2841/G2841=1,F2841,J2840)","v":0.78},2.641025641025641,0.91025641025641013]
[4,10.7,120,26,99,2.2000000000000002,0.73,280,1,0.82,2.6829268292682928,0.8902439024390244]
[4,11.2,120,27,99,2.34,0.76,280,1,0.85,2.7529411764705882,0.89411764705882357]
[4,9.6999999999999993,120,28,70,1.88,0.82,280,1,0.89,2.1123595505617976,0.92134831460674149]
[4,7.9,120,29,1,0.91,0.91,200,0,0.91,1,1]
[4,10.5,120,30,70,2.12,0.88,280,1,0.96,2.2083333333333335,0.91666666666666674]
[4,7,120,31,1,0.99,0.99,280,0,0.99,1,1]
[4,7.1,120,32,1,1.02,1.02,280,0,1.02,1,1]
[4,7.2,140,20,60,1.03,0.66,280,1,0.69,1.492753623188406,0.95652173913043492]
[4,9.6999999999999993,140,21,50,0.79,0.62,120,1,0.67,1.1791044776119404,0.9253731343283581]
[4,10.199999999999999,140,22,50,0.87,0.65,120,1,0.71,1.2253521126760565,0.91549295774647899]
[4,7.5,140,23,50,1.1499999999999999,0.78,280,1,0.81,1.419753086419753,0.96296296296296291]
[4,9.1,140,24,50,1.18,0.78,200,1,0.84,1.4047619047619047,0.9285714285714286]
[4,6.7,140,25,1,0.89,0.89,280,0,0.89,1,1]
[4,6.9,140,26,1,0.93,0.93,280,0,0.93,1,1]
[4,9,140,26,60,1.65,0.87,280,1,0.93,1.7741935483870965,0.93548387096774188]
[4,7.1,140,28,1,1.01,1.01,280,0,1.01,1,1]
[4,15.7,140,29,60,1.64,0.81,120,1,0.98,1.6734693877551019,0.82653061224489799]
[4,11.6,140,30,50,1.77,0.98,200,1,1.07,1.6542056074766354,0.9158878504672896]
[4,16.899999999999999,140,30,99,3.02,0.87,200,1,1.07,2.8224299065420557,0.81308411214953269]
[4,13.8,140,32,60,2.2799999999999998,1.02,200,1,1.1499999999999999,1.9826086956521738,0.88695652173913053]
[4,11.3,140,32,60,2.39,1.07,280,1,1.17,2.042735042735043,0.91452991452991461]
[4,9.3000000000000007,160,20,70,1.23,0.68,200,1,0.75,1.64,0.90666666666666673]
[4,8.3000000000000007,160,21,70,1.42,0.75,280,1,0.82,1.7317073170731707,0.91463414634146345]
[4,12.3,160,23,60,1.1599999999999999,0.71,120,1,0.83,1.3975903614457832,0.85542168674698793]
[4,9.9,160,23,60,1.38,0.81,200,1,0.89,1.5505617977528088,0.9101123595505618]
[4,11.2,160,24,70,1.69,0.82,200,1,0.93,1.8172043010752688,0.88172043010752676]
[4,10.9,160,25,60,1.6,0.88,200,1,0.97,1.6494845360824744,0.90721649484536082]
[4,15.1,160,26,99,2.58,0.82,200,1,1.02,2.5294117647058822,0.8039215686274509]
[4,10.7,160,27,70,2.2000000000000002,0.98,280,1,1.0900000000000001,2.0183486238532109,0.89908256880733939]
[4,11.3,160,28,50,1.71,1.01,200,1,1.1100000000000001,1.5405405405405403,0.90990990990990983]
[4,14.1,160,29,99,3.31,0.99,280,1,1.18,2.8050847457627119,0.83898305084745761]
[4,23.5,160,30,99,2.71,0.71,120,1,1.1200000000000001,2.4196428571428568,0.63392857142857129]
[4,9.3000000000000007,160,31,1,1.24,1.24,200,0,1.24,1,1]
[4,19.899999999999999,160,32,99,3.69,0.98,200,1,1.28,2.8828125,0.765625]
[4,11.7,180,20,99,1.81,0.67,200,1,0.82,2.2073170731707319,0.81707317073170738]
[4,15.4,180,21,99,1.6,0.55000000000000004,120,1,0.8,2,0.6875]
[4,10.1,180,22,1,0.85,0.85,120,0,0.85,1,1]
[4,10.4,180,23,1,0.89,0.89,120,0,0.89,1,1]
[4,18.2,180,24,99,1.98,0.62,120,1,0.94,2.1063829787234045,0.65957446808510645]
[4,8.6,180,25,1,1.07,1.07,200,0,{"$f":"IF(F3417/G3417=1,F3417,J3416)","v":1.07},1,1]
[4,16.2,180,26,70,1.71,0.8,120,1,1.03,1.6601941747572815,0.77669902912621358]
[4,9.3000000000000007,180,26,50,1.73,1.07,280,1,1.1499999999999999,1.5043478260869567,0.93043478260869583]
[4,9.6999999999999993,180,27,50,1.85,1.1100000000000001,280,1,1.2,1.5416666666666667,0.92500000000000016]
[4,17.100000000000001,180,29,60,1.84,0.92,120,1,1.17,1.5726495726495728,0.78632478632478642]
[4,16.3,180,30,50,1.71,1,120,1,1.21,1.4132231404958677,0.82644628099173556]
[4,17,180,31,50,1.82,1.03,120,1,1.26,1.4444444444444444,0.81746031746031744]
[4,19.600000000000001,180,32,60,2.1800000000000002,0.99,120,1,1.3,1.676923076923077,0.7615384615384615]
[4,15.5,180,32,60,2.68,1.19,200,1,1.4,1.9142857142857146,0.85]
[4,9.3000000000000007,200,20,60,1.23,0.8,200,1,0.89,1.3820224719101124,0.89887640449438211]
[4,11.3,200,22,50,1.02,0.81,120,1,0.91,1.1208791208791209,0.89010989010989017]
[4,8.8000000000000007,200,22,60,1.58,0.95,280,1,1.03,1.5339805825242718,0.92233009708737856]
[4,12.5,200,24,50,1.2,0.88,120,1,1.01,1.1881188118811881,0.87128712871287128]
[4,15.1,200,24,70,1.55,0.78,120,1,1.01,1.5346534653465347,0.7722772277227723]
[4,15.9,200,25,70,1.66,0.81,120,1,1.05,1.5809523809523809,0.77142857142857146]
[4,12.2,200,27,1,1.1499999999999999,1.1499999999999999,120,0,1.1499999999999999,1,1]
[4,14.1,200,27,70,2.36,1.05,200,1,1.26,1.8730158730158728,0.83333333333333337]
[4,14.8,200,28,70,2.52,1.08,200,1,1.31,1.9236641221374045,0.82442748091603058]
[4,15.1,200,28,99,3.63,1.08,280,1,1.35,2.6888888888888887,0.8]
[4,15.8,200,29,99,3.86,1.1200000000000001,280,1,1.41,2.7375886524822697,0.79432624113475192]
[4,21.2,200,31,70,2.4,0.94,120,1,1.35,1.7777777777777777,0.69629629629629619]
[4,14.1,200,31,70,3.28,1.29,280,1,1.51,2.1721854304635762,0.85430463576158944]
[4,15.4,220,20,99,1.59,0.56000000000000005,120,1,0.86,1.8488372093023258,0.65116279069767447]
[4,10.9,220,21,70,1.61,0.87,200,1,1.01,1.5940594059405941,0.86138613861386137]
[4,8.6999999999999993,220,21,60,1.54,0.96,280,1,1.05,1.4666666666666666,0.91428571428571426]
[4,7.4,220,22,1,1.1100000000000001,1.1100000000000001,280,0,1.1100000000000001,1,1]
[4,9.6,220,23,60,1.82,1.06,280,1,1.1599999999999999,1.5689655172413794,0.91379310344827602]
[4,12,220,25,1,1.1200000000000001,1.1200000000000001,120,0,1.1200000000000001,1,1]
[4,21.2,220,26,99,2.4,0.68,120,1,1.17,2.0512820512820515,0.58119658119658124]
[4,10,220,26,50,1.97,1.23,280,1,1.34,1.4701492537313432,0.91791044776119401]
[4,10,220,28,1,1.4,1.4,200,0,1.4,1,1]
[4,8.5,220,28,1,1.46,1.46,280,0,1.46,1,1]
[4,8.6,220,29,1,1.51,1.51,280,0,1.51,1,1]
[4,14.2,220,31,1,1.43,1.43,120,0,1.43,1,1]
[4,14.6,220,32,1,1.48,1.48,120,0,1.48,1,1]
[4,22.9,220,32,99,4.4000000000000004,1.0900000000000001,200,1,1.63,2.6993865030674851,0.66871165644171793]
[5,6.1,40,20,50,0.26,0.2,200,1,0.2,1.3,1]
[5,7.3,40,21,99,0.54,0.21,200,1,0.21,2.5714285714285716,1]
[5,6.6,40,22,60,0.37,0.22,200,1,0.23,1.6086956521739129,0.9565217391304347]
[5,6.1,40,23,50,0.35,0.24,280,1,0.24,1.4583333333333333,1]
[5,7.1,40,24,70,0.5,0.25,200,{"$f":"IF(F3990<>G3990,1,0)","v":1},0.25,{"$f":"F3990/J3990","v":2},1]
[5,8.3000000000000007,40,25,60,0.47,0.26,120,1,0.26,1.8076923076923075,1]
[5,8.6,40,26,60,0.5,0.27,120,1,0.28000000000000003,1.7857142857142856,0.9642857142857143]
[5,7.3,40,27,60,0.54,0.28000000000000003,200,1,0.28999999999999998,1.8620689655172415,0.9655172413793105]
[5,7.5,40,28,60,0.57999999999999996,0.28999999999999998,200,1,0.3,1.9333333333333333,0.96666666666666667]
[5,7.7,40,29,60,0.62,0.3,200,1,0.31,2,0.96774193548387089]
[5,7.8,40,30,60,0.66,0.31,200,1,0.32,2.0625,0.96875]
[5,7.3,40,30,70,0.75,0.31,280,1,0.32,2.34375,0.96875]
[5,7.4,40,31,70,0.79,0.33,280,1,0.34,2.3235294117647056,0.97058823529411764]
[5,6.6,60,20,50,0.38,0.28999999999999998,200,1,0.3,1.2666666666666668,0.96666666666666667]
[5,9,60,21,70,0.55000000000000004,0.3,120,1,0.31,1.774193548387097,0.96774193548387089]
[5,6.4,60,22,1,0.34,0.34,200,0,0.34,1,1]
[5,8.6999999999999993,60,22,99,0.86,0.32,200,1,0.34,2.5294117647058822,0.94117647058823528]
[5,9,60,23,99,0.92,0.34,200,1,0.35,2.628571428571429,0.97142857142857153]
[5,6.7,60,25,1,0.39,0.39,200,0,0.39,1,1]
[5,8.3000000000000007,60,25,99,1.07,0.38,280,1,0.39,2.7435897435897436,0.97435897435897434]
[5,8.5,60,26,99,1.1499999999999999,0.39,280,1,0.41,2.8048780487804876,0.95121951219512202]
[5,13.4,60,27,99,1.18,0.38,120,1,0.42,2.8095238095238093,0.90476190476190477]
[5,6.9,60,28,1,0.45,0.45,200,0,0.45,1,1]
[5,7,60,29,1,0.46,0.46,200,0,0.46,1,1]
[5,12.6,60,30,70,1.06,0.44,120,1,0.48,2.2083333333333335,0.91666666666666674]
[5,6.5,60,31,1,0.5,0.5,280,0,0.5,1,1]
[5,13.5,60,32,70,1.19,0.47,120,1,0.51,2.333333333333333,0.92156862745098034]
[5,8.3000000000000007,80,20,50,0.46,0.37,120,1,{"$f":"IF(F4313/G4313=1,F4313,J4312)","v":0.38},1.2105263157894737,0.97368421052631582]
[5,8.6999999999999993,80,21,50,0.51,0.39,120,1,0.41,1.2439024390243902,0.95121951219512202]
[5,9.6999999999999993,80,22,60,0.66,0.4,120,1,0.43,1.5348837209302326,0.93023255813953498]
[5,7.8,80,23,50,0.66,0.45,200,1,0.46,1.4347826086956521,0.97826086956521741]
[5,6.5,80,24,1,0.49,0.49,280,0,0.49,1,1]
[5,10.199999999999999,80,25,50,0.73,0.47,120,1,0.5,1.46,0.94]
[5,7.8,80,25,60,0.91,0.5,280,1,0.52,1.75,0.96153846153846145]
[5,11,80,27,50,0.84,0.51,120,1,0.55000000000000004,1.5272727272727271,0.92727272727272725]
[5,9.1,80,28,1,0.56999999999999995,0.56999999999999995,120,0,0.56999999999999995,1,1]
[5,12.9,80,29,60,1.1100000000000001,0.54,120,1,0.6,1.8500000000000003,0.90000000000000013]
[5,9.4,80,30,1,0.62,0.62,120,0,0.62,1,1]
[5,10.7,80,31,60,1.33,0.62,200,1,0.65,2.046153846153846,0.95384615384615379]
[5,9.1999999999999993,80,31,60,1.36,0.63,280,1,0.66,2.0606060606060606,0.95454545454545447]
[5,11.6,80,32,99,2.16,0.63,280,1,0.68,3.1764705882352939,0.92647058823529405]
[5,7.6,100,20,70,0.84,0.46,280,1,0.48,1.75,0.95833333333333337]
[5,10.5,100,22,60,0.77,0.47,120,1,0.52,1.4807692307692308,0.90384615384615374]
[5,8.1,100,22,70,1,0.52,280,1,0.54,1.8518518518518516,0.96296296296296291]
[5,12.4,100,24,70,1.04,0.51,120,1,0.57999999999999996,1.7931034482758623,0.8793103448275863]
[5,9.9,100,24,70,1.1399999999999999,0.56000000000000005,200,1,0.6,1.9,0.93333333333333346]
[5,8.4,100,25,60,1.1100000000000001,0.61,280,1,0.63,1.7619047619047621,0.96825396825396826]
[5,9.1,100,26,70,1.36,0.63,280,1,0.66,2.0606060606060606,0.95454545454545447]
[5,9.4,100,27,70,1.45,0.65,280,1,0.69,2.1014492753623188,0.94202898550724645]
[5,8.6,100,28,50,1.19,0.69,280,1,0.72,1.6527777777777777,0.95833333333333326]
[5,19,100,29,99,1.95,0.56999999999999995,120,1,0.72,2.7083333333333335,0.79166666666666663]
[5,9.1,100,30,50,1.35,0.75,280,1,0.78,1.7307692307692308,0.96153846153846145]
[5,15.4,100,31,99,2.42,0.7,200,1,0.8,3.0249999999999999,0.87499999999999989]
[5,16,100,32,99,2.57,0.72,200,1,0.83,3.0963855421686746,0.86746987951807231]
[5,6.7,120,20,1,0.56999999999999995,0.56999999999999995,280,0,0.56999999999999995,1,1]
[5,9.1,120,21,1,0.56999999999999995,0.56999999999999995,120,0,0.56999999999999995,1,1]
[5,9.3000000000000007,120,22,1,0.6,0.6,120,0,0.6,1,1]
[5,12.1,120,23,99,1.65,0.57999999999999996,200,1,0.66,2.4999999999999996,0.87878787878787867]
[5,8,120,24,1,0.7,0.7,200,0,0.7,1,1]
[5,8.1,120,25,1,0.73,0.73,200,0,0.73,1,1]
[5,13.2,120,25,99,1.91,0.64,200,1,0.73,2.6164383561643834,0.87671232876712335]
[5,8.6999999999999993,120,26,50,1.2,0.75,280,1,0.78,1.5384615384615383,0.96153846153846145]
[5,12,120,27,70,1.62,0.73,200,1,0.8,2.0249999999999999,0.91249999999999998]
[5,14,120,29,50,1.26,0.74,120,1,0.84,1.5,0.88095238095238093]
[5,14.6,120,30,50,1.34,0.76,120,1,0.87,1.5402298850574714,0.87356321839080464]
[5,13.4,120,30,70,1.97,0.81,200,1,0.91,2.1648351648351647,0.89010989010989017]
[5,12.9,120,31,60,1.85,0.85,200,1,0.94,1.968085106382979,0.9042553191489362]
[5,13.4,120,32,60,1.97,0.88,200,1,{"$f":"IF(F4889/G4889=1,F4889,J4888)","v":0.97},2.0309278350515463,0.90721649484536082]
[5,8.9,140,20,60,0.9,0.59,200,1,0.63,1.4285714285714286,0.9365079365079364]
[5,8.1999999999999993,140,21,60,1.05,0.65,280,1,0.69,1.5217391304347827,0.94202898550724645]
[5,8.5,140,22,60,1.1499999999999999,0.69,280,1,0.73,1.5753424657534245,0.9452054794520548]
[5,9.3000000000000007,140,23,50,1.01,0.71,200,1,0.76,1.3289473684210527,0.93421052631578938]
[5,14,140,24,70,1.26,0.62,120,1,0.75,1.68,0.82666666666666666]
[5,10.9,140,25,60,1.38,0.76,200,1,0.84,1.6428571428571428,0.90476190476190477]
[5,8.6999999999999993,140,26,1,0.87,0.87,200,0,0.87,1,1]
[5,12.8,140,27,70,1.81,0.81,200,1,0.91,1.9890109890109891,0.89010989010989017]
[5,9.1,140,28,1,0.95,0.95,200,0,0.95,1,1]
[5,13.4,140,28,99,2.74,0.84,280,1,0.97,2.8247422680412373,0.865979381443299]
[5,13.9,140,29,99,2.91,0.87,280,1,1.01,2.8811881188118811,0.86138613861386137]
[5,23.9,140,31,99,2.63,0.67,120,1,1.02,2.5784313725490193,0.65686274509803921]
[5,24.9,140,32,99,2.78,0.69,120,1,{"$f":"IF(F5081/G5081=1,F5081,J5080)","v":1.05},2.6476190476190475,0.65714285714285703]
[5,9.9,160,20,70,1.1399999999999999,0.64,200,1,0.7,1.6285714285714286,0.91428571428571437]
[5,12.5,160,21,70,1.05,0.57999999999999996,120,1,0.7,1.5000000000000002,0.82857142857142851]
[5,7.4,160,21,1,0.77,0.77,280,0,0.77,1,1]
[5,11.1,160,22,99,1.99,0.71,280,1,0.81,2.4567901234567899,0.87654320987654311]
[5,13.4,160,24,60,1.18,0.7,120,1,0.83,1.4216867469879517,0.84337349397590355]
[5,18.8,160,25,99,1.93,0.59,120,1,0.87,2.2183908045977012,0.67816091954022983]
[5,14.8,160,26,60,1.37,0.76,120,1,0.91,1.5054945054945055,0.8351648351648352]
[5,9.4,160,27,1,1.02,1.02,200,0,1.02,1,1]
[5,8.1999999999999993,160,27,1,1.04,1.04,280,0,1.04,1,{"$f":"G5207/J5207","v":1}]
[5,15.4,160,29,50,1.45,0.88,120,1,1.04,1.3942307692307692,0.84615384615384615]
[5,10.7,160,29,50,1.84,1.05,280,1,1.1299999999999999,1.6283185840707968,0.92920353982300896]
[5,13,160,31,1,1.1200000000000001,1.1200000000000001,120,0,1.1200000000000001,1,1]
[5,13.3,160,32,1,1.1599999999999999,1.1599999999999999,120,0,1.1599999999999999,1,1]
[5,14,160,32,50,2.09,1.1000000000000001,200,1,1.24,1.6854838709677418,0.88709677419354849]
[5,8.8000000000000007,180,20,50,0.89,0.73,200,1,0.77,1.1558441558441559,0.94805194805194803]
[5,11.1,180,21,99,2,0.73,280,1,0.84,2.3809523809523809,0.86904761904761907]
[5,8.6,180,22,50,1.17,0.85,280,1,0.9,1.2999999999999998,0.94444444444444442]
[5,8.9,180,23,50,1.28,0.89,280,1,0.95,1.3473684210526318,0.93684210526315792]
[5,10.7,180,24,70,1.85,0.9,280,1,1,1.85,0.9]
[5,14.5,180,25,60,1.33,0.78,120,1,0.94,1.4148936170212767,0.82978723404255328]
[5,11.1,180,25,70,1.99,0.94,280,1,1.05,1.8952380952380952,0.89523809523809517]
[5,13.1,180,27,60,1.88,0.98,200,1,1.1100000000000001,1.6936936936936935,{"$f":"G5399/J5399","v":0.88288288288288275}]
[5,13.6,180,28,60,2.0099999999999998,1.01,200,1,1.1599999999999999,1.732758620689655,0.87068965517241381]
[5,11.6,180,28,60,2.16,1.08,280,1,1.2,1.8000000000000003,0.90000000000000013]
[5,13,180,29,70,2.61,1.0900000000000001,280,1,1.24,2.1048387096774195,0.87903225806451624]
[5,13.5,180,30,70,2.78,1.1299999999999999,280,1,1.29,2.1550387596899223,0.87596899224806191]
[5,13,180,31,60,2.62,1.2,280,1,1.34,1.9552238805970148,0.89552238805970141]
[5,12.5,200,20,70,1.05,0.62,120,1,0.76,1.381578947368421,0.81578947368421051]
[5,13.2,200,21,70,1.1499999999999999,0.65,120,1,0.81,1.419753086419753,0.80246913580246915]
[5,8.5,200,21,50,1.1399999999999999,0.87,280,1,0.92,1.2391304347826084,0.94565217391304346]
[5,14.1,200,22,99,2.13,0.73,200,1,0.94,2.2659574468085109,0.77659574468085113]
[5,8.1,200,23,1,1.03,1.03,280,0,1.03,1,1]
[5,13.3,200,24,99,2.69,0.89,280,1,1.08,2.4907407407407405,0.82407407407407407]
[5,13.9,200,25,99,2.89,0.93,280,1,1.1399999999999999,2.5350877192982457,0.81578947368421062]
[5,8.6,200,26,1,1.19,1.19,280,0,1.19,1,1]
[5,10.199999999999999,200,27,1,1.21,1.21,200,0,1.21,1,1]
[5,10.4,200,28,1,1.26,1.26,200,0,1.26,1,1]
[5,19.7,200,29,99,3.43,0.95,200,1,1.31,2.6183206106870229,0.72519083969465647]
[5,9.3000000000000007,200,30,1,1.41,1.41,280,0,1.41,1,1]
[5,18,200,31,99,4.2300000000000004,1.1399999999999999,280,1,1.46,2.897260273972603,0.78082191780821908]
[5,18.3,200,32,70,3.09,1.17,200,1,1.47,2.1020408163265305,0.79591836734693877]
[5,10.7,220,20,50,0.79,0.74,120,1,0.8,0.98750000000000004,0.92499999999999993]
[5,11.4,220,21,70,1.5,0.82,200,1,0.95,1.5789473684210527,0.86315789473684212]
[5,10.199999999999999,220,22,50,1.22,0.93,200,1,1.01,1.2079207920792079,0.92079207920792083]
[5,10.7,220,23,50,1.33,0.98,200,1,1.06,1.2547169811320755,0.92452830188679236]
[5,12.2,220,24,60,1.69,0.98,200,1,1.1200000000000001,1.5089285714285712,0.87499999999999989]
[5,10.7,220,24,60,1.85,1.05,280,1,1.1599999999999999,1.5948275862068968,0.90517241379310354]
[5,14.6,220,26,50,1.34,0.96,120,1,1.1200000000000001,1.1964285714285714,0.85714285714285698]
[5,12.8,220,27,50,1.82,1.1499999999999999,200,1,1.29,1.4108527131782946,0.89147286821705418]
[5,17.600000000000001,220,28,60,1.76,0.95,120,1,1.22,1.4426229508196722,0.77868852459016391]
[5,14,220,29,50,2.09,1.23,200,1,1.4,1.4928571428571429,0.87857142857142867]
[5,11.3,220,30,1,1.46,1.46,200,0,1.46,1,1]
[5,17.399999999999999,220,30,70,2.88,1.1599999999999999,200,1,1.46,1.9726027397260273,0.79452054794520544]
[5,14.2,220,31,60,2.99,1.36,280,1,1.57,1.9044585987261147,0.86624203821656054]
[6,9.3000000000000007,40,20,99,0.47,0.18,120,1,0.19,2.4736842105263155,0.94736842105263153]
[6,8.1999999999999993,40,21,60,0.31,0.2,120,1,0.2,1.5499999999999998,1]
[6,9.9,40,22,99,0.55000000000000004,0.2,120,1,0.21,2.6190476190476195,0.95238095238095244]
[6,9.1,40,23,70,0.43,0.22,120,1,0.22,1.9545454545454546,1]
[6,7.9,40,23,70,0.44,0.22,200,1,0.23,1.9130434782608694,0.9565217391304347]
[6,9.3000000000000007,40,24,70,0.47,0.23,120,1,0.24,1.9583333333333333,0.95833333333333337]
[6,7.6,40,25,70,0.51,0.24,280,1,0.25,2.04,0.96]
[6,7.7,40,26,70,0.55000000000000004,0.26,280,1,0.26,2.1153846153846154,{"$f":"G5975/J5975","v":1}]
[6,9.6999999999999993,40,27,60,0.51,0.27,120,1,0.27,1.8888888888888888,1]
[6,12,40,28,99,0.84,0.27,120,1,0.28999999999999998,2.896551724137931,0.93103448275862077]
[6,12.4,40,29,99,0.9,0.28000000000000003,120,1,0.3,3,0.93333333333333346]
[6,9.9,40,30,50,0.54,0.3,120,1,0.31,1.741935483870968,0.96774193548387089]
[6,10.4,40,31,99,1.03,0.31,200,1,0.32,3.21875,0.96875]
[6,10.4,40,32,50,0.61,0.32,120,1,0.33,1.8484848484848484,0.96969696969696972]
[6,8,60,20,1,0.28000000000000003,0.28000000000000003,120,0,0.28000000000000003,1,1]
[6,8.1,60,21,1,0.28999999999999998,0.28999999999999998,120,0,0.28999999999999998,1,1]
[6,8.1999999999999993,60,22,1,0.31,0.31,120,0,0.31,1,1]
[6,7.4,60,23,1,0.33,0.33,200,0,0.33,1,1]
[6,7.5,60,24,1,0.35,0.35,200,0,0.35,1,1]
[6,8.6,60,25,1,0.37,0.37,120,0,0.37,1,1]
[6,7.7,60,25,50,0.56000000000000005,0.37,280,1,0.37,1.5135135135135136,1]
[6,7.9,60,26,50,0.61,0.38,280,1,0.39,1.5641025641025641,0.97435897435897434]
[6,9.6,60,27,99,1.19,0.39,280,1,0.41,2.9024390243902438,0.95121951219512202]
[6,11.2,60,29,50,0.73,0.42,120,1,0.44,1.6590909090909089,0.95454545454545447]
[6,11.6,60,30,50,0.78,0.43,120,1,0.46,1.6956521739130435,0.93478260869565211]
[6,9.3000000000000007,60,30,70,1.07,0.45,280,{"$f":"IF(F6230<>G6230,1,0)","v":1},0.46,{"$f":"F6230/J6230","v":2.3260869565217392},0.97826086956521741]
[6,10.3,60,31,60,0.99,0.46,200,1,0.48,2.0625,0.95833333333333337]
[6,9.6999999999999993,60,32,70,1.21,0.48,280,1,0.5,2.42,0.96]
[6,7.7,80,20,60,0.55000000000000004,0.36,280,1,0.37,1.4864864864864866,0.97297297297297292]
[6,7.9,80,21,60,0.61,0.38,280,1,0.39,1.5641025641025641,0.97435897435897434]
[6,8,80,22,60,0.67,0.4,280,1,0.42,1.5952380952380953,0.95238095238095244]
[6,11.5,80,23,70,0.77,0.39,120,1,0.43,1.7906976744186047,0.90697674418604657]
[6,12,80,24,70,0.84,0.41,120,1,0.45,1.8666666666666665,0.91111111111111098]
[6,8.3000000000000007,80,25,50,0.74,0.48,280,1,0.49,1.510204081632653,0.97959183673469385]
[6,10.5,80,26,70,1.04,0.48,200,1,0.51,2.0392156862745097,0.94117647058823528]
[6,9.1,80,27,60,1,0.52,280,1,0.54,1.8518518518518516,0.96296296296296291]
[6,7.7,80,28,1,0.56000000000000005,0.56000000000000005,280,0,0.56000000000000005,1,1]
[6,11.1,80,28,99,1.66,0.53,280,1,0.56000000000000005,2.964285714285714,0.9464285714285714]
[6,7.9,80,30,1,0.61,0.61,280,{"$f":"IF(F6422<>G6422,1,0)","v":0},0.61,{"$f":"F6422/J6422","v":1},1]
[6,19.2,80,31,99,1.84,0.52,120,1,0.62,2.967741935483871,0.83870967741935487]
[6,12.6,80,32,70,1.55,0.61,200,1,0.65,2.3846153846153846,0.93846153846153846]
[6,10.6,100,20,99,1.08,0.4,200,1,0.45,2.4,0.88888888888888895]
[6,7.4,100,20,1,0.45,0.45,280,0,0.45,1,1]
[6,9.6999999999999993,100,21,99,1.21,0.45,280,{"$f":"IF(F6486<>G6486,1,0)","v":1},0.48,{"$f":"F6486/J6486","v":2.5208333333333335},0.93750000000000011]
[6,9.9,100,22,70,0.91,0.48,200,1,0.51,1.7843137254901962,0.94117647058823528]
[6,9.9,100,24,1,0.55000000000000004,0.55000000000000004,120,0,0.55000000000000004,1,1]
[6,16.399999999999999,100,25,99,1.45,0.47,120,1,0.57999999999999996,2.5,0.81034482758620696]
[6,10.4,100,25,60,1.02,0.56000000000000005,200,1,0.6,1.7000000000000002,0.93333333333333346]
[6,7.9,100,26,1,0.63,0.63,280,0,0.63,1,1]
[6,8,100,27,1,0.66,0.66,280,0,0.66,1,1]
[6,10.7,100,28,50,1.0900000000000001,0.65,200,1,0.68,1.6029411764705883,0.95588235294117641]
[6,11.2,100,30,1,0.72,0.72,120,0,0.72,1,1]
[6,11.4,100,30,50,1.25,0.7,200,1,0.74,1.6891891891891893,0.94594594594594594]
[6,15.3,100,32,50,1.3,0.69,120,1,0.78,1.6666666666666667,0.88461538461538447]
[6,12.1,100,32,50,1.43,0.75,200,1,0.8,1.7874999999999999,0.9375]
[6,8.1999999999999993,120,20,1,0.52,0.52,200,0,0.52,1,1]
[6,8.1999999999999993,120,21,50,0.71,0.55000000000000004,280,{"$f":"IF(F6678<>G6678,1,0)","v":1},0.56999999999999995,{"$f":"F6678/J6678","v":1.2456140350877194},0.9649122807017545]
[6,8.4,120,22,50,0.79,0.57999999999999996,280,1,0.6,1.3166666666666669,0.96666666666666667]
[6,16,120,23,99,1.39,0.46,120,1,0.6,2.3166666666666664,0.76666666666666672]
[6,12.8,120,24,60,0.95,0.56000000000000005,120,1,0.63,1.5079365079365079,0.88888888888888895]
[6,13.4,120,25,60,1.03,0.59,120,1,0.67,1.5373134328358209,0.88059701492537301]
[6,18.399999999999999,120,26,99,1.73,0.53,120,1,0.7,2.4714285714285715,0.75714285714285723]
[6,11.8,120,27,60,1.36,0.71,200,1,0.77,1.7662337662337664,0.92207792207792205]
[6,16.5,120,28,70,1.46,0.64,120,1,0.77,1.8961038961038961,0.83116883116883111]
[6,11.3,120,28,70,1.73,0.75,280,1,0.81,2.1358024691358022,0.92592592592592582]
[6,11.7,120,29,70,1.85,0.78,280,1,0.85,2.1764705882352944,0.91764705882352948]
[6,17.2,120,31,60,1.57,0.73,120,1,0.87,1.8045977011494254,0.83908045977011492]
[6,19.5,120,32,70,1.89,0.72,120,1,0.9,2.0999999999999996,0.79999999999999993]
[6,11.9,140,20,70,0.83,0.48,120,1,0.56000000000000005,1.482142857142857,0.85714285714285698]
[6,11.6,140,21,60,0.78,0.53,120,1,0.6,1.3,0.88333333333333341]
[6,12.4,140,21,99,1.5,0.54,200,1,0.63,2.3809523809523809,{"$f":"G6871/J6871","v":0.85714285714285721}]
[6,13,140,22,99,1.63,0.56999999999999995,200,1,0.67,2.4328358208955221,0.85074626865671632]
[6,12.3,140,24,50,0.88,0.64,120,1,0.71,1.23943661971831,0.90140845070422537]
[6,12.2,140,24,99,2.0099999999999998,0.68,280,1,0.77,2.61038961038961,0.88311688311688319]
[6,13.4,140,26,50,1.04,0.7,120,1,0.79,1.3164556962025316,0.88607594936708856]
[6,9.6,140,26,1,0.83,0.83,200,0,0.83,1,1]
[6,9.6999999999999993,140,27,1,0.87,0.87,200,0,0.87,1,1]
[6,12.5,140,29,1,0.9,0.9,120,0,0.9,1,1]
[6,9,140,29,1,0.97,0.97,280,0,0.97,1,1]
[6,9.1,140,30,1,1.01,1.01,280,0,1.01,1,1]
[6,15.8,140,31,99,3.2,0.89,280,1,1.05,3.0476190476190474,0.84761904761904761]
[6,17.2,140,32,50,1.57,0.86,120,1,1.01,1.5544554455445545,0.85148514851485146]
[6,8.8000000000000007,160,20,1,0.66,0.66,200,0,0.66,1,1]
[6,9.4,160,20,70,1.1200000000000001,0.63,280,1,0.67,1.6716417910447763,0.94029850746268651]
[6,10,160,22,50,0.93,0.71,200,1,0.75,1.24,0.94666666666666666]
[6,8.5,160,23,1,0.81,0.81,280,0,0.81,1,1]
[6,9.9,160,23,60,1.28,0.76,280,1,0.81,1.5802469135802468,0.93827160493827155]
[6,10.3,160,24,60,1.4,0.8,280,1,0.86,1.6279069767441861,0.93023255813953498]
[6,10.7,160,25,60,1.52,0.84,280,1,{"$f":"IF(F7129/G7129=1,F7129,J7128)","v":0.9},1.6888888888888889,0.93333333333333324]
[6,15.9,160,27,60,1.38,0.75,120,1,0.91,1.5164835164835164,0.82417582417582413]
[6,12.6,160,28,50,1.53,0.93,200,1,1.02,1.5,0.91176470588235292]
[6,11,160,28,50,1.63,0.97,280,1,1.04,1.5673076923076921,0.9326923076923076]
[6,15.3,160,29,70,2.17,0.91,200,1,1.06,2.0471698113207544,0.85849056603773588]
[6,12.7,160,30,60,2.17,1.03,280,1,1.1299999999999999,1.9203539823008851,0.91150442477876115]
[6,9.6,160,31,1,1.17,1.17,280,0,1.17,1,1]
[6,11.7,180,20,60,0.79,0.59,120,1,0.66,1.196969696969697,0.89393939393939381]
[6,12.3,180,21,60,0.88,0.62,120,{"$f":"IF(F7254<>G7254,1,0)","v":1},0.71,{"$f":"F7254/J7254","v":1.23943661971831},0.87323943661971837]
[6,13.5,180,21,99,1.76,0.62,200,1,0.77,2.2857142857142856,0.80519480519480513]
[6,11.9,180,22,70,1.37,0.72,200,1,0.82,1.6707317073170733,0.87804878048780488]
[6,14.9,180,23,99,2.0699999999999998,0.69,200,1,0.87,2.3793103448275859,0.79310344827586199]
[6,15.6,180,24,99,2.23,0.72,200,1,0.92,2.4239130434782608,0.78260869565217384]
[6,11.8,180,25,70,1.89,0.89,280,1,0.99,1.9090909090909089,0.89898989898989901]
[6,14.1,180,26,70,1.89,0.87,200,1,1.02,1.8529411764705881,0.8529411764705882]
[6,21.8,180,27,99,2.21,0.61,120,1,0.99,2.2323232323232323,0.61616161616161613]
[6,22.8,180,28,99,2.35,0.63,120,1,1.03,2.2815533980582523,0.61165048543689315]
[6,14.8,180,29,60,2.0499999999999998,1.01,200,1,1.1599999999999999,1.7672413793103448,0.87068965517241381]
[6,20.3,180,30,99,3.33,0.9,200,1,1.21,2.7520661157024793,0.74380165289256206]
[6,21.2,180,31,99,3.53,0.92,200,1,1.26,2.8015873015873014,0.73015873015873023]
[6,16.600000000000001,180,32,60,2.48,1.1100000000000001,200,1,1.3,1.9076923076923076,0.85384615384615392]
[6,11.1,200,20,1,0.71,0.71,120,0,0.71,1,1]
[6,11.4,200,21,1,0.76,0.76,120,0,0.76,1,{"$f":"G7447/J7447","v":1}]
[6,10.5,200,22,50,1.06,0.83,200,1,0.89,1.1910112359550562,0.93258426966292129]
[6,10,200,23,1,0.94,0.94,200,0,0.94,1,1]
[6,10.3,200,24,1,0.99,0.99,200,0,0.99,1,1]
[6,10.3,200,24,50,1.39,0.96,280,1,1.03,1.349514563106796,0.93203883495145623]
[6,10.6,200,25,50,1.51,1.01,280,1,1.08,1.3981481481481481,0.93518518518518512]
[6,10.9,200,27,1,1.1499999999999999,1.1499999999999999,200,0,1.1499999999999999,1,1]
[6,16,200,28,50,1.4,0.93,120,1,1.1000000000000001,1.2727272727272725,0.84545454545454546]
[6,16.7,200,29,50,1.5,0.96,120,1,1.1499999999999999,1.3043478260869565,0.83478260869565224]
[6,25.5,200,30,99,2.73,0.67,120,1,1.2,2.2749999999999999,0.55833333333333335]
[6,16,200,30,60,2.3199999999999998,1.1100000000000001,200,1,1.31,1.7709923664122136,0.84732824427480924]
[6,16.600000000000001,200,31,60,2.4700000000000002,1.1399999999999999,200,1,1.36,1.8161764705882353,0.83823529411764697]
[6,22.7,200,32,70,2.33,0.9,120,1,1.3,1.7923076923076924,0.69230769230769229]
[6,9.6,220,20,60,1.19,0.81,280,1,0.86,1.3837209302325582,{"$f":"G7639/J7639","v":0.94186046511627919}]
[6,13.9,220,21,70,1.1000000000000001,0.65,120,1,0.8,1.375,0.8125]
[6,14.6,220,22,70,1.2,0.68,120,1,0.86,1.3953488372093024,0.79069767441860472]
[6,15.4,220,23,70,1.31,0.71,120,1,0.91,1.4395604395604396,0.78021978021978011]
[6,14.9,220,24,60,1.24,0.8,120,1,0.96,1.2916666666666667,0.83333333333333337]
[6,14.4,220,25,70,1.96,0.93,200,1,1.1200000000000001,1.7499999999999998,0.83035714285714279]
[6,12.2,220,26,60,2.0299999999999998,1.0900000000000001,280,1,1.22,1.6639344262295082,0.89344262295081978]
[6,15.6,220,27,50,1.35,0.95,120,1,1.1200000000000001,1.2053571428571428,0.84821428571428559]
[6,16.399999999999999,220,27,99,3.39,1,280,1,1.28,2.6484375,0.78125]
[6,20.399999999999999,220,29,70,2.0099999999999998,0.87,120,1,1.22,1.6475409836065573,0.71311475409836067]
[6,15.1,220,30,1,1.28,1.28,120,0,1.28,1,1]
[6,27.1,220,31,99,2.95,0.68,120,1,1.33,2.2180451127819549,0.51127819548872178]
[6,15.9,220,32,1,1.38,1.38,120,0,1.38,1,1]
[6,10.8,220,32,1,1.57,1.57,280,0,1.57,1,1]
[7,8.4,40,20,99,0.45,0.17,280,1,0.17,2.6470588235294117,1]
[7,8.5,40,21,99,0.49,0.18,280,1,0.19,2.5789473684210527,0.94736842105263153]
[7,8.5,40,23,1,0.21,0.21,120,0,0.21,1,1]
[7,11.4,40,24,99,0.62,0.21,120,1,0.22,2.8181818181818183,0.95454545454545447]
[7,8.4,40,24,70,0.45,0.22,280,1,0.23,1.9565217391304348,{"$f":"G7895/J7895","v":0.9565217391304347}]
[7,8.5,40,25,50,0.35,0.23,200,1,0.24,1.4583333333333333,0.95833333333333337]
[7,7.8,40,26,1,0.25,0.25,280,0,0.25,1,1]
[7,8.5,40,27,60,0.49,0.26,280,1,0.26,1.8846153846153846,1]
[7,9,40,29,1,0.28999999999999998,0.28999999999999998,120,0,0.28999999999999998,1,1]
[7,9.1,40,30,1,0.3,0.3,120,0,0.3,1,1]
[7,8.6,40,30,50,0.52,0.28999999999999998,280,1,0.3,1.7333333333333334,0.96666666666666667]
[7,9.4,40,31,50,0.56000000000000005,0.3,200,1,0.31,1.806451612903226,0.96774193548387089]
[7,8.8000000000000007,40,32,50,0.6,0.31,280,1,0.32,1.875,0.96875]
[7,7.9,60,20,50,0.31,0.26,280,1,0.26,1.1923076923076923,1]
[7,8.1,60,21,50,0.35,0.27,280,1,0.28000000000000003,1.2499999999999998,0.9642857142857143]
[7,7.9,60,22,1,0.3,0.3,280,0,0.3,1,1]
[7,10.5,60,23,60,0.5,0.3,120,1,0.31,1.6129032258064517,0.96774193548387089]
[7,10.9,60,24,60,0.54,0.31,120,1,0.33,1.6363636363636365,0.93939393939393934]
[7,11.2,60,25,99,0.99,0.33,200,1,0.35,2.8285714285714287,0.94285714285714295]
[7,9.9,60,26,60,0.67,0.36,200,1,0.37,1.810810810810811,0.97297297297297292]
[7,10.1,60,27,60,0.72,0.38,200,1,0.39,1.846153846153846,0.97435897435897434]
[7,12.2,60,28,99,1.22,0.38,200,1,0.41,2.975609756097561,0.92682926829268297]
[7,9.8000000000000007,60,28,70,0.9,0.39,280,{"$f":"IF(F8150<>G8150,1,0)","v":1},0.41,{"$f":"F8150/J8150","v":2.1951219512195124},0.95121951219512202]
[7,11.4,60,30,70,1.02,0.42,200,1,0.44,2.3181818181818183,0.95454545454545447]
[7,14.5,60,31,70,1.05,0.42,120,1,0.46,2.2826086956521738,0.91304347826086951]
[7,15,60,32,70,1.1200000000000001,0.44,120,1,0.47,2.3829787234042556,0.93617021276595747]
[7,12,60,32,70,1.1599999999999999,0.46,200,1,0.48,2.4166666666666665,0.95833333333333337]
[7,10.6,80,20,99,0.84,0.32,200,1,0.34,2.4705882352941173,0.94117647058823528]
[7,11,80,21,99,0.92,0.34,200,1,0.36,2.5555555555555558,0.94444444444444453]
[7,9.6,80,22,60,0.6,0.37,200,1,0.39,1.5384615384615383,0.94871794871794868]
[7,10.4,80,23,99,1.1200000000000001,0.39,280,1,0.42,2.666666666666667,0.9285714285714286]
[7,10.7,80,24,99,1.21,0.42,280,1,0.44,2.75,0.95454545454545447]
[7,9.9,80,25,50,0.67,0.45,200,1,0.46,1.4565217391304348,0.97826086956521741]
[7,9.1,80,26,1,0.49,0.49,200,0,0.49,1,1]
[7,13.3,80,27,99,1.47,0.47,200,1,0.51,2.8823529411764706,0.92156862745098034]
[7,9.3000000000000007,80,28,1,0.53,0.53,200,0,0.53,1,1]
[7,8.6999999999999993,80,29,1,0.56000000000000005,0.56000000000000005,280,0,0.56000000000000005,1,1]
[7,9.5,80,30,1,0.57999999999999996,0.57999999999999996,200,0,0.57999999999999996,1,1]
[7,14.1,80,31,50,1,0.55000000000000004,120,1,0.59,1.6949152542372883,0.93220338983050854]
[7,14.6,80,32,50,1.06,0.56999999999999995,120,1,0.62,1.7096774193548387,0.91935483870967738]
[7,13.5,100,20,99,0.91,0.33,120,1,0.4,2.2749999999999999,0.82499999999999996]
[7,9.3000000000000007,100,21,50,0.53,0.43,200,1,0.44,1.2045454545454546,0.97727272727272729]
[7,8.5,100,22,1,0.48,0.48,280,0,0.48,1,1]
[7,13,100,23,70,0.84,0.43,120,1,0.49,1.7142857142857142,0.87755102040816324]
[7,9.5,100,23,60,0.82,0.49,280,1,0.51,1.6078431372549018,0.96078431372549011]
[7,12.2,100,25,50,0.73,0.51,120,1,0.55000000000000004,1.3272727272727272,0.92727272727272725]
[7,13.7,100,26,60,0.94,0.52,120,1,0.57999999999999996,1.6206896551724139,0.89655172413793116]
[7,11.1,100,27,50,0.95,0.59,200,1,0.62,1.532258064516129,0.95161290322580638]
[7,14.8,100,28,60,1.1000000000000001,0.56000000000000005,120,1,0.63,1.7460317460317463,0.88888888888888895]
[7,12.9,100,28,70,1.38,0.6,200,1,0.65,2.1230769230769226,{"$f":"G8535/J8535","v":0.92307692307692302}]
[7,11.1,100,29,60,1.34,0.65,280,1,0.69,1.9420289855072466,0.94202898550724645]
[7,15.3,100,31,50,1.1599999999999999,0.65,120,1,0.72,1.6111111111111112,0.90277777777777779]
[7,12.3,100,31,70,1.74,0.7,280,1,0.75,2.3199999999999998,0.93333333333333324]
[7,11.2,120,20,60,0.57999999999999996,0.42,120,1,0.46,1.2608695652173911,0.91304347826086951]
[7,10.6,120,21,1,0.5,0.5,120,0,0.5,1,1]
[7,10.8,120,21,70,0.88,0.48,200,1,0.52,1.6923076923076923,0.92307692307692302]
[7,11.2,120,22,70,0.97,0.51,200,1,0.56000000000000005,1.732142857142857,0.9107142857142857]
[7,11.8,120,23,99,1.58,0.54,280,1,0.6,2.6333333333333337,0.90000000000000013]
[7,10.7,120,24,70,1.22,0.6,280,1,0.64,1.90625,0.9375]
[7,11.1,120,25,70,1.32,0.63,280,1,0.67,1.9701492537313432,0.94029850746268651]
[7,11.4,120,26,70,1.43,0.66,280,1,0.71,2.0140845070422535,0.92957746478873249]
[7,19.7,120,27,99,1.78,0.52,120,1,0.7,2.5428571428571431,0.74285714285714288]
[7,12.1,120,28,70,1.66,0.72,280,1,0.78,2.1282051282051282,0.92307692307692302]
[7,17,120,29,99,2.33,0.68,200,1,0.8,2.9125000000000001,0.85]
[7,17.7,120,30,99,2.48,0.7,200,1,0.83,2.987951807228916,0.84337349397590355]
[7,12.1,120,30,60,1.67,0.79,280,1,0.85,1.9647058823529411,0.92941176470588238]
[7,13.2,120,32,1,0.87,0.87,120,0,0.87,1,1]
[7,10.7,140,20,1,0.52,0.52,120,0,0.52,1,1]
[7,9.4,140,20,60,0.78,0.54,280,1,0.56000000000000005,1.3928571428571428,0.9642857142857143]
[7,9.6999999999999993,140,22,1,0.63,0.63,200,0,0.63,1,1]
[7,9.9,140,23,1,0.67,0.67,200,0,0.67,1,1]
[7,9.8000000000000007,140,23,50,0.9,0.66,280,1,0.68,1.3235294117647058,0.97058823529411764]
[7,10,140,24,50,0.99,0.7,280,1,0.73,1.3561643835616439,0.95890410958904104]
[7,9.3000000000000007,140,25,1,0.77,0.77,280,0,0.77,1,1]
[7,14.5,140,27,50,1.05,0.7,120,1,0.79,1.3291139240506329,0.88607594936708856]
[7,15.1,140,28,50,1.1299999999999999,0.73,120,{"$f":"IF(F8918<>G8918,1,0)","v":1},0.83,{"$f":"F8918/J8918","v":1.36144578313253},0.87951807228915668]
[7,9.6999999999999993,140,28,1,0.89,0.89,280,0,0.89,1,1]
[7,14.1,140,29,60,1.66,0.82,200,1,0.91,1.8241758241758241,0.90109890109890101]
[7,14.6,140,30,60,1.78,0.85,200,1,0.95,1.8736842105263158,0.89473684210526316]
[7,19.600000000000001,140,31,99,2.94,0.79,200,1,0.99,2.9696969696969697,0.79797979797979801]
[7,13.6,140,32,60,2.14,0.96,280,1,1.05,2.038095238095238,0.91428571428571426]
[7,11.8,160,20,60,0.68,0.51,120,1,0.56999999999999995,1.192982456140351,0.89473684210526327]
[7,11.6,160,21,70,1.07,0.59,200,1,0.66,1.6212121212121213,0.89393939393939381]
[7,14,160,22,70,0.99,0.55000000000000004,120,1,0.66,1.5,0.83333333333333337]
[7,12.6,160,23,70,1.3,0.66,200,1,0.75,1.7333333333333334,0.88]
[7,13.1,160,24,70,1.42,0.7,200,1,0.79,1.7974683544303796,0.88607594936708856]
[7,13.6,160,25,70,1.54,0.74,200,1,0.84,1.8333333333333335,0.88095238095238093]
[7,13.2,160,26,60,1.45,0.79,200,1,0.88,1.6477272727272727,0.89772727272727282]
[7,14.5,160,26,99,2.46,0.77,280,1,0.9,2.7333333333333334,0.85555555555555551]
[7,18.5,160,28,70,1.6,0.71,120,1,0.91,1.7582417582417582,0.78021978021978011]
[7,13.7,160,29,50,1.55,0.92,200,1,1.01,1.5346534653465347,0.91089108910891092]
[7,24.5,160,30,99,2.4500000000000002,0.62,120,1,0.99,2.4747474747474749,0.6262626262626263]
[7,17.2,160,31,70,2.37,0.93,200,1,1.1000000000000001,2.1545454545454543,0.84545454545454546]
[7,11.9,160,32,1,1.1499999999999999,1.1499999999999999,200,0,{"$f":"IF(F9177/G9177=1,F9177,J9176)","v":1.1499999999999999},1,1]
[7,10.6,160,32,1,1.17,1.17,280,0,1.17,1,1]
[7,12,180,20,99,1.64,0.59,280,1,0.69,2.3768115942028984,0.85507246376811596]
[7,17.5,180,22,99,1.46,0.48,120,1,0.71,2.056338028169014,0.676056338028169]
[7,18.399999999999999,180,23,99,1.58,0.5,120,1,0.76,2.0789473684210527,0.65789473684210531]
[7,19.3,180,24,99,1.71,0.52,120,1,0.8,2.1374999999999997,0.65]
[7,11.7,180,24,50,1.1000000000000001,0.81,200,1,0.87,1.264367816091954,0.93103448275862077]
[7,9.9,180,25,1,0.94,0.94,280,0,0.94,1,1]
[7,18.2,180,27,70,1.56,0.72,120,1,0.94,1.6595744680851066,0.76595744680851063]
[7,14.1,180,28,1,0.99,0.99,120,0,0.99,1,1]
[7,14.4,180,29,1,1.03,1.03,120,0,1.03,1,1]
[7,18.3,180,29,60,1.58,0.82,120,1,1.03,1.5339805825242718,0.79611650485436891]
[7,14.7,180,30,50,1.79,1.04,200,1,1.1599999999999999,1.5431034482758621,0.89655172413793116]
[7,15.2,180,31,50,1.92,1.07,200,1,1.21,1.5867768595041323,0.88429752066115708]
[7,18.899999999999999,180,32,50,1.66,0.96,120,1,1.17,1.4188034188034189,0.82051282051282048]
[7,9.5,200,20,50,0.81,0.72,280,1,0.75,1.08,0.96]
[7,12.1,200,21,50,0.71,0.71,120,0,0.71,1,1]
[7,13.6,200,22,60,0.92,0.66,120,1,0.76,1.2105263157894737,0.86842105263157898]
[7,14.3,200,23,60,1.02,0.69,120,1,0.81,1.2592592592592593,0.85185185185185175]
[7,13.2,200,24,1,0.86,0.86,120,0,0.86,1,1]
[7,13.5,200,25,60,1.52,0.88,200,1,0.99,1.5353535353535355,0.88888888888888895]
[7,14.1,200,26,60,1.65,0.92,200,1,1.05,1.5714285714285712,0.87619047619047619]
[7,14.2,200,27,1,1.01,1.01,120,0,1.01,1,1]
[7,13.9,200,27,70,2.2400000000000002,0.99,280,1,1.1299999999999999,1.9823008849557526,0.87610619469026552]
[7,14.4,200,28,70,2.4,1.03,280,1,1.19,2.0168067226890756,0.86554621848739499]
[7,17.8,200,29,99,3.51,0.98,280,1,1.24,2.8306451612903225,0.79032258064516125]
[7,22.1,200,31,70,2.11,0.85,120,1,1.2,1.7583333333333333,0.70833333333333337]
[7,23,200,32,70,2.2400000000000002,0.87,120,1,1.25,1.7920000000000003,0.69599999999999995]
[7,16.600000000000001,200,32,70,3.14,1.19,280,1,1.4,2.2428571428571429,0.85]
[7,14.2,220,20,99,1.68,0.59,200,1,0.77,2.1818181818181817,0.76623376623376616]
[7,11.3,220,21,70,1.41,0.78,280,1,0.86,1.6395348837209303,0.90697674418604657]
[7,13.8,220,22,99,2.2200000000000002,0.75,280,1,0.92,2.4130434782608696,0.81521739130434778]
[7,14.4,220,23,99,2.42,0.8,280,1,0.98,2.4693877551020407,0.81632653061224492]
[7,11.9,220,24,60,1.61,0.95,280,1,1.04,1.5480769230769231,0.91346153846153844]
[7,11.6,220,25,1,1.06,1.06,200,0,1.06,1,1]
[7,11.8,220,26,1,1.1200000000000001,1.1200000000000001,200,0,1.1200000000000001,1,1]
[7,12.4,220,27,50,1.76,1.1200000000000001,280,1,1.22,1.4426229508196722,0.91803278688524603]
[7,10.9,220,28,1,1.28,1.28,280,0,1.28,1,1]
[7,15.4,220,29,1,1.17,1.17,120,0,1.17,1,1]
[7,11.3,220,30,1,1.39,1.39,280,0,1.39,1,1]
[7,18.899999999999999,220,31,50,1.67,1.04,120,1,1.28,1.3046875,0.8125]
[7,11.6,220,32,1,1.51,1.51,280,0,1.51,1,1]
[8,8.8000000000000007,40,20,50,0.18,0.16,200,1,0.16,1.125,1]
[8,8.5,40,21,1,0.17,0.17,280,0,0.17,1,1]
[8,10.199999999999999,40,22,99,0.5,0.18,200,1,0.19,2.6315789473684212,0.94736842105263153]
[8,8.9,40,22,60,0.28999999999999998,0.18,280,{"$f":"IF(F9814<>G9814,1,0)","v":1},0.19,{"$f":"F9814/J9814","v":1.5263157894736841},0.94736842105263153]
[8,10.1,40,24,50,0.28999999999999998,0.21,120,1,0.21,1.3809523809523809,1]
[8,10,40,25,70,0.46,0.22,200,1,0.22,2.0909090909090908,1]
[8,11,40,26,60,0.42,0.23,120,1,0.24,1.75,0.95833333333333337]
[8,9.6999999999999993,40,27,50,0.39,0.24,200,1,0.25,1.56,0.96]
[8,10,40,27,60,0.46,0.24,200,1,0.25,1.84,0.96]
[8,9.5,40,28,60,0.5,0.26,280,1,0.26,1.9230769230769229,1]
[8,9.6999999999999993,40,29,60,0.54,0.27,280,1,0.27,2,1]
[8,10.1,40,30,50,0.49,0.28000000000000003,200,1,0.28999999999999998,1.6896551724137931,0.9655172413793105]
[8,12.7,40,32,60,0.66,0.3,120,1,0.31,2.1290322580645165,0.96774193548387089]
[8,10.4,40,32,50,0.56999999999999995,0.3,200,1,0.31,1.8387096774193548,0.96774193548387089]
[8,12.2,60,20,99,0.59,0.22,120,1,0.24,2.4583333333333335,0.91666666666666674]
[8,10,60,21,70,0.46,0.25,200,1,0.26,1.7692307692307692,0.96153846153846145]
[8,9.1999999999999993,60,22,1,0.28000000000000003,0.28000000000000003,200,0,0.28000000000000003,1,1]
[8,9.6999999999999993,60,23,70,0.56999999999999995,0.28999999999999998,280,1,0.3,1.9,0.96666666666666667]
[8,9.9,60,24,70,0.62,0.31,280,1,0.31,2,1]
[8,14.5,60,25,99,0.91,0.3,120,1,0.33,2.7575757575757573,0.90909090909090906]
[8,15.1,60,26,99,0.99,0.32,120,1,0.35,2.8285714285714287,0.91428571428571437]
[8,15.6,60,27,99,1.06,0.33,120,1,0.37,2.8648648648648649,0.891891891891892]
[8,16.100000000000001,60,28,99,1.1399999999999999,0.35,120,1,0.38,2.9999999999999996,0.92105263157894735]
[8,13.4,60,29,99,1.26,0.38,200,1,0.41,3.0731707317073171,0.92682926829268297]
[8,14.8,60,30,70,0.94,0.39,120,1,0.42,2.2380952380952381,0.9285714285714286]
[8,11.1,60,31,1,0.44,0.44,120,0,0.44,1,1]
[8,11.3,60,32,1,0.46,0.46,120,0,0.46,1,1]
[8,10.9,80,20,60,0.4,0.28999999999999998,120,1,0.31,1.2903225806451615,0.93548387096774188]
[8,9.4,80,21,1,0.34,0.34,200,0,0.34,1,1]
[8,9.6,80,22,1,0.36,0.36,200,0,0.36,1,1]
[8,12.1,80,23,60,0.56999999999999995,0.35,120,1,0.38,1.4999999999999998,0.92105263157894735]
[8,9.6,80,23,50,0.51,0.38,280,1,0.39,1.3076923076923077,0.97435897435897434]
[8,9.8000000000000007,80,24,50,0.56999999999999995,0.4,280,1,0.41,1.3902439024390243,0.97560975609756106]
[8,12.5,80,26,50,0.63,0.42,120,1,0.45,1.4,0.93333333333333324]
[8,13,80,27,50,0.69,0.45,120,1,0.48,1.4375,0.93750000000000011]
[8,13.4,80,28,50,0.75,0.47,120,1,0.5,1.5,0.94]
[8,12.1,80,28,60,0.95,0.48,200,1,0.51,1.8627450980392155,0.94117647058823528]
[8,12.4,80,29,60,1.03,0.51,200,1,0.53,1.9433962264150944,0.96226415094339623]
[8,12.1,80,31,1,0.56999999999999995,0.56999999999999995,120,0,0.56999999999999995,1,{"$f":"G10327/J10327","v":1}]
[8,11.7,80,31,60,1.2,0.56000000000000005,280,1,0.57999999999999996,2.0689655172413794,0.9655172413793105]
[8,11.9,80,32,60,1.29,0.57999999999999996,280,1,0.61,2.1147540983606556,0.95081967213114749]
[8,11,100,20,99,0.98,0.36,280,1,0.39,2.5128205128205128,0.92307692307692302]
[8,12.5,100,21,70,0.63,0.36,120,1,0.4,1.575,0.89999999999999991]
[8,10.8,100,22,60,0.66,0.42,200,1,0.44,1.5,0.95454545454545447]
[8,10.7,100,23,70,0.89,0.46,280,1,0.48,1.8541666666666667,0.95833333333333337]
[8,12.1,100,24,70,0.95,0.47,200,1,0.5,1.9,0.94]
[8,11,100,24,70,0.98,0.48,280,1,0.51,1.9215686274509802,0.94117647058823528]
[8,10.8,100,25,60,0.92,0.52,280,1,0.54,1.7037037037037037,0.96296296296296291]
[8,13,100,26,99,1.64,0.52,280,1,0.56999999999999995,2.8771929824561404,0.91228070175438603]
[8,11.3,100,27,60,1.0900000000000001,0.56999999999999995,280,1,0.6,1.8166666666666669,0.95]
[8,20.6,100,29,99,1.76,0.49,120,1,0.63,2.7936507936507935,0.77777777777777779]
[8,14.5,100,30,70,1.52,0.62,200,1,0.68,2.2352941176470589,0.91176470588235292]
[8,11.6,100,30,50,1.1599999999999999,0.66,280,{"$f":"IF(F10518<>G10518,1,0)","v":1},0.69,{"$f":"F10518/J10518","v":1.681159420289855},0.95652173913043492]
[8,10.199999999999999,100,31,1,0.72,0.72,280,0,0.72,1,1]
[8,15.5,100,32,99,2.4500000000000002,0.67,280,1,0.75,3.2666666666666671,0.89333333333333342]
[8,9.4,120,20,1,0.45,0.45,280,0,0.45,1,1]
[8,16.2,120,22,99,1.1499999999999999,0.38,120,1,0.5,2.2999999999999998,0.76]
[8,16.899999999999999,120,23,99,1.25,0.41,120,1,0.53,2.3584905660377355,0.7735849056603773]
[8,14.2,120,23,99,1.43,0.48,200,1,0.55000000000000004,2.5999999999999996,0.87272727272727257]
[8,9.8000000000000007,120,24,1,0.6,0.6,280,0,0.6,1,1]
[8,15.2,120,25,99,1.68,0.54,200,1,0.63,2.6666666666666665,0.85714285714285721]
[8,11,120,26,50,0.98,0.64,280,1,0.67,1.4626865671641789,0.95522388059701491]
[8,13,120,28,1,0.7,0.7,120,0,0.7,1,1]
[8,14.5,120,28,70,1.51,0.66,200,1,0.73,2.0684931506849318,0.90410958904109595]
[8,13.2,120,29,50,1.2,0.71,200,1,0.76,1.5789473684210527,0.93421052631578938]
[8,13.6,120,30,50,1.3,0.74,200,1,0.8,1.625,0.92499999999999993]
[8,15,120,31,60,1.63,0.76,200,1,0.83,1.963855421686747,0.9156626506024097]
[8,12.8,120,32,50,1.56,0.83,280,1,0.88,1.7727272727272727,0.94318181818181812]
[8,9.6999999999999993,140,20,50,0.55000000000000004,0.51,280,1,0.52,1.0576923076923077,0.98076923076923073]
[8,10.6,140,21,50,0.6,0.53,200,1,0.55000000000000004,1.0909090909090908,0.96363636363636362]
[8,13.1,140,22,60,0.72,0.5,120,1,0.56000000000000005,1.2857142857142856,0.89285714285714279]
[8,13.7,140,23,60,0.8,0.53,120,1,0.6,1.3333333333333335,0.88333333333333341]
[8,11.7,140,24,50,0.86,0.64,200,1,0.67,1.2835820895522387,0.95522388059701491]
[8,12.9,140,25,60,1.1399999999999999,0.65,200,1,0.71,1.6056338028169013,0.91549295774647899]
[8,11.2,140,26,1,0.75,0.75,200,0,0.75,1,1]
[8,12.7,140,26,70,1.53,0.71,280,1,0.76,2.013157894736842,0.93421052631578938]
[8,13.1,140,27,70,1.65,0.74,280,1,0.81,2.0370370370370368,0.9135802469135802]
[8,11.7,140,29,1,0.87,0.87,200,0,0.87,1,1]
[8,19.8,140,30,70,1.65,0.68,120,1,0.86,1.9186046511627906,0.79069767441860472]
[8,20.6,140,31,70,1.76,0.7,120,1,0.9,1.9555555555555555,0.77777777777777768]
[8,26.1,140,32,99,2.52,0.6,120,1,0.94,2.6808510638297873,0.63829787234042556]
[8,21,140,32,99,3.04,0.78,200,1,0.99,3.0707070707070709,0.78787878787878796]
[8,13.6,160,20,99,1.31,0.47,200,1,0.56000000000000005,2.339285714285714,0.83928571428571419]
[8,14.5,160,22,70,0.9,0.51,120,1,0.61,1.4754098360655739,0.83606557377049184]
[8,13.2,160,22,99,1.71,0.57999999999999996,280,1,0.67,2.5522388059701488,0.86567164179104461]
[8,15.2,160,23,70,1,0.54,120,1,0.66,1.5151515151515151,0.81818181818181823]
[8,11.2,160,24,1,0.75,0.75,200,0,0.75,1,1]
[8,11.4,160,25,1,0.79,0.79,200,0,0.79,1,1]
[8,16,160,26,60,1.1200000000000001,0.66,120,1,0.78,1.4358974358974359,0.84615384615384615]
[8,10.8,160,27,1,0.9,0.9,280,0,0.9,1,1]
[8,14.2,160,28,1,0.87,0.87,120,0,0.87,1,1]
[8,16.7,160,29,50,1.21,0.78,120,1,0.91,1.3296703296703296,0.8571428571428571]
[8,17.3,160,30,50,1.31,0.81,120,1,0.95,1.3789473684210527,0.85263157894736852]
[8,12.5,160,31,1,1.06,1.06,200,0,1.06,1,1]
[8,15.4,160,32,1,1.04,1.04,120,0,1.04,1,1]
[8,10.6,180,20,50,0.61,0.61,200,0,0.61,1,1]
[8,10,180,20,50,0.65,0.62,280,1,0.64,1.015625,0.96875]
[8,13.2,180,21,99,1.69,0.59,280,1,0.69,2.4492753623188408,0.85507246376811596]
[8,13.2,180,23,50,0.73,0.65,120,1,0.71,1.028169014084507,0.91549295774647899]
[8,14.2,180,23,99,2.02,0.67,280,1,0.79,2.5569620253164556,0.84810126582278478]
[8,15.7,180,25,60,1.08,0.68,120,1,0.8,1.35,0.85]
[8,13.2,180,26,50,1.22,0.84,200,1,0.92,1.326086956521739,0.91304347826086951]
[8,13.6,180,26,70,1.83,0.84,280,1,0.94,1.946808510638298,0.89361702127659581]
[8,15.8,180,27,70,1.83,0.82,200,1,0.96,1.9062500000000002,0.85416666666666663]
[8,13.7,180,28,60,1.85,0.95,280,1,1.04,1.778846153846154,0.91346153846153844]
[8,14.1,180,29,60,2,0.99,280,1,1.0900000000000001,1.8348623853211008,0.90825688073394484]
[8,20.2,180,31,60,1.71,0.84,120,1,1.08,1.5833333333333333,0.77777777777777768]
[8,21,180,32,60,1.82,0.86,120,1,1.1200000000000001,1.625,0.76785714285714279]
[8,14.5,180,32,50,2.11,1.1299999999999999,280,1,1.24,1.7016129032258063,0.91129032258064513]
[8,12.2,200,20,70,0.99,0.6,200,1,0.66,1.5,0.90909090909090906]
[8,10.5,200,21,50,0.81,0.72,280,1,0.75,1.08,0.96]
[8,12.2,200,22,70,1.36,0.73,280,1,0.8,1.7,0.91249999999999998]
[8,12.6,200,23,70,1.5,0.77,280,1,0.86,1.7441860465116279,0.89534883720930236]
[8,10.8,200,24,1,0.91,0.91,280,0,0.91,1,1]
[8,21,200,25,99,1.81,0.52,120,1,0.86,2.1046511627906979,0.60465116279069775]
[8,21.9,200,26,99,1.95,0.54,120,1,0.91,2.1428571428571428,0.59340659340659341]
[8,19.5,200,27,99,2.68,0.76,200,1,1.04,2.5769230769230771,0.73076923076923073]
[8,20.399999999999999,200,28,99,2.88,0.79,200,1,1.1000000000000001,2.6181818181818177,0.71818181818181814]
[8,21.2,200,29,99,3.08,0.82,200,1,1.1499999999999999,2.6782608695652175,0.71304347826086956]
[8,22.1,200,30,99,3.28,0.85,200,1,1.2,2.7333333333333334,0.70833333333333337]
[8,16.3,200,31,1,1.1599999999999999,1.1599999999999999,120,0,1.1599999999999999,1,1]
[8,19.8,200,32,70,2.74,1.04,200,1,1.31,2.0916030534351147,0.79389312977099236]
[8,11.1,220,20,1,0.72,0.72,200,0,0.72,1,1]
[8,11.3,220,21,1,0.77,0.77,200,0,0.77,1,1]
[8,13,220,21,70,1.17,0.68,200,1,0.77,1.5194805194805194,0.88311688311688319]
[8,11,220,22,50,0.98,0.82,280,1,0.86,1.1395348837209303,0.95348837209302317]
[8,11.4,220,23,50,1.1100000000000001,0.88,280,1,0.92,1.2065217391304348,0.9565217391304347]
[8,13.8,220,24,60,1.35,0.84,200,1,0.95,1.4210526315789476,0.88421052631578945]
[8,15.6,220,26,50,1.06,0.85,120,1,0.97,1.0927835051546393,0.87628865979381443]
[8,16.3,220,27,50,1.1599999999999999,0.88,120,1,1.02,1.1372549019607843,0.86274509803921573]
[8,14.4,220,27,50,1.49,1.01,200,1,1.1200000000000001,1.3303571428571428,0.90178571428571419]
[8,16.2,220,28,60,1.9,1,200,1,1.18,1.6101694915254237,0.84745762711864414]
[8,13.9,220,29,50,1.93,1.1599999999999999,280,1,{"$f":"IF(F11673/G11673=1,F11673,J11672)","v":1.28},1.5078125,0.90624999999999989]
[8,13.5,220,30,1,1.29,1.29,200,0,1.29,1,1]
[8,16,220,31,60,2.62,1.21,280,1,1.39,1.8848920863309355,0.87050359712230219]
[8,14,220,32,1,1.4,1.4,200,0,1.4,1,1]
[9,10.7,40,20,70,0.24,0.14000000000000001,120,1,0.15,1.6,0.93333333333333346]
[9,11,40,21,70,0.28000000000000003,0.16,120,1,0.16,1.7500000000000002,1]
[9,12.4,40,22,99,0.47,0.16,120,1,0.17,2.7647058823529407,0.94117647058823528]
[9,10.5,40,23,70,0.35,0.18,200,1,0.19,1.8421052631578947,0.94736842105263153]
[9,10.1,40,23,70,0.35,0.18,280,1,0.19,1.8421052631578947,0.94736842105263153]
[9,12,40,25,70,0.42,0.2,120,1,0.21,2,0.95238095238095244]
[9,10.9,40,25,99,0.62,0.2,280,1,0.21,2.9523809523809526,0.95238095238095244]
[9,12.6,40,27,70,0.5,0.23,120,1,0.24,2.0833333333333335,0.95833333333333337]
[9,12.3,40,28,60,0.47,0.24,120,1,0.25,1.88,0.96]
[9,11.5,40,29,70,0.59,0.25,200,1,{"$f":"IF(F11865/G11865=1,F11865,J11864)","v":0.26},2.2692307692307692,0.96153846153846145]
[9,12.9,40,30,60,0.55000000000000004,0.26,120,1,0.27,2.0370370370370372,0.96296296296296291]
[9,9.8000000000000007,40,30,1,0.27,0.27,280,0,0.27,1,1]
[9,11.9,40,31,99,0.95,0.27,280,1,0.28000000000000003,3.3928571428571423,0.9642857142857143]
[9,10.5,60,20,50,0.21,0.21,120,0,0.21,1,1]
[9,10.7,60,21,1,0.24,0.24,120,0,0.24,1,1]
[9,13.8,60,22,99,0.67,0.23,120,1,0.25,2.68,0.92]
[9,11,60,23,1,0.27,0.27,120,0,0.27,1,1]
[9,9.8000000000000007,60,23,1,0.28000000000000003,0.28000000000000003,280,0,0.28000000000000003,1,1]
[9,9.9,60,24,1,0.3,0.3,280,0,0.3,1,1]
[9,11.8,60,25,99,0.92,0.3,280,1,0.31,2.967741935483871,0.96774193548387089]
[9,11.5,60,27,1,0.35,0.35,120,0,0.35,1,1]
[9,11.6,60,28,1,0.36,0.36,120,0,0.36,1,1]
[9,11.5,60,28,70,0.82,0.36,280,1,0.37,2.2162162162162162,0.97297297297297292]
[9,11.7,60,29,50,0.63,0.38,200,1,0.39,1.6153846153846154,0.97435897435897434]
[9,11.9,60,30,70,0.95,0.39,280,1,0.41,2.3170731707317072,0.95121951219512202]
[9,11.3,60,31,50,0.75,0.41,280,1,0.42,1.7857142857142858,0.97619047619047616]
[9,11.5,60,32,50,0.8,0.43,280,1,0.44,1.8181818181818183,0.97727272727272729]
[9,10.199999999999999,80,20,60,0.38,0.28000000000000003,280,1,0.28999999999999998,1.3103448275862071,0.9655172413793105]
[9,11.9,80,21,60,0.4,0.28999999999999998,120,1,0.31,1.2903225806451615,0.93548387096774188]
[9,12.3,80,22,60,0.46,0.31,120,1,0.33,1.393939393939394,0.93939393939393934]
[9,10.5,80,22,60,0.51,0.33,280,1,0.34,1.5,0.97058823529411764]
[9,11.7,80,24,60,0.62,0.37,200,1,0.39,1.5897435897435896,0.94871794871794868]
[9,11.9,80,25,60,0.69,0.39,200,1,0.41,1.6829268292682926,0.95121951219512202]
[9,10.8,80,25,50,0.57999999999999996,0.4,280,1,0.41,1.4146341463414633,0.97560975609756106]
[9,11.8,80,26,70,0.9,0.42,280,1,0.44,2.0454545454545454,0.95454545454545447]
[9,10.4,80,27,1,0.46,0.46,280,0,0.46,1,1]
[9,16.5,80,29,70,1.05,0.44,120,1,0.5,2.1,0.88]
[9,17.100000000000001,80,30,70,1.1299999999999999,0.46,120,1,0.52,2.1730769230769229,0.88461538461538458]
[9,10.6,80,30,1,0.53,0.53,280,0,0.53,1,1]
[9,16.7,80,31,99,1.8,0.5,200,1,0.55000000000000004,3.2727272727272725,0.90909090909090906]
[9,17.3,80,32,99,1.92,0.52,200,1,0.57999999999999996,3.3103448275862069,0.89655172413793116]
[9,12.8,100,20,99,0.88,0.32,200,1,0.35,2.5142857142857147,0.91428571428571437]
[9,12.1,100,21,99,1.01,0.36,280,1,0.38,2.6578947368421053,0.94736842105263153]
[9,15.9,100,22,99,0.97,0.33,120,1,0.4,2.4249999999999998,0.82499999999999996]
[9,12.4,100,23,70,0.8,0.41,200,1,0.44,1.8181818181818183,0.93181818181818177]
[9,11,100,24,1,0.47,0.47,200,0,0.47,1,1]
[9,13.2,100,25,70,0.97,0.47,200,1,0.5,1.94,0.94]
[9,10.6,100,26,1,0.54,0.54,280,0,0.54,1,1]
[9,10.7,100,27,1,0.56999999999999995,0.56999999999999995,280,0,0.56999999999999995,1,1]
[9,13.6,100,28,60,1.08,0.55000000000000004,200,1,0.59,1.8305084745762714,0.93220338983050854]
[9,15.3,100,29,50,0.88,0.55000000000000004,120,1,0.6,1.4666666666666668,0.91666666666666674]
[9,11.8,100,30,1,0.65,0.65,200,0,0.65,1,1]
[9,13.9,100,31,50,1.1499999999999999,0.64,200,1,0.68,1.6911764705882351,0.94117647058823528]
[9,14.3,100,32,50,1.24,0.67,200,1,0.71,1.7464788732394367,0.94366197183098599]
[9,12.9,100,32,50,1.27,0.68,280,1,0.71,1.7887323943661972,0.9577464788732396]
[9,10.9,120,21,1,0.45,0.45,200,0,0.45,1,1]
[9,10.9,120,21,60,0.62,0.44,280,1,0.45,1.3777777777777778,0.97777777777777775]
[9,12.8,120,23,50,0.54,0.47,120,1,0.5,1.08,0.94]
[9,18.2,120,24,99,1.28,0.4,120,{"$f":"IF(F12566<>G12566,1,0)","v":1},0.53,{"$f":"F12566/J12566","v":2.4150943396226414},0.75471698113207553]
[9,12.3,120,25,50,0.78,0.56000000000000005,200,1,0.59,1.3220338983050848,0.94915254237288149]
[9,19.8,120,26,99,1.51,0.44,120,1,0.6,2.5166666666666666,0.73333333333333339]
[9,14.2,120,26,70,1.22,0.56999999999999995,200,1,0.62,1.967741935483871,0.91935483870967738]
[9,12.6,120,27,60,1.19,0.63,280,1,0.67,1.7761194029850744,0.94029850746268651]
[9,18.7,120,29,70,1.35,0.56999999999999995,120,1,0.7,1.9285714285714288,0.81428571428571428]
[9,18,120,30,60,1.26,0.62,120,1,0.73,1.726027397260274,0.84931506849315075]
[9,18.7,120,31,60,1.35,0.65,120,1,0.77,1.7532467532467533,0.84415584415584421]
[9,19.399999999999999,120,32,60,1.45,0.67,120,1,0.8,1.8124999999999998,0.83750000000000002]
[9,17.2,120,32,70,1.92,0.74,200,1,0.83,2.3132530120481927,0.89156626506024095]
[9,12.1,140,20,70,0.71,0.43,200,1,0.46,1.543478260869565,0.93478260869565211]
[9,12.4,140,21,50,0.48,0.48,120,0,0.48,1,1]
[9,12,140,22,70,0.97,0.52,280,1,0.56000000000000005,1.732142857142857,0.92857142857142849]
[9,13.2,140,23,50,0.57999999999999996,0.52,120,1,0.56000000000000005,1.0357142857142856,0.92857142857142849]
[9,18.899999999999999,140,24,99,1.38,0.43,120,1,{"$f":"IF(F12761/G12761=1,F12761,J12760)","v":0.6},2.2999999999999998,0.71666666666666667]
[9,19.8,140,25,99,1.5,0.45,120,1,0.64,2.34375,0.703125]
[9,13.8,140,26,1,0.67,0.67,120,0,0.67,1,1]
[9,18,140,27,99,2.09,0.61,200,1,0.75,2.7866666666666666,0.81333333333333335]
[9,18.7,140,28,99,2.25,0.64,200,1,0.79,2.8481012658227849,0.810126582278481]
[9,14.6,140,29,1,0.79,0.79,120,0,0.79,1,1]
[9,14.9,140,30,1,0.83,0.83,120,0,0.83,1,1]
[9,15.2,140,31,1,0.86,0.86,120,0,0.86,1,1]
[9,18,140,31,99,2.93,0.79,280,1,0.92,3.1847826086956523,0.85869565217391308]
[9,11.2,160,20,1,0.52,0.52,200,0,0.52,1,1]
[9,11.4,160,21,1,0.56000000000000005,0.56000000000000005,200,0,0.56000000000000005,1,1]
[9,11.9,160,21,70,0.95,0.54,280,1,0.57999999999999996,1.6379310344827587,0.93103448275862077]
[9,11.1,160,22,50,0.7,0.61,280,1,0.62,1.129032258064516,0.9838709677419355]
[9,12.6,160,23,70,1.19,0.62,280,{"$f":"IF(F12950<>G12950,1,0)","v":1},0.67,{"$f":"F12950/J12950","v":1.7761194029850744},0.9253731343283581]
[9,14.6,160,25,50,0.78,0.63,120,1,0.7,1.1142857142857143,0.9]
[9,15.2,160,26,50,0.86,0.66,120,1,0.74,1.1621621621621621,0.891891891891892]
[9,13.1,160,26,60,1.35,0.75,280,1,0.81,1.6666666666666667,0.92592592592592582]
[9,14.9,160,27,60,1.38,0.75,200,1,0.83,1.6626506024096386,0.90361445783132532]
[9,15.4,160,28,60,1.5,0.78,200,1,0.88,1.7045454545454546,0.88636363636363635]
[9,13.5,160,29,50,1.46,0.88,280,1,0.94,1.5531914893617023,0.93617021276595747]
[9,14.8,160,30,60,1.88,0.9,280,1,0.99,1.898989898989899,0.90909090909090917]
[9,20.100000000000001,160,31,60,1.54,0.76,120,1,0.95,1.6210526315789475,0.8]
[9,12.3,160,32,1,1.08,1.08,280,0,1.08,1,1]
[9,13.8,180,20,70,0.67,0.45,120,1,0.52,1.2884615384615385,0.86538461538461542]
[9,10.9,180,21,1,0.63,0.63,280,0,0.63,1,1]
[9,13.6,180,22,70,1.07,0.59,200,1,0.67,1.5970149253731343,0.88059701492537301]
[9,12.5,180,22,70,1.1599999999999999,0.63,280,1,0.69,1.681159420289855,0.91304347826086962]
[9,17.2,180,24,99,1.91,0.6,200,1,0.77,2.4805194805194803,0.77922077922077915]
[9,15.4,180,24,99,2.08,0.66,280,1,0.79,2.6329113924050631,0.83544303797468356]
[9,18.100000000000001,180,26,70,1.27,0.63,120,1,0.8,1.5874999999999999,0.78749999999999998]
[9,16.399999999999999,180,27,70,1.72,0.78,200,1,0.92,1.8695652173913042,0.84782608695652173]
[9,23.8,180,28,99,2.06,0.54,120,1,0.9,2.2888888888888888,0.6]
[9,20.2,180,28,99,2.61,0.72,200,1,0.96,2.71875,0.75]
[9,17.100000000000001,180,30,60,1.88,0.92,200,1,1.06,1.7735849056603772,0.86792452830188682]
[9,19,180,30,99,3.27,0.88,280,1,1.0900000000000001,3,0.80733944954128434]
[9,19.7,180,31,99,3.5,0.91,280,1,1.1399999999999999,3.0701754385964914,0.79824561403508787]
[9,16.899999999999999,180,32,50,1.84,1.03,200,1,{"$f":"IF(F13273/G13273=1,F13273,J13272)","v":1.1599999999999999},1.5862068965517244,0.88793103448275867]
[9,17.600000000000001,200,21,99,1.21,0.4,120,1,0.61,1.9836065573770492,0.65573770491803285]
[9,11.8,200,21,50,0.66,0.66,200,0,0.66,1,1]
[9,12.2,200,22,50,0.74,0.69,200,1,0.72,1.0277777777777779,0.95833333333333326]
[9,11.5,200,23,1,0.8,0.8,280,0,{"$f":"IF(F13337/G13337=1,F13337,J13336)","v":0.8},1,1]
[9,12.6,200,24,1,0.83,0.83,200,0,0.83,1,1]
[9,15.2,200,26,1,0.86,0.86,120,0,0.86,1,1]
[9,15.5,200,27,1,0.91,0.91,120,0,0.91,1,1]
[9,23.2,200,27,99,1.98,0.53,120,1,0.91,2.1758241758241756,0.58241758241758246]
[9,15.1,200,28,50,1.42,0.94,200,1,1.04,1.3653846153846152,0.90384615384615374]
[9,15.7,200,29,50,1.55,0.98,200,1,1.1000000000000001,1.4090909090909089,0.89090909090909087]
[9,26.3,200,30,99,2.41,0.56999999999999995,120,1,1.06,2.2735849056603774,0.53773584905660365]
[9,15.1,200,31,50,1.99,1.1299999999999999,280,1,1.24,1.6048387096774193,0.91129032258064513]
[9,23.6,200,32,70,2.0299999999999998,0.8,120,1,{"$f":"IF(F13465/G13465=1,F13465,J13464)","v":1.1599999999999999},1.75,0.68965517241379315]
[9,13.2,220,20,60,0.57999999999999996,0.55000000000000004,120,1,0.59,0.98305084745762705,0.93220338983050854]
[9,13.8,220,21,60,0.67,0.59,120,1,0.64,1.046875,0.92187499999999989]
[9,14.5,220,22,60,0.77,0.62,120,1,0.7,1.1000000000000001,0.88571428571428579]
[9,13.7,220,23,60,1.1100000000000001,0.75,200,1,{"$f":"IF(F13529/G13529=1,F13529,J13528)","v":0.83},1.3373493975903616,0.90361445783132532]
[9,14.3,220,24,60,1.23,0.79,200,1,0.89,1.3820224719101124,0.88764044943820231]
[9,16.600000000000001,220,25,60,1.06,0.72,120,1,0.86,1.2325581395348839,0.83720930232558133]
[9,14.5,220,25,70,1.78,0.86,280,1,0.98,1.8163265306122449,0.87755102040816324]
[9,15,220,26,70,1.95,0.91,280,1,1.04,1.875,0.875]
[9,17.3,220,28,50,1.1599999999999999,0.88,120,1,1.02,1.1372549019607843,0.86274509803921573]
[9,21.2,220,29,70,1.71,0.77,120,1,1.07,1.5981308411214952,0.71962616822429903]
[9,18.8,220,30,50,1.36,0.94,120,1,1.1200000000000001,1.2142857142857142,0.83928571428571419]
[9,23.2,220,30,99,3.3,0.83,200,1,1.23,2.6829268292682924,0.67479674796747968]
[9,24.2,220,31,99,3.52,0.86,200,1,1.29,2.7286821705426356,0.66666666666666663]
[10,11,40,20,1,0.13,0.13,120,0,0.13,1,1]
[10,11.1,40,20,99,0.36,0.13,280,1,0.13,2.7692307692307692,1]
[10,11.2,40,21,99,0.4,0.14000000000000001,280,1,0.15,2.666666666666667,0.93333333333333346]
[10,11.4,40,22,99,0.45,0.16,280,1,0.16,2.8125,1]
[10,10.7,40,23,1,0.17,0.17,200,0,0.17,1,1]
[10,12.3,40,24,99,0.54,0.18,200,1,0.19,2.8421052631578947,0.94736842105263153]
[10,11.2,40,25,70,0.4,0.19,280,1,0.2,2,0.95]
[10,10.6,40,26,1,0.21,0.21,280,0,0.21,1,1]
[10,11.6,40,27,1,0.22,0.22,120,0,0.22,1,1]
[10,11.4,40,28,60,0.45,0.23,280,1,0.24,1.8750000000000002,0.95833333333333337]
[10,12.8,40,29,50,0.4,0.24,120,1,0.25,1.6,0.96]
[10,11.5,40,29,60,0.49,0.24,280,1,0.25,1.96,0.96]
[10,12,40,31,50,0.47,0.27,200,1,0.27,1.7407407407407405,1]
[10,11.5,40,31,50,0.48,0.27,280,1,0.27,1.7777777777777777,1]
[10,11.6,40,32,50,0.51,0.28000000000000003,280,1,0.28000000000000003,1.8214285714285714,1]
[10,10.8,60,20,60,0.25,0.2,280,1,0.2,1.25,1]
[10,11.8,60,22,50,0.25,0.23,120,1,0.23,1.0869565217391304,1]
[10,10.7,60,22,1,0.24,0.24,280,0,0.24,1,1]
[10,11.5,60,24,50,0.35,0.27,200,1,0.27,1.2962962962962961,1]
[10,11.9,60,24,60,0.44,0.27,200,1,0.27,1.6296296296296295,1]
[10,13.7,60,25,99,0.86,0.28000000000000003,200,1,0.28999999999999998,2.9655172413793105,0.9655172413793105]
[10,11.7,60,26,60,0.55000000000000004,0.31,280,1,0.31,1.774193548387097,1]
[10,14.4,60,27,99,1.01,0.31,200,1,0.33,3.0606060606060606,0.93939393939393934]
[10,12.4,60,28,70,0.77,0.34,280,1,0.35,2.2000000000000002,0.97142857142857153]
[10,15.3,60,30,60,0.74,0.36,120,1,0.38,1.9473684210526316,0.94736842105263153]
[10,13.8,60,30,70,0.9,0.37,200,1,0.39,2.3076923076923075,0.94871794871794868]
[10,14.1,60,31,70,0.96,0.38,200,1,0.4,2.4,0.95]
[10,14.4,60,32,70,1.03,0.4,200,1,0.42,2.4523809523809526,0.95238095238095244]
[10,11.4,80,20,60,0.32,0.25,200,1,0.26,1.2307692307692308,0.96153846153846145]
[10,11.5,80,21,70,0.49,0.28000000000000003,280,1,0.28000000000000003,1.7499999999999998,1]
[10,11.7,80,22,70,0.55000000000000004,0.3,280,1,{"$f":"IF(F14105/G14105=1,F14105,J14104)","v":0.31},1.774193548387097,0.96774193548387089]
[10,11.7,80,23,50,0.39,0.33,200,1,0.34,1.1470588235294117,0.97058823529411764]
[10,16.8,80,24,99,0.95,0.3,120,1,0.35,2.7142857142857144,0.85714285714285721]
[10,17.399999999999999,80,25,99,1.03,0.32,120,1,0.38,2.7105263157894739,0.84210526315789469]
[10,12.4,80,26,50,0.56999999999999995,0.4,200,1,0.41,1.3902439024390243,0.97560975609756106]
[10,15.6,80,27,99,1.31,0.4,200,1,0.43,3.0465116279069768,0.93023255813953498]
[10,12,80,28,1,0.46,0.46,200,0,0.46,1,1]
[10,13.4,80,29,1,0.47,0.47,120,0,0.47,1,1]
[10,13.6,80,30,1,0.5,0.5,120,0,0.5,1,1]
[10,12.3,80,31,1,0.53,0.53,200,0,0.53,1,1]
[10,12.4,80,32,1,0.55000000000000004,0.55000000000000004,200,0,0.55000000000000004,1,1]
[10,11.4,100,20,1,0.32,0.32,200,0,0.32,1,1]
[10,15.8,100,21,99,0.81,0.28000000000000003,120,1,0.34,2.3823529411764706,0.82352941176470595]
[10,11.1,100,21,50,0.35,0.35,280,0,0.35,1,1]
[10,11.3,100,22,50,0.41,0.38,280,1,0.38,1.0789473684210527,1]
[10,15.2,100,24,70,0.73,0.38,120,1,0.43,1.6976744186046511,0.88372093023255816]
[10,13.9,100,25,50,0.55000000000000004,0.43,120,1,0.46,1.1956521739130435,0.93478260869565211]
[10,16.399999999999999,100,26,70,0.89,0.43,120,1,0.49,1.8163265306122449,0.87755102040816324]
[10,13.6,100,26,60,0.84,0.47,200,1,0.5,1.68,0.94]
[10,14,100,27,60,0.92,0.5,200,1,0.53,1.7358490566037736,0.94339622641509424]
[10,16.5,100,28,60,0.91,0.48,120,1,0.55000000000000004,1.6545454545454545,0.87272727272727257]
[10,13.5,100,29,60,1.1399999999999999,0.56999999999999995,280,1,0.6,1.9,0.95]
[10,17.7,100,30,60,1.07,0.53,120,1,0.6,1.7833333333333334,0.88333333333333341]
[10,17,100,31,50,0.97,0.56999999999999995,120,1,0.63,1.5396825396825395,{"$f":"G14423/J14423","v":0.90476190476190466}]
[10,20.3,100,32,70,1.44,0.55000000000000004,120,1,0.66,2.1818181818181817,0.83333333333333337]
[10,11.9,120,20,60,0.44,0.36,200,1,0.37,1.1891891891891893,0.97297297297297292]
[10,12.8,120,21,1,0.39,0.39,120,0,0.39,1,1]
[10,13.2,120,22,70,0.74,0.41,200,1,0.45,1.6444444444444444,0.91111111111111098]
[10,12.4,120,22,70,0.78,0.43,280,1,0.45,1.7333333333333334,0.95555555555555549]
[10,14.1,120,23,99,1.34,0.44,280,1,0.49,2.7346938775510208,0.89795918367346939]
[10,16.399999999999999,120,25,70,0.9,0.45,120,1,0.53,1.6981132075471699,0.84905660377358494]
[10,14.9,120,25,99,1.6,0.5,280,1,0.56000000000000005,2.8571428571428572,0.89285714285714279]
[10,21.1,120,27,99,1.55,0.44,120,1,0.6,2.5833333333333335,0.73333333333333339]
[10,17.7,120,27,99,1.8,0.53,200,1,0.62,2.903225806451613,0.85483870967741937]
[10,14.4,120,28,70,1.42,0.62,280,1,0.67,2.1194029850746268,0.9253731343283581]
[10,12.2,120,29,1,0.7,0.7,280,0,0.7,1,1]
[10,17.2,120,30,99,2.35,0.65,280,1,0.74,3.1756756756756759,0.8783783783783784]
[10,14.7,120,31,60,1.54,0.72,280,1,0.77,2,0.93506493506493504]
[10,16.2,140,20,99,0.87,0.3,120,1,0.4,2.1749999999999998,0.74999999999999989]
[10,11.8,140,20,1,0.42,0.42,200,0,0.42,1,1]
[10,11.4,140,21,50,0.47,0.47,280,0,0.47,1,1]
[10,11.6,140,22,1,0.52,0.52,280,0,0.52,1,1]
[10,11.9,140,23,50,0.63,0.54,280,1,0.56000000000000005,1.125,0.9642857142857143]
[10,14.3,140,25,1,0.6,0.6,120,0,0.6,1,1]
[10,14.5,140,26,1,0.64,0.64,120,0,0.64,1,1]
[10,12.1,140,26,1,0.68,0.68,280,0,0.68,1,1]
[10,14.1,140,27,50,0.96,0.66,200,1,0.71,1.352112676056338,0.92957746478873249]
[10,14.6,140,28,50,1.06,0.7,200,1,0.75,1.4133333333333333,0.93333333333333324]
[10,20,140,29,99,2.3199999999999998,0.63,200,1,0.79,2.9367088607594933,0.79746835443037967]
[10,14.1,140,30,50,1.34,0.79,280,1,0.84,1.5952380952380953,0.94047619047619058]
[10,14.5,140,31,50,1.46,0.83,280,1,0.88,1.6590909090909089,0.94318181818181812]
[10,22.2,140,32,99,2.85,0.71,200,1,0.91,3.1318681318681318,0.78021978021978011]
[10,13.1,160,20,60,0.44,0.41,120,1,0.44,1,0.93181818181818177]
[10,13.4,160,21,70,0.79,0.47,200,1,0.51,1.5490196078431373,0.92156862745098034]
[10,13.1,160,22,60,0.73,0.53,200,1,0.56000000000000005,1.3035714285714284,0.9464285714285714]
[10,13.6,160,23,60,0.83,0.56999999999999995,200,1,0.61,1.360655737704918,0.93442622950819665]
[10,14.9,160,24,70,1.1299999999999999,0.57999999999999996,200,1,0.65,1.7384615384615383,0.89230769230769225]
[10,13.7,160,24,70,1.21,0.62,280,1,0.67,1.8059701492537312,0.9253731343283581]
[10,14.1,160,25,70,1.34,0.66,280,1,0.72,1.8611111111111114,0.91666666666666674]
[10,15,160,26,60,1.1599999999999999,0.68,200,1,0.74,1.5675675675675675,0.91891891891891897]
[10,19.600000000000001,160,28,70,1.34,0.61,120,1,0.78,1.7179487179487181,0.78205128205128205]
[10,20.399999999999999,160,29,70,1.45,0.64,120,1,0.83,1.7469879518072289,0.77108433734939763]
[10,15.4,160,29,50,1.27,0.81,200,1,0.88,1.4431818181818181,0.92045454545454553]
[10,21.6,160,30,99,2.7,0.7,200,1,{"$f":"IF(F15001/G15001=1,F15001,J15000)","v":0.92},2.9347826086956523,0.76086956521739124]
[10,16.8,160,31,70,2.23,0.87,280,1,0.99,2.2525252525252526,0.87878787878787878]
[10,14.3,160,32,1,1.01,1.01,200,0,1.01,1,1]
[10,14,180,20,99,1.3,0.46,280,1,0.53,2.4528301886792452,0.86792452830188682]
[10,12.4,180,21,1,0.56999999999999995,0.56999999999999995,200,0,0.56999999999999995,1,1]
[10,12.6,180,22,1,0.62,0.62,200,0,0.62,1,1]
[10,12.9,180,23,1,0.67,0.67,200,0,0.67,1,1]
[10,20.3,180,24,99,1.43,0.43,120,1,0.67,2.1343283582089549,0.64179104477611937]
[10,12.4,180,25,1,0.79,0.79,280,0,0.79,1,1]
[10,15.4,180,26,1,0.76,0.76,120,0,0.76,1,{"$f":"G15127/J15127","v":1}]
[10,19.2,180,27,70,1.29,0.62,120,1,0.8,1.6125,0.77499999999999991]
[10,17.100000000000001,180,28,50,1,0.75,120,1,0.85,1.1764705882352942,0.88235294117647056]
[10,14.1,180,29,1,0.96,0.96,200,0,0.96,1,1]
[10,20.100000000000001,180,30,60,1.41,0.75,120,1,0.94,1.5,0.79787234042553201]
[10,14.9,180,30,50,1.61,0.96,280,1,1.04,1.5480769230769231,0.92307692307692302]
[10,21.7,180,32,60,1.63,0.8,120,1,1.03,1.5825242718446602,0.77669902912621358]
[10,16.899999999999999,180,32,60,2.2400000000000002,1.01,280,1,1.1399999999999999,1.9649122807017547,0.88596491228070184]
[10,14,200,21,50,0.56000000000000005,0.56000000000000005,120,0,0.56000000000000005,1,1]
[10,14.4,200,22,50,0.61,0.61,120,0,0.61,1,1]
[10,15.3,200,23,60,0.74,0.57999999999999996,120,1,0.66,1.1212121212121211,0.87878787878787867]
[10,14,200,23,60,0.94,0.66,200,1,0.72,1.3055555555555556,0.91666666666666674]
[10,15.5,200,25,1,0.76,0.76,120,0,0.76,1,1]
[10,14,200,25,60,1.3,0.79,280,1,0.86,1.5116279069767442,{"$f":"G15319/J15319","v":0.91860465116279078}]
[10,14.4,200,26,60,1.44,0.83,280,1,0.91,1.5824175824175823,0.91208791208791207]
[10,18.3,200,27,99,2.7,0.77,280,1,0.96,2.8125000000000004,0.80208333333333337]
[10,19.7,200,29,60,1.35,0.77,120,1,0.96,1.4062500000000002,0.80208333333333337]
[10,21.2,200,29,70,1.56,0.7,120,1,0.96,1.6250000000000002,0.72916666666666663]
[10,17.399999999999999,200,30,70,2.4,0.97,280,1,1.1299999999999999,2.1238938053097347,0.8584070796460177]
[10,20,200,31,70,2.34,0.93,200,1,1.1499999999999999,2.0347826086956524,0.80869565217391315]
[10,18.5,200,32,70,2.77,1.05,280,1,1.24,2.2338709677419355,0.84677419354838712]
[10,12.7,220,20,70,0.9,0.56999999999999995,280,1,0.62,1.4516129032258065,0.91935483870967738]
[10,13.2,220,21,70,1.04,0.62,280,1,0.67,1.5522388059701493,0.9253731343283581]
[10,12.9,220,22,60,0.96,0.7,280,1,0.73,1.3150684931506849,0.95890410958904104]
[10,20,220,23,99,1.39,0.42,120,1,0.7,1.9857142857142858,0.6]
[10,20.9,220,24,99,1.52,0.44,120,1,0.75,2.0266666666666668,0.58666666666666667]
[10,13.8,220,24,60,1.24,0.79,280,1,0.86,1.4418604651162792,0.91860465116279078]
[10,20.2,220,26,99,2.37,0.67,200,1,0.95,2.4947368421052634,0.70526315789473693]
[10,21,220,27,99,2.56,0.7,200,1,1,2.56,0.7]
[10,14.2,220,27,50,1.39,0.97,280,1,1.04,1.3365384615384615,0.9326923076923076]
[10,17.3,220,29,1,1.02,1.02,120,0,1.02,1,1]
[10,13.5,220,29,1,1.1599999999999999,1.1599999999999999,280,0,1.1599999999999999,1,1]
[10,15.3,220,31,1,1.23,1.23,200,0,1.23,1,1]
[10,15.5,220,32,1,1.29,1.29,200,0,1.29,1,1]
[10,14.1,220,32,1,1.33,1.33,280,0,1.33,1,1]
[11,11.4,40,20,50,0.12,0.12,280,0,0.12,1,1]
[11,11.4,40,21,50,0.13,0.13,280,0,0.13,1,1]
[11,12.8,40,22,99,0.42,0.14000000000000001,200,1,0.14000000000000001,2.9999999999999996,1]
[11,12.5,40,24,50,0.2,0.17,120,1,0.17,1.1764705882352942,1]
[11,11.9,40,24,50,0.21,0.17,200,1,0.17,1.2352941176470587,1]
[11,12.6,40,25,70,0.37,0.18,200,1,{"$f":"IF(F15705/G15705=1,F15705,J15704)","v":0.18},2.0555555555555558,1]
[11,12.5,40,26,60,0.34,0.19,200,1,0.2,1.7,0.95]
[11,11.9,40,27,50,0.31,0.21,280,1,0.21,1.4761904761904763,1]
[11,12.8,40,28,60,0.41,0.22,200,1,0.22,1.8636363636363635,1]
[11,12.4,40,29,60,0.46,0.23,280,1,{"$f":"IF(F15769/G15769=1,F15769,J15768)","v":0.23},2,1]
[11,13.1,40,30,60,0.49,0.24,200,1,0.25,1.96,0.96]
[11,15.4,40,31,70,0.62,0.25,120,1,0.26,2.3846153846153846,0.96153846153846145]
[11,13.5,40,32,60,0.57999999999999996,0.26,200,1,0.27,2.1481481481481479,0.96296296296296291]
[11,11.8,60,20,50,0.18,0.18,200,0,0.18,1,1]
[11,12.4,60,21,70,0.32,0.19,200,1,0.2,1.5999999999999999,0.95]
[11,12,60,21,70,0.33,0.19,280,1,0.2,1.65,0.95]
[11,12,60,23,1,0.24,0.24,200,0,0.24,1,1]
[11,13.1,60,23,99,0.68,0.23,280,1,0.24,2.8333333333333335,0.95833333333333337]
[11,14.7,60,25,70,0.52,0.26,120,1,0.27,1.9259259259259258,{"$f":"G15895/J15895","v":0.96296296296296291}]
[11,17.100000000000001,60,26,99,0.86,0.26,120,1,0.28999999999999998,2.9655172413793105,0.89655172413793116]
[11,14.8,60,26,99,0.89,0.28000000000000003,200,1,0.28999999999999998,3.0689655172413794,0.9655172413793105]
[11,18.2,60,28,99,1.01,0.28999999999999998,120,1,0.33,3.0606060606060606,0.87878787878787867]
[11,12,60,28,1,0.33,0.33,280,0,0.33,1,1]
[11,14.5,60,29,99,1.1499999999999999,0.33,280,1,0.35,3.2857142857142856,0.94285714285714295]
[11,17.3,60,31,70,0.89,0.35,120,1,0.38,2.3421052631578947,0.92105263157894735]
[11,20.7,60,32,99,1.35,0.35,120,1,0.4,3.375,0.87499999999999989]
[11,12.7,60,32,1,0.4,0.4,200,0,0.4,1,1]
[11,13.1,80,21,60,0.3,0.24,120,1,0.25,1.2,0.96]
[11,11.8,80,21,1,0.26,0.26,280,0,0.26,1,1]
[11,11.9,80,22,1,0.28999999999999998,0.28999999999999998,280,0,0.28999999999999998,1,1]
[11,13.6,80,24,50,0.36,0.32,120,1,0.33,1.0909090909090908,0.96969696969696972]
[11,13.5,80,25,1,0.35,0.35,120,0,0.35,1,{"$f":"G16087/J16087","v":1}]
[11,14,80,25,50,0.42,0.34,120,1,0.35,1.2,0.97142857142857153]
[11,13.2,80,26,50,0.51,0.37,200,1,0.38,1.3421052631578947,0.97368421052631582]
[11,13.5,80,27,50,0.56999999999999995,0.39,200,1,0.41,1.3902439024390243,0.95121951219512202]
[11,14,80,28,1,0.42,0.42,120,0,0.42,1,1]
[11,13.2,80,29,50,0.72,0.45,280,1,0.46,1.5652173913043477,0.97826086956521741]
[11,13.4,80,30,50,0.79,0.47,280,1,0.48,1.6458333333333335,0.97916666666666663]
[11,14.6,80,31,1,0.5,0.5,120,0,0.5,1,1]
[11,18.3,80,32,60,1.02,0.47,120,1,0.52,1.9615384615384615,0.90384615384615374]
[11,13,100,20,60,0.28000000000000003,0.27,120,1,0.28000000000000003,1,0.9642857142857143]
[11,13.4,100,20,99,0.77,0.27,280,1,0.28999999999999998,2.6551724137931036,0.93103448275862077]
[11,13,100,22,60,0.45,0.34,200,1,0.34,1.3235294117647058,1]
[11,13.3,100,23,60,0.53,0.36,200,1,0.38,1.3947368421052633,0.94736842105263153]
[11,13.1,100,23,70,0.68,0.37,280,1,0.38,1.7894736842105263,0.97368421052631582]
[11,13.4,100,24,70,0.77,0.39,280,1,0.41,1.878048780487805,0.95121951219512202]
[11,13.6,100,25,70,0.86,0.42,280,1,0.44,1.9545454545454546,0.95454545454545447]
[11,17.5,100,27,70,0.91,0.42,120,1,0.49,1.8571428571428572,0.8571428571428571]
[11,18.100000000000001,100,28,70,1,0.44,120,1,0.52,1.9230769230769229,0.84615384615384615]
[11,14,100,28,60,0.97,0.51,280,1,0.53,1.8301886792452828,0.96226415094339623]
[11,18.5,100,29,99,1.75,0.49,200,1,0.56000000000000005,3.1249999999999996,0.87499999999999989]
[11,19.100000000000001,100,30,99,1.89,0.51,200,1,0.59,3.2033898305084745,0.86440677966101698]
[11,14.2,100,31,50,1.04,0.6,280,1,0.62,1.6774193548387097,0.96774193548387089]
[11,17.899999999999999,100,32,99,2.2400000000000002,0.59,280,1,0.65,3.4461538461538463,0.90769230769230758]
[11,16.2,120,20,99,0.73,0.25,120,{"$f":"IF(F16406<>G16406,1,0)","v":1},0.32,{"$f":"F16406/J16406","v":2.28125},0.78125]
[11,12.2,120,21,1,0.38,0.38,280,0,0.38,1,1]
[11,12.8,120,22,1,0.41,0.41,200,0,0.41,1,1]
[11,12.4,120,23,1,0.45,0.45,280,0,0.45,1,1]
[11,12.5,120,24,1,0.49,0.49,280,0,0.49,1,1]
[11,14.5,120,25,1,0.5,0.5,120,0,0.5,1,1]
[11,17.8,120,26,99,1.57,0.47,200,1,0.55000000000000004,2.8545454545454545,0.85454545454545439]
[11,15.9,120,27,50,0.68,0.52,120,1,0.56000000000000005,1.2142857142857142,0.92857142857142849]
[11,13.7,120,28,1,0.62,0.62,200,0,0.62,1,1]
[11,17,120,29,70,1.39,0.59,200,1,0.66,2.106060606060606,0.89393939393939381]
[11,15.6,120,30,50,1.06,0.65,200,1,0.69,1.5362318840579712,0.94202898550724645]
[11,14.4,120,30,50,1.1100000000000001,0.67,280,1,0.7,1.5857142857142859,0.9571428571428573]
[11,17.5,120,32,60,1.5,0.69,200,1,0.76,1.9736842105263157,0.9078947368421052]
[11,13.6,140,20,50,0.36,0.36,120,{"$f":"IF(F16598<>G16598,1,0)","v":0},0.36,{"$f":"F16598/J16598","v":1},1]
[11,13.9,140,21,50,0.4,0.4,120,0,0.4,1,1]
[11,13,140,22,50,0.46,0.46,200,0,0.46,1,1]
[11,13.5,140,22,60,0.57999999999999996,0.44,200,1,0.46,1.2608695652173911,0.9565217391304347]
[11,13.1,140,23,50,0.5,0.5,200,0,0.5,1,1]
[11,15.1,140,24,70,0.95,0.5,200,1,{"$f":"IF(F16665/G16665=1,F16665,J16664)","v":0.55000000000000004},1.7272727272727271,0.90909090909090906]
[11,13.8,140,25,60,0.93,0.56999999999999995,280,1,0.6,1.55,0.95]
[11,13.7,140,26,1,0.63,0.63,200,0,0.63,1,1]
[11,18.2,140,28,60,1,0.56999999999999995,120,1,0.67,1.4925373134328357,0.85074626865671632]
[11,19.5,140,28,70,1.18,0.54,120,1,0.67,1.761194029850746,0.80597014925373134]
[11,24.2,140,29,99,1.84,0.47,120,1,0.71,2.591549295774648,0.6619718309859155]
[11,18.2,140,30,70,1.67,0.69,200,1,0.79,2.1139240506329111,0.87341772151898722]
[11,18.8,140,31,70,1.81,0.72,200,1,0.83,2.1807228915662651,0.86746987951807231]
[11,27.1,140,32,99,2.25,0.52,120,1,0.82,2.7439024390243905,0.63414634146341464]
[11,12.9,160,20,70,0.62,0.41,280,1,0.43,1.4418604651162792,0.95348837209302317]
[11,15,160,21,70,0.56000000000000005,0.38,120,1,0.44,1.2727272727272729,0.86363636363636365]
[11,18.5,160,22,99,1.05,0.33,120,1,0.48,2.1875,0.68750000000000011]
[11,19.399999999999999,160,23,99,1.17,0.36,120,1,0.52,2.25,0.69230769230769229]
[11,15.9,160,24,60,0.69,0.51,120,{"$f":"IF(F16854<>G16854,1,0)","v":1},0.56999999999999995,{"$f":"F16854/J16854","v":1.2105263157894737},0.89473684210526327]
[11,18.5,160,25,99,1.74,0.52,200,1,0.65,2.6769230769230767,0.8]
[11,19.2,160,26,99,1.9,0.55000000000000004,200,1,0.7,2.7142857142857144,0.78571428571428581]
[11,17.899999999999999,160,27,60,0.96,0.59,120,1,0.7,1.3714285714285714,0.84285714285714286]
[11,16.3,160,28,1,0.74,0.74,120,0,0.74,1,1]
[11,16.600000000000001,160,29,1,0.78,0.78,120,0,0.78,1,1]
[11,18.5,160,30,50,1.05,0.72,120,1,0.83,1.2650602409638556,0.86746987951807231]
[11,15,160,31,1,0.92,0.92,200,0,0.92,1,1]
[11,19.899999999999999,160,32,50,1.24,0.77,120,1,0.91,1.3626373626373627,0.84615384615384615]
[11,16,160,32,50,1.63,0.91,280,1,0.99,1.6464646464646464,{"$f":"G16983/J16983","v":0.91919191919191923}]
[11,12.5,180,20,50,0.47,0.47,280,0,0.47,1,1]
[11,14.8,180,22,1,0.53,0.53,120,0,0.53,1,1]
[11,15.1,180,23,50,0.56999999999999995,0.56999999999999995,120,0,0.56999999999999995,1,1]
[11,15.4,180,24,50,0.61,0.61,120,0,0.61,1,1]
[11,16.7,180,24,99,1.85,0.56999999999999995,280,1,0.68,2.7205882352941178,0.83823529411764697]
[11,15.4,180,25,60,1.01,0.65,200,1,0.72,1.4027777777777779,0.90277777777777779]
[11,14,180,26,50,0.98,0.75,280,1,0.79,1.240506329113924,0.94936708860759489]
[11,16,180,27,70,1.64,0.75,280,1,0.84,1.9523809523809523,0.8928571428571429]
[11,15.6,180,28,60,1.51,0.81,280,1,0.89,1.696629213483146,0.9101123595505618]
[11,19.7,180,29,60,1.21,0.69,120,1,0.85,1.4235294117647059,0.81176470588235294]
[11,16.5,180,30,60,1.81,0.89,280,1,0.99,1.8282828282828283,0.89898989898989901]
[11,22.8,180,31,70,1.65,0.69,120,1,0.94,1.7553191489361701,0.73404255319148937]
[11,17.5,180,32,60,2.12,0.97,280,1,1.08,1.962962962962963,0.89814814814814803]
[11,13.8,200,20,70,0.66,0.46,200,1,0.5,1.32,0.92]
[11,13.2,200,20,70,0.72,0.49,280,1,0.52,1.3846153846153846,0.94230769230769229]
[11,12.8,200,21,50,0.56999999999999995,0.56999999999999995,280,0,0.56999999999999995,1,1]
[11,15.9,200,22,99,1.61,0.52,280,1,0.63,2.5555555555555558,0.82539682539682546]
[11,17.5,200,24,70,0.91,0.54,120,1,0.66,1.3787878787878787,0.81818181818181823]
[11,13.3,200,24,1,0.74,0.74,280,0,0.74,1,1]
[11,19.399999999999999,200,25,99,1.96,0.56999999999999995,200,1,0.77,2.5454545454545454,0.74025974025974017]
[11,20.2,200,26,99,2.14,0.61,200,1,0.83,2.5783132530120483,0.73493975903614461]
[11,21,200,27,99,2.3199999999999998,0.64,200,1,0.88,2.6363636363636362,0.72727272727272729]
[11,19.600000000000001,200,28,99,2.79,0.76,280,1,0.96,2.90625,0.79166666666666674]
[11,22.6,200,29,99,2.71,0.7,200,1,0.99,2.7373737373737375,0.70707070707070707]
[11,18.2,200,31,1,1.01,1.01,120,0,1.01,1,1]
[11,15.7,200,31,1,1.0900000000000001,1.0900000000000001,200,0,1.0900000000000001,1,1]
[11,21.3,200,32,70,2.38,0.92,200,1,1.1499999999999999,2.0695652173913044,0.8]
[11,12.7,220,20,1,0.56000000000000005,0.56000000000000005,280,0,0.56000000000000005,1,1]
[11,12.9,220,21,1,0.62,0.62,280,0,0.62,1,1]
[11,14.2,220,22,60,0.75,0.61,200,1,0.65,1.1538461538461537,0.93846153846153846]
[11,16,220,24,1,0.7,0.7,120,0,0.7,1,1]
[11,16,220,24,50,0.7,0.7,120,0,0.7,1,1]
[11,14.8,220,25,50,0.88,0.78,200,1,0.83,1.0602409638554218,0.93975903614457834]
[11,15.3,220,26,50,1,0.83,200,1,0.89,1.1235955056179776,0.93258426966292129]
[11,15.8,220,27,50,1.1299999999999999,0.87,200,1,0.94,1.2021276595744681,0.92553191489361708]
[11,16.399999999999999,220,28,50,1.25,0.91,200,1,1,1.25,0.91]
[11,15.7,220,29,50,1.54,1.01,280,1,1.0900000000000001,1.4128440366972477,0.92660550458715585]
[11,15.8,220,30,1,1.1200000000000001,1.1200000000000001,200,0,1.1200000000000001,1,1]
[11,21.8,220,31,60,1.51,0.83,120,1,1.07,1.4112149532710279,0.77570093457943912]
[11,22.7,220,32,60,1.63,0.85,120,1,1.1200000000000001,1.4553571428571426,{"$f":"G17559/J17559","v":0.75892857142857129}]
[12,12.5,40,20,1,0.11,0.11,200,0,0.11,1,1]
[12,12.6,40,21,60,0.14000000000000001,0.12,200,1,0.12,1.1666666666666667,1]
[12,12.7,40,22,60,0.17,0.13,200,1,0.13,1.3076923076923077,1]
[12,15,40,23,99,0.42,0.14000000000000001,120,1,0.14000000000000001,2.9999999999999996,1]
[12,12.8,40,23,70,0.26,0.14000000000000001,280,1,0.14000000000000001,1.857142857142857,1]
[12,12.9,40,24,70,0.3,0.16,280,1,0.16,1.875,1]
[12,14.7,40,26,70,0.37,0.18,120,1,0.18,2.0555555555555558,1]
[12,15,40,27,70,0.41,0.19,120,1,0.2,2.0499999999999998,0.95]
[12,15.3,40,28,70,0.46,0.2,120,1,0.21,2.1904761904761907,0.95238095238095244]
[12,14.9,40,28,99,0.69,0.2,200,1,0.21,3.2857142857142856,0.95238095238095244]
[12,15.2,40,29,99,0.74,0.21,200,1,0.22,3.3636363636363638,0.95454545454545447]
[12,15.6,40,31,60,0.5,0.24,120,1,0.25,2,0.96]
[12,14.6,40,31,99,0.86,0.23,280,1,0.25,3.44,{"$f":"G17751/J17751","v":0.92}]
[12,18.5,40,32,99,0.91,0.24,120,1,0.26,3.5,0.92307692307692302]
[12,13.1,60,20,50,0.16,0.16,120,0,0.16,1,1]
[12,12.8,60,21,1,0.18,0.18,200,0,0.18,1,1]
[12,14.4,60,22,99,0.56000000000000005,0.19,200,1,0.2,2.8000000000000003,0.95]
[12,13.5,60,23,1,0.21,0.21,120,0,0.21,1,1]
[12,12.7,60,24,1,0.24,0.24,280,0,0.24,1,1]
[12,13.8,60,25,1,0.25,0.25,120,0,0.25,1,1]
[12,14.4,60,25,99,0.78,0.24,280,1,0.26,3,0.92307692307692302]
[12,13.3,60,27,1,0.28999999999999998,0.28999999999999998,200,0,0.28999999999999998,1,1]
[12,14.9,60,27,99,0.93,0.28000000000000003,280,1,0.28999999999999998,3.2068965517241383,0.9655172413793105]
[12,14.2,60,29,50,0.5,0.32,200,1,0.33,1.5151515151515151,0.96969696969696972]
[12,13.6,60,29,50,0.51,0.32,280,1,0.33,1.5454545454545454,0.96969696969696972]
[12,14.5,60,30,70,0.82,0.33,280,1,0.35,2.342857142857143,0.94285714285714295]
[12,14.3,60,31,60,0.75,0.35,280,1,0.37,2.0270270270270272,0.94594594594594594]
[12,13.5,80,20,50,0.2,0.2,120,0,0.2,1,1]
[12,12.6,80,20,60,0.21,0.21,280,0,0.21,1,1]
[12,13.1,80,21,60,0.26,0.23,200,1,0.23,1.1304347826086956,1]
[12,13.4,80,22,60,0.32,0.25,200,1,0.26,1.2307692307692308,0.96153846153846145]
[12,12.9,80,23,50,0.28000000000000003,0.28000000000000003,280,0,0.28000000000000003,1,1]
[12,13.4,80,24,60,0.46,0.3,280,1,0.31,1.4838709677419355,0.96774193548387089]
[12,13.2,80,25,50,0.4,0.33,280,1,0.34,1.1764705882352942,0.97058823529411764]
[12,16.3,80,27,60,0.6,0.35,120,1,0.38,1.5789473684210527,0.92105263157894735]
[12,17.2,80,27,70,0.73,0.34,120,{"$f":"IF(F18070<>G18070,1,0)","v":1},0.38,{"$f":"F18070/J18070","v":1.9210526315789473},0.89473684210526316]
[12,13.3,80,28,1,0.41,0.41,280,0,0.41,1,1]
[12,16.100000000000001,80,29,70,0.95,0.41,200,1,0.43,2.2093023255813953,0.95348837209302317]
[12,16.5,80,30,70,1.04,0.43,200,1,0.46,2.2608695652173911,0.93478260869565211]
[12,19,80,31,99,1.63,0.43,200,1,0.48,3.395833333333333,0.89583333333333337]
[12,15.8,80,32,70,1.25,0.48,280,1,0.51,2.4509803921568629,0.94117647058823528]
[12,17.5,80,32,99,1.79,0.47,280,1,0.51,3.5098039215686274,0.92156862745098034]
[12,15.3,100,21,99,0.76,0.26,200,1,0.28000000000000003,2.714285714285714,0.92857142857142849]
[12,17.5,100,22,99,0.77,0.25,120,1,0.3,2.5666666666666669,0.83333333333333337]
[12,14.5,100,23,70,0.59,0.33,200,1,0.34,1.7352941176470587,0.97058823529411764]
[12,16.600000000000001,100,24,99,1.08,0.34,200,1,0.38,2.8421052631578947,0.89473684210526316]
[12,17.100000000000001,100,25,99,1.19,0.36,200,1,0.41,2.9024390243902438,0.87804878048780488]
[12,15.7,100,26,70,0.85,0.41,200,1,0.44,1.9318181818181817,0.93181818181818177]
[12,15.3,100,27,1,0.46,0.46,120,{"$f":"IF(F18262<>G18262,1,0)","v":0},0.46,{"$f":"F18262/J18262","v":1},1]
[12,15.5,100,28,1,0.49,0.49,120,0,0.49,1,1]
[12,16.100000000000001,100,29,60,0.96,0.49,200,1,0.53,1.811320754716981,0.92452830188679236]
[12,14.4,100,30,1,0.56000000000000005,0.56000000000000005,200,0,0.56000000000000005,1,1]
[12,14.5,100,31,1,0.59,0.59,200,0,0.59,1,{"$f":"G18327/J18327","v":1}]
[12,16,100,31,50,0.94,0.56000000000000005,200,1,0.59,1.5932203389830508,0.94915254237288149]
[12,15.3,100,32,50,1.06,0.6,280,1,0.62,1.7096774193548387,0.96774193548387089]
[12,14.3,120,21,1,0.32,0.32,120,0,0.32,1,1]
[12,13.4,120,21,1,0.34,0.34,200,0,0.34,1,1]
[12,14.8,120,23,50,0.39,0.39,120,0,0.39,1,1]
[12,13.8,120,23,1,0.41,0.41,200,0,0.41,1,1]
[12,14.6,120,24,60,0.61,0.42,200,1,0.44,1.3863636363636362,0.95454545454545447]
[12,15,120,25,60,0.7,0.45,200,1,0.48,1.4583333333333333,0.93750000000000011]
[12,21.1,120,26,99,1.28,0.36,120,1,0.5,2.56,0.72]
[12,14.9,120,27,60,0.94,0.53,280,1,0.56000000000000005,1.6785714285714284,0.9464285714285714]
[12,18.100000000000001,120,28,60,0.85,0.49,120,1,0.56000000000000005,1.5178571428571426,0.87499999999999989]
[12,20,120,29,70,1.1200000000000001,0.49,120,1,0.6,1.8666666666666669,0.81666666666666665]
[12,20.8,120,30,70,1.22,0.51,120,1,0.63,1.9365079365079365,0.80952380952380953]
[12,17.600000000000001,120,31,60,1.31,0.63,200,1,0.69,1.8985507246376814,0.91304347826086962]
[12,20.8,120,32,60,1.22,0.59,120,1,0.7,1.7428571428571429,0.84285714285714286]
[12,17.399999999999999,120,32,70,1.75,0.67,280,1,0.73,2.397260273972603,0.91780821917808231]
[12,14.6,140,21,60,0.36,0.36,120,0,0.36,1,1]
[12,15.2,140,21,99,1.03,0.35,280,1,0.38,2.7105263157894739,0.92105263157894735]
[12,16.5,140,23,70,0.62,0.38,120,1,0.44,1.4090909090909092,0.86363636363636365]
[12,15.4,140,24,50,0.47,0.47,120,0,0.47,1,1]
[12,20.9,140,25,99,1.25,0.36,120,1,0.51,2.4509803921568629,0.70588235294117641]
[12,18.5,140,25,99,1.5,0.45,200,1,0.55000000000000004,2.7272727272727271,0.81818181818181812]
[12,16.3,140,27,1,0.6,0.6,120,0,0.6,1,1]
[12,17.899999999999999,140,27,99,1.92,0.55000000000000004,280,1,0.64,3,0.859375]
[12,18.399999999999999,140,28,99,2.09,0.57999999999999996,280,1,0.68,3.0735294117647056,0.85294117647058809]
[12,19,140,29,99,2.27,0.61,280,1,0.72,3.1527777777777781,0.84722222222222221]
[12,15.2,140,30,1,0.75,0.75,200,0,0.75,1,1]
[12,15.4,140,31,1,0.79,0.79,200,0,0.79,1,1]
[12,18.100000000000001,140,32,70,1.97,0.75,280,1,0.84,2.3452380952380953,0.8928571428571429]
[12,13.2,160,20,1,0.39,0.39,280,0,0.39,1,1]
[12,13.9,160,21,70,0.63,0.41,280,1,0.43,1.4651162790697674,0.95348837209302317]
[12,15.5,160,23,1,0.48,0.48,120,0,0.48,1,1]
[12,15.4,160,23,50,0.48,0.48,120,0,0.48,1,1]
[12,14.4,160,24,60,0.79,0.55000000000000004,280,1,0.56999999999999995,1.3859649122807018,0.9649122807017545]
[12,14.8,160,25,50,0.64,0.57999999999999996,200,1,0.61,1.0491803278688525,0.95081967213114749]
[12,15.2,160,26,50,0.74,0.62,200,{"$f":"IF(F18838<>G18838,1,0)","v":1},0.65,{"$f":"F18838/J18838","v":1.1384615384615384},0.95384615384615379]
[12,15.6,160,27,60,1.1599999999999999,0.66,280,1,0.71,1.6338028169014085,0.92957746478873249]
[12,15.2,160,28,50,1.03,0.72,280,1,0.76,1.3552631578947369,0.94736842105263153]
[12,15.9,160,28,60,1.29,0.7,280,1,0.76,1.6973684210526316,0.92105263157894735]
[12,15.5,160,29,50,1.1499999999999999,0.76,280,1,0.8,1.4374999999999998,0.95]
[12,21.1,160,31,60,1.27,0.67,120,1,0.83,1.530120481927711,0.80722891566265065]
[12,14.7,160,31,1,0.89,0.89,280,0,0.89,1,1]
[12,13.8,180,20,60,0.41,0.41,200,0,0.41,1,1]
[12,14,180,21,60,0.46,0.46,200,0,0.46,1,1]
[12,13.5,180,21,1,0.48,0.48,280,0,0.48,1,1]
[12,14.5,180,22,70,0.81,0.49,280,1,0.52,1.5576923076923077,0.94230769230769229]
[12,14.9,180,23,70,0.94,0.54,280,1,0.56999999999999995,1.6491228070175439,0.94736842105263175]
[12,18.8,180,24,99,1.58,0.47,200,1,0.61,2.5901639344262297,0.77049180327868849]
[12,19.100000000000001,180,26,70,0.99,0.53,120,{"$f":"IF(F19030<>G19030,1,0)","v":1},0.67,{"$f":"F19030/J19030","v":1.4776119402985073},0.79104477611940294]
[12,17.399999999999999,180,26,70,1.25,0.62,200,1,0.71,1.7605633802816902,0.87323943661971837]
[12,18,180,27,70,1.39,0.66,200,1,0.76,1.8289473684210524,0.86842105263157898]
[12,21.7,180,28,99,2.2599999999999998,0.6,200,1,0.81,2.790123456790123,0.7407407407407407]
[12,17.600000000000001,180,29,70,1.83,0.78,280,1,0.88,2.0795454545454546,0.88636363636363635]
[12,18.600000000000001,180,30,60,1.54,0.8,200,{"$f":"IF(F19094<>G19094,1,0)","v":1},0.91,{"$f":"F19094/J19094","v":1.6923076923076923},0.87912087912087911]
[12,21.6,180,31,99,3.13,0.78,280,1,0.98,3.193877551020408,0.79591836734693877]
[12,19.899999999999999,180,32,60,1.83,0.86,200,1,1.01,1.8118811881188119,0.85148514851485146]
[12,13.9,200,20,1,0.45,0.45,200,0,0.45,1,1]
[12,17.100000000000001,200,21,99,1.18,0.39,200,1,0.5,2.36,0.78]
[12,14.4,200,22,50,0.55000000000000004,0.55000000000000004,200,0,0.55000000000000004,1,1]
[12,13.9,200,23,1,0.63,0.63,280,0,0.63,1,1]
[12,16.399999999999999,200,24,1,0.61,0.61,120,0,0.61,1,1]
[12,15.1,200,25,1,0.72,0.72,200,0,0.72,1,1]
[12,17.100000000000001,200,26,50,0.71,0.71,120,0,0.71,1,{"$f":"G19223/J19223","v":1}]
[12,15.6,200,27,1,0.83,0.83,200,0,0.83,1,1]
[12,25,200,28,99,1.81,0.46,120,1,0.81,2.2345679012345676,0.5679012345679012]
[12,15.6,200,28,50,1.19,0.85,280,1,0.91,1.3076923076923075,0.93406593406593397]
[12,27,200,30,99,2.09,0.49,120,{"$f":"IF(F19286<>G19286,1,0)","v":1},0.91,{"$f":"F19286/J19286","v":2.2967032967032965},0.53846153846153844]
[12,17.5,200,30,60,1.8,0.91,280,1,1.02,1.7647058823529411,0.89215686274509809]
[12,20.9,200,32,50,1.23,0.85,120,1,1.01,1.2178217821782178,0.84158415841584155]
[12,15.1,220,20,70,0.44,0.4,120,1,0.43,1.0232558139534884,0.93023255813953498]
[12,14,220,20,60,0.48,0.48,200,0,0.48,1,1]
[12,14.3,220,21,60,0.53,0.53,200,0,0.53,1,1]
[12,16.2,220,23,60,0.59,0.59,120,0,0.59,1,1]
[12,14.5,220,23,60,0.83,0.64,280,1,0.67,1.2388059701492535,0.95522388059701491]
[12,15,220,24,60,0.97,0.69,280,1,0.73,1.3287671232876712,0.9452054794520548]
[12,17.399999999999999,220,26,50,0.75,0.75,120,0,0.75,1,1]
[12,19.600000000000001,220,26,70,1.05,0.59,120,1,0.75,1.4000000000000001,0.78666666666666663]
[12,18.2,220,28,50,0.87,0.77,120,1,0.86,1.0116279069767442,0.89534883720930236]
[12,19.3,220,28,70,1.69,0.78,200,1,0.94,1.7978723404255319,0.82978723404255328]
[12,20,220,29,70,1.85,0.81,200,1,1,1.85,0.81]
[12,18.899999999999999,220,30,1,0.97,0.97,120,0,0.97,1,1]
[12,19.5,220,31,70,2.4500000000000002,0.97,280,1,1.1499999999999999,2.1304347826086958,0.84347826086956523]
[12,22.8,220,31,99,3.53,0.86,280,1,1.1499999999999999,3.0695652173913044,0.74782608695652175]
[12,23.6,220,32,99,3.79,0.89,280,1,1.21,3.1322314049586777,0.73553719008264462]
[13,15.2,40,21,99,0.3,0.1,120,1,0.11,2.7272727272727271,0.90909090909090917]
[13,15.5,40,22,99,0.35,0.11,120,1,0.12,2.9166666666666665,0.91666666666666674]
[13,14.1,40,22,99,0.35,0.12,280,1,0.12,2.9166666666666665,1]
[13,14.9,40,24,99,0.45,0.14000000000000001,200,1,0.14000000000000001,3.214285714285714,1]
[13,13.4,40,24,1,0.15,0.15,280,0,0.15,1,1]
[13,13.9,40,25,70,0.31,0.15,280,1,0.16,1.9375,0.9375]
[13,14.3,40,27,1,0.18,0.18,120,0,0.18,1,1]
[13,14.2,40,27,70,0.39,0.18,280,1,0.18,2.166666666666667,1]
[13,13.9,40,29,1,0.21,0.21,200,0,0.21,1,1]
[13,13.9,40,30,1,0.22,0.22,200,0,0.22,1,1]
[13,14.3,40,30,60,0.43,0.22,280,1,0.22,1.9545454545454546,1]
[13,14.2,40,31,50,0.38,0.23,280,1,0.23,1.6521739130434783,1]
[13,14.3,40,32,50,0.42,0.24,280,1,0.25,1.68,0.96]
[13,13.4,60,20,50,0.14000000000000001,0.14000000000000001,280,0,0.14000000000000001,1,1]
[13,14.2,60,22,50,0.17,0.17,120,0,0.17,1,1]
[13,13.8,60,22,50,0.18,0.18,200,0,0.18,1,1]
[13,13.6,60,23,1,0.2,0.2,280,0,0.2,1,1]
[13,14.3,60,24,60,0.3,0.21,200,1,0.21,1.4285714285714286,1]
[13,13.7,60,25,1,0.24,0.24,280,0,0.24,1,1]
[13,14.3,60,26,60,0.41,0.25,280,1,0.25,1.64,1]
[13,16.100000000000001,60,27,60,0.44,0.26,120,1,0.27,1.6296296296296295,0.96296296296296291]
[13,17.100000000000001,60,28,99,0.96,0.27,200,1,0.28999999999999998,3.3103448275862069,0.93103448275862077]
[13,17.8,60,29,70,0.66,0.28999999999999998,120,1,0.31,2.1290322580645165,0.93548387096774188]
[13,15.7,60,30,60,0.63,0.32,200,1,0.33,1.9090909090909089,0.96969696969696972]
[13,16.600000000000001,60,31,70,0.83,0.33,200,1,0.35,2.3714285714285714,0.94285714285714295]
[13,16.899999999999999,60,32,70,0.9,0.35,200,1,0.36,2.5,0.97222222222222221]
[13,15.8,60,32,70,0.91,0.35,280,1,0.36,2.5277777777777781,0.97222222222222221]
[13,13.9,80,21,60,0.21,0.21,200,0,0.21,1,1]
[13,15.4,80,22,70,0.33,0.21,120,1,0.23,1.4347826086956521,0.91304347826086951]
[13,15.8,80,23,70,0.4,0.24,120,1,0.25,1.6,0.96]
[13,14.2,80,24,50,0.28000000000000003,0.28000000000000003,200,0,0.28000000000000003,1,1]
[13,16.600000000000001,80,24,99,0.84,0.26,200,1,0.28000000000000003,2.9999999999999996,0.92857142857142849]
[13,14.7,80,26,50,0.39,0.32,200,1,0.33,1.1818181818181819,0.96969696969696972]
[13,14,80,26,1,0.33,0.33,280,0,0.33,1,1]
[13,16.5,80,27,99,1.1599999999999999,0.34,280,1,0.36,3.2222222222222223,0.94444444444444453]
[13,14.6,80,28,1,0.38,0.38,200,0,0.38,1,1]
[13,14.7,80,29,1,0.41,0.41,200,0,0.41,1,1]
[13,14.8,80,30,1,0.43,0.43,200,0,0.43,1,1]
[13,23.3,80,31,99,1.44,0.36,120,1,0.45,3.1999999999999997,0.79999999999999993]
[13,14.5,80,32,1,0.48,0.48,280,0,0.48,1,1]
[13,13.7,100,20,1,0.23,0.23,280,0,0.23,1,1]
[13,17.399999999999999,100,21,99,0.61,0.2,120,1,0.24,2.5416666666666665,0.83333333333333337]
[13,15,100,22,50,0.27,0.27,120,0,0.27,1,1]
[13,16.3,100,23,70,0.46,0.28000000000000003,120,1,0.3,1.5333333333333334,0.93333333333333346]
[13,14.5,100,24,50,0.34,0.34,200,0,0.34,1,1]
[13,14.7,100,25,50,0.39,0.37,200,1,0.38,1.0263157894736843,0.97368421052631582]
[13,17,100,26,60,0.55000000000000004,0.36,120,1,0.4,1.375,0.89999999999999991]
[13,14.7,100,27,50,0.56000000000000005,0.43,280,1,0.44,1.2727272727272729,0.97727272727272729]
[13,15.2,100,27,60,0.73,0.42,280,1,0.44,1.6590909090909089,0.95454545454545447]
[13,18.600000000000001,100,29,60,0.78,0.43,120,1,0.48,1.6250000000000002,0.89583333333333337]
[13,19.2,100,30,60,0.86,0.45,120,1,0.51,1.6862745098039216,0.88235294117647056]
[13,19.8,100,31,60,0.95,0.48,120,1,0.54,1.7592592592592591,0.88888888888888884]
[13,19.100000000000001,100,32,50,0.84,0.52,120,1,0.56999999999999995,1.4736842105263159,0.91228070175438603]
[13,14.1,120,20,60,0.26,0.26,200,0,0.26,1,1]
[13,13.8,120,20,60,0.26,0.26,280,0,0.26,1,1]
[13,15.3,120,22,1,0.32,0.32,120,0,0.32,1,1]
[13,14.6,120,22,70,0.52,0.32,280,1,0.34,1.5294117647058822,0.94117647058823528]
[13,15.8,120,24,1,0.39,0.39,120,0,0.39,1,1]
[13,17.8,120,25,70,0.67,0.37,120,1,0.42,1.5952380952380953,0.88095238095238093]
[13,18.399999999999999,120,26,70,0.76,0.39,120,1,0.46,1.6521739130434783,0.84782608695652173]
[13,17.5,120,26,99,1.48,0.43,280,1,0.48,3.0833333333333335,0.89583333333333337]
[13,19.600000000000001,120,27,99,1.54,0.43,200,1,0.51,3.0196078431372548,0.84313725490196079]
[13,16.600000000000001,120,28,70,1.1599999999999999,0.52,280,1,0.56000000000000005,2.0714285714285712,0.92857142857142849]
[13,16.899999999999999,120,29,70,1.28,0.55000000000000004,280,1,0.59,2.1694915254237288,0.93220338983050854]
[13,19.399999999999999,120,30,99,2.09,0.55000000000000004,280,1,0.63,3.3174603174603172,0.87301587301587313]
[13,26,120,31,99,1.8,0.43,120,1,0.63,2.8571428571428572,0.68253968253968256]
[13,17.3,120,32,60,1.4,0.65,280,1,0.7,2,0.92857142857142871]
[13,14.3,140,20,1,0.3,0.3,200,{"$f":"IF(F20502<>G20502,1,0)","v":0},0.3,{"$f":"F20502/J20502","v":1},1]
[13,14,140,21,60,0.34,0.34,280,0,0.34,1,1]
[13,14.2,140,22,1,0.39,0.39,280,0,0.39,1,1]
[13,15.9,140,23,1,0.4,0.4,120,0,0.4,1,1]
[13,14.4,140,24,50,0.47,0.47,280,0,0.47,1,1]
[13,16.399999999999999,140,25,50,0.47,0.47,120,0,0.47,1,1]
[13,15.3,140,26,1,0.54,0.54,200,0,0.54,1,1]
[13,14.7,140,26,1,0.55000000000000004,0.55000000000000004,280,0,0.55000000000000004,1,1]
[13,15.2,140,27,50,0.73,0.56999999999999995,280,1,0.59,1.2372881355932204,0.96610169491525422]
[13,15.6,140,28,50,0.83,0.61,280,1,0.64,1.296875,0.953125]
[13,21.7,140,29,99,2.02,0.53,200,1,0.66,3.0606060606060606,0.80303030303030298]
[13,19.5,140,31,50,0.91,0.63,120,1,0.71,1.2816901408450705,0.88732394366197187]
[13,23.2,140,31,99,2.36,0.57999999999999996,200,1,0.74,3.189189189189189,0.78378378378378377]
[13,15.2,160,20,60,0.31,0.31,120,{"$f":"IF(F20694<>G20694,1,0)","v":0},0.31,{"$f":"F20694/J20694","v":1},1]
[13,14.4,160,20,60,0.33,0.33,200,0,0.33,1,1]
[13,15.1,160,21,70,0.48,0.35,200,1,0.37,1.2972972972972974,0.94594594594594594]
[13,14.4,160,22,60,0.45,0.42,280,1,0.43,1.0465116279069768,0.97674418604651159]
[13,14.7,160,23,60,0.56999999999999995,0.46,280,1,0.47,1.2127659574468084,0.97872340425531923]
[13,15.7,160,24,60,0.63,0.48,200,1,0.51,1.2352941176470589,{"$f":"G20759/J20759","v":0.94117647058823528}]
[13,18.5,160,25,70,0.76,0.44,120,1,0.52,1.4615384615384615,0.84615384615384615]
[13,19.2,160,26,70,0.86,0.47,120,1,0.56999999999999995,1.5087719298245614,0.82456140350877194]
[13,16.2,160,27,50,0.74,0.62,200,1,0.65,1.1384615384615384,0.95384615384615379]
[13,18.7,160,28,70,1.32,0.61,200,1,0.7,1.8857142857142859,0.87142857142857144]
[13,19.3,160,29,70,1.46,0.64,200,1,0.74,1.972972972972973,0.86486486486486491]
[13,17.600000000000001,160,30,50,1.07,0.73,200,1,0.79,1.3544303797468356,0.92405063291139233]
[13,20.9,160,30,99,2.57,0.66,280,1,0.8,3.2124999999999995,0.82499999999999996]
[13,16.8,160,32,1,0.87,0.87,200,0,0.87,1,1]
[13,17.899999999999999,180,20,99,0.68,0.23,120,1,0.33,2.0606060606060606,0.69696969696969702]
[13,18.7,180,21,99,0.79,0.25,120,1,0.38,2.0789473684210527,0.65789473684210531]
[13,15,180,22,1,0.46,0.46,200,0,0.46,1,1]
[13,18.600000000000001,180,23,99,1.3,0.4,200,1,0.51,2.5490196078431371,0.78431372549019607]
[13,14.6,180,23,1,0.53,0.53,280,0,0.53,1,1]
[13,22.1,180,25,99,1.27,0.35,120,1,0.56999999999999995,2.2280701754385968,0.61403508771929827]
[13,17.399999999999999,180,26,1,0.62,0.62,120,0,0.62,1,1]
[13,17.8,180,27,1,0.67,0.67,120,0,0.67,1,1]
[13,21,180,28,70,1.1100000000000001,0.55000000000000004,120,1,0.71,1.563380281690141,0.77464788732394374]
[13,16.5,180,29,1,0.81,0.81,200,0,0.81,1,1]
[13,22.6,180,30,70,1.34,0.6,120,1,0.8,1.675,0.74999999999999989]
[13,16.8,180,30,50,1.25,0.83,280,1,0.88,1.4204545454545454,0.94318181818181812]
[13,17.3,180,31,50,1.39,0.87,280,1,0.93,1.4946236559139783,0.93548387096774188]
[13,15.6,200,20,60,0.36,0.36,120,0,0.36,1,1]
[13,15.9,200,21,50,0.41,0.41,120,0,0.41,1,1]
[13,14.9,200,21,50,0.44,0.44,200,0,0.44,1,1]
[13,16.600000000000001,200,23,50,0.51,0.51,120,0,0.51,1,1]
[13,15.5,200,23,60,0.59,0.53,200,1,0.55000000000000004,1.0727272727272725,0.96363636363636362]
[13,14.9,200,24,50,0.62,0.62,280,0,0.62,1,1]
[13,17.399999999999999,200,25,1,0.61,0.61,120,0,0.61,1,1]
[13,16.3,200,26,60,1.06,0.69,280,1,0.74,1.4324324324324325,0.93243243243243235]
[13,19.100000000000001,200,27,60,0.85,0.61,120,1,0.71,1.1971830985915493,0.85915492957746487]
[13,20.100000000000001,200,27,99,2.2999999999999998,0.63,280,1,0.8,2.8749999999999996,0.78749999999999998]
[13,18.899999999999999,200,29,60,1.36,0.77,200,1,0.88,1.5454545454545456,0.875]
[13,21.4,200,29,99,2.74,0.71,280,1,0.91,3.0109890109890109,0.78021978021978011]
[13,21.4,200,31,70,1.96,0.8,200,1,0.99,1.9797979797979799,0.80808080808080818]
[13,19.7,200,31,70,2.19,0.87,280,1,1.01,2.1683168316831685,0.86138613861386137]
[13,20.3,200,32,70,2.37,0.91,280,1,1.07,2.2149532710280373,0.85046728971962615]
[13,16.3,220,20,99,1.07,0.36,280,1,0.43,2.4883720930232558,0.83720930232558133]
[13,16.8,220,22,70,0.53,0.43,120,1,0.49,1.0816326530612246,0.87755102040816324]
[13,14.7,220,22,60,0.55000000000000004,0.55000000000000004,280,0,0.55000000000000004,1,1]
[13,19.2,220,23,99,1.44,0.43,200,1,0.59,2.4406779661016951,0.72881355932203395]
[13,19.899999999999999,220,24,99,1.61,0.47,200,1,0.65,2.476923076923077,0.72307692307692306]
[13,15.2,220,25,50,0.73,0.73,280,0,0.73,1,1]
[13,19.8,220,26,99,2.2200000000000002,0.62,280,1,0.8,2.7749999999999999,0.77499999999999991]
[13,16,220,27,50,0.98,0.82,280,1,0.86,1.1395348837209303,0.95348837209302317]
[13,16.8,220,28,1,0.89,0.89,200,0,0.89,1,1]
[13,17.100000000000001,220,29,1,0.94,0.94,200,0,0.94,1,1]
[13,16.2,220,30,1,1.03,1.03,280,0,1.03,1,1]
[13,16.399999999999999,220,31,1,1.0900000000000001,1.0900000000000001,280,0,1.0900000000000001,1,1]
[13,16.5,220,32,1,1.1499999999999999,1.1499999999999999,280,0,1.1499999999999999,1,1]
[14,15,40,20,99,0.23,0.08,200,1,0.08,2.875,1]
[14,14.7,40,21,50,0.09,0.09,120,0,0.09,1,1]
[14,14.8,40,22,50,0.1,0.1,120,0,0.1,1,1]
[14,15.6,40,23,99,0.36,0.12,200,{"$f":"IF(F21526<>G21526,1,0)","v":1},0.12,{"$f":"F21526/J21526","v":3},1]
[14,14.6,40,24,50,0.13,0.13,200,0,0.13,1,1]
[14,15.2,40,25,70,0.27,0.14000000000000001,200,1,0.14000000000000001,1.9285714285714286,1]
[14,14.5,40,26,50,0.17,0.16,280,1,0.16,1.0625,1]
[14,14.7,40,26,60,0.24,0.15,280,1,0.16,1.5,0.9375]
[14,15.7,40,28,70,0.4,0.18,200,1,0.18,2.2222222222222223,1]
[14,16.5,40,29,60,0.35,0.19,120,1,0.19,1.8421052631578947,1]
[14,16.8,40,30,60,0.39,0.2,120,1,0.21,1.8571428571428572,0.95238095238095244]
[14,15.9,40,31,60,0.44,0.21,200,1,0.22,2,0.95454545454545447]
[14,16.100000000000001,40,32,60,0.48,0.22,200,1,0.23,2.0869565217391304,0.9565217391304347]
[14,16.5,40,32,70,0.57999999999999996,0.22,200,1,0.23,2.5217391304347823,0.9565217391304347]
[14,14.6,60,21,50,0.14000000000000001,0.14000000000000001,200,0,0.14000000000000001,1,1]
[14,14.6,60,21,70,0.18,0.14000000000000001,280,1,0.14000000000000001,1.2857142857142856,1]
[14,15.4,60,23,60,0.19,0.17,120,1,0.17,1.1176470588235294,1]
[14,14.8,60,23,1,0.18,0.18,200,0,0.18,1,1]
[14,16.7,60,25,70,0.38,0.2,120,1,0.21,1.8095238095238095,0.95238095238095244]
[14,14.9,60,25,1,0.22,0.22,200,0,0.22,1,1]
[14,17.2,60,26,99,0.75,0.22,200,1,0.23,3.2608695652173911,0.9565217391304347]
[14,17.600000000000001,60,27,99,0.83,0.24,200,1,0.25,3.32,0.96]
[14,20.2,60,28,99,0.87,0.24,120,1,0.27,3.2222222222222219,0.88888888888888884]
[14,17.100000000000001,60,29,99,1,0.28000000000000003,280,1,0.28999999999999998,3.4482758620689657,0.9655172413793105]
[14,21.4,60,30,99,1.03,0.27,120,1,0.31,3.3225806451612905,0.87096774193548399]
[14,19.3,60,31,70,0.75,0.3,120,1,0.32,2.34375,0.9375]
[14,15.5,60,32,1,0.34,0.34,200,0,0.34,1,1]
[14,15.8,80,20,99,0.43,0.15,200,1,0.15,2.8666666666666667,1]
[14,15.3,80,21,60,0.18,0.18,120,0,0.18,1,1]
[14,15.5,80,22,1,0.2,0.2,120,0,0.2,1,1]
[14,15.7,80,23,60,0.23,0.22,120,1,0.23,1,0.9565217391304347]
[14,15.8,80,24,50,0.25,0.25,120,0,0.25,1,1]
[14,15.2,80,25,1,0.28000000000000003,0.28000000000000003,200,0,0.28000000000000003,1,1]
[14,16.100000000000001,80,26,50,0.3,0.28999999999999998,120,1,0.3,1,0.96666666666666667]
[14,15.7,80,27,50,0.39,0.32,200,1,0.33,1.1818181818181819,0.96969696969696972]
[14,15.2,80,27,50,0.4,0.33,280,1,0.33,1.2121212121212122,1]
[14,16.7,80,29,1,0.37,0.37,120,0,0.37,1,1]
[14,17.899999999999999,80,30,50,0.54,0.37,120,1,0.4,1.35,0.92499999999999993]
[14,18.3,80,31,50,0.61,0.39,120,1,0.42,1.4523809523809523,0.9285714285714286]
[14,18.7,80,31,99,1.54,0.4,280,1,{"$f":"IF(F22041/G22041=1,F22041,J22040)","v":0.43},3.5813953488372094,0.93023255813953498]
[14,17.899999999999999,80,32,60,0.91,0.43,200,1,0.45,2.0222222222222221,0.95555555555555549]
[14,14.8,100,20,60,0.19,0.19,200,0,0.19,1,1]
[14,14.9,100,21,70,0.28000000000000003,0.22,280,1,0.22,1.2727272727272729,1]
[14,14.8,100,22,60,0.25,0.25,280,0,0.25,1,1]
[14,15.4,100,23,70,0.45,0.28000000000000003,280,1,0.28000000000000003,1.607142857142857,1]
[14,17.3,100,24,70,0.46,0.28000000000000003,120,1,0.3,1.5333333333333334,0.93333333333333346]
[14,17.899999999999999,100,25,70,0.54,0.3,120,1,0.33,1.6363636363636365,0.90909090909090906]
[14,15.7,100,26,60,0.56000000000000005,0.37,280,1,0.38,1.4736842105263159,0.97368421052631582]
[14,17.399999999999999,100,27,70,0.79,0.38,200,1,0.41,1.9268292682926831,0.92682926829268297]
[14,17.8,100,28,70,0.89,0.4,200,1,0.44,2.0227272727272729,0.90909090909090917]
[14,16.600000000000001,100,29,60,0.83,0.45,280,1,0.47,1.7659574468085106,0.95744680851063835]
[14,18.899999999999999,100,29,99,1.58,0.43,280,1,0.47,3.3617021276595747,0.91489361702127658]
[14,19.3,100,30,99,1.72,0.45,280,1,0.5,3.44,0.9]
[14,16.8,100,32,50,0.91,0.54,280,1,0.56000000000000005,1.625,0.9642857142857143]
[14,17.600000000000001,120,20,99,0.5,0.17,120,1,0.21,2.3809523809523809,0.80952380952380965]
[14,14.8,120,21,1,0.26,0.26,280,0,0.26,1,1]
[14,17.5,120,22,99,0.81,0.26,200,1,0.28999999999999998,2.7931034482758625,0.89655172413793116]
[14,14.9,120,22,1,0.3,0.3,280,0,0.3,1,1]
[14,15,120,23,1,0.34,0.34,280,0,0.34,1,1]
[14,16.8,120,25,1,0.39,0.39,120,0,0.39,1,1]
[14,17,120,26,1,0.43,0.43,120,0,0.43,1,1]
[14,19.600000000000001,120,26,99,1.31,0.37,200,1,0.44,2.9772727272727275,0.84090909090909094]
[14,16.2,120,28,1,0.51,0.51,200,0,0.51,1,1]
[14,15.6,120,28,1,0.52,0.52,280,0,0.52,1,1]
[14,18.8,120,29,70,1.1299999999999999,0.49,200,1,0.55000000000000004,2.0545454545454542,0.89090909090909087]
[14,16.600000000000001,120,30,50,0.84,0.56999999999999995,280,1,0.59,1.423728813559322,0.96610169491525422]
[14,18.5,120,32,1,0.63,0.63,120,0,0.63,1,1]
[14,19.3,120,32,60,1.24,0.59,200,1,0.65,1.9076923076923076,0.90769230769230758]
[14,16,140,21,50,0.28000000000000003,0.28000000000000003,120,0,0.28000000000000003,1,1]
[14,15.3,140,21,60,0.28999999999999998,0.28999999999999998,200,0,0.28999999999999998,1,1]
[14,15.4,140,22,60,0.33,0.33,200,0,0.33,1,1]
[14,15.2,140,23,50,0.38,0.38,280,0,0.38,1,1]
[14,15.8,140,24,50,0.42,0.42,200,0,0.42,1,1]
[14,15.9,140,25,60,0.62,0.45,280,1,0.46,1.3478260869565217,0.97826086956521741]
[14,18.100000000000001,140,26,60,0.56999999999999995,0.43,120,1,0.47,1.2127659574468084,0.91489361702127658]
[14,16.3,140,27,1,0.54,0.54,200,0,0.54,1,1]
[14,20.6,140,28,70,0.93,0.45,120,1,0.56000000000000005,1.6607142857142856,0.80357142857142849]
[14,18.399999999999999,140,29,60,1.02,0.56999999999999995,200,1,0.62,1.6451612903225807,0.91935483870967738]
[14,26.1,140,30,99,1.69,0.4,120,1,0.63,2.6825396825396823,0.634920634920635]
[14,18.5,140,30,70,1.47,0.61,280,1,0.67,2.1940298507462686,0.91044776119402981]
[14,28.1,140,32,99,1.96,0.44,120,1,0.71,2.76056338028169,0.61971830985915499]
[14,22,140,32,99,2.62,0.63,280,1,0.75,3.4933333333333336,0.84]
[14,16.2,160,21,70,0.31,0.3,120,1,0.31,1,0.96774193548387089]
[14,16.8,160,22,70,0.39,0.32,120,1,0.35,1.1142857142857143,0.91428571428571437]
[14,18.2,160,22,99,0.97,0.3,200,1,{"$f":"IF(F22681/G22681=1,F22681,J22680)","v":0.37},2.6216216216216215,0.81081081081081074]
[14,18.8,160,23,99,1.1100000000000001,0.34,200,1,0.42,2.6428571428571432,0.80952380952380965]
[14,17.7,160,25,60,0.51,0.44,120,1,0.48,1.0625,0.91666666666666674]
[14,18.7,160,25,99,1.53,0.45,280,1,0.52,2.9423076923076921,0.86538461538461542]
[14,19.2,160,26,99,1.7,0.48,280,1,0.56000000000000005,3.0357142857142851,0.85714285714285698]
[14,18.3,160,28,50,0.6,0.56999999999999995,120,1,0.61,0.98360655737704916,0.93442622950819665]
[14,16.8,160,28,1,0.65,0.65,200,0,0.65,1,1]
[14,19.600000000000001,160,30,50,0.78,0.63,120,1,0.7,1.1142857142857143,0.9]
[14,16.3,160,30,1,0.75,0.75,280,0,0.75,1,1]
[14,16.5,160,31,1,0.8,0.8,280,0,0.8,1,1]
[14,16.100000000000001,180,20,1,0.28999999999999998,0.28999999999999998,120,0,0.28999999999999998,1,1]
[14,16.100000000000001,180,20,50,0.28999999999999998,0.28999999999999998,120,0,0.28999999999999998,1,1]
[14,16.399999999999999,180,21,50,0.33,0.33,120,0,0.33,1,1]
[14,17,180,21,99,0.97,0.32,280,1,0.37,2.6216216216216215,0.86486486486486491]
[14,16,180,23,50,0.46,0.46,200,0,0.46,1,1]
[14,16.2,180,24,50,0.51,0.51,200,0,0.51,1,1]
[14,18.5,180,24,99,1.47,0.44,280,1,0.52,2.8269230769230766,0.84615384615384615]
[14,16.3,180,25,60,0.74,0.55000000000000004,280,1,0.56999999999999995,1.2982456140350878,0.9649122807017545]
[14,16.7,180,26,60,0.87,0.59,280,1,0.62,1.403225806451613,0.95161290322580638]
[14,17.899999999999999,180,27,70,1.27,0.61,280,1,0.68,1.8676470588235292,0.89705882352941169]
[14,20.6,180,29,60,0.92,0.6,120,1,0.71,1.295774647887324,0.84507042253521125]
[14,18.899999999999999,180,29,70,1.58,0.69,280,1,0.78,2.0256410256410255,0.88461538461538447]
[14,20.2,180,31,60,1.44,0.75,200,1,0.86,1.6744186046511627,0.87209302325581395]
[14,21.5,180,31,70,1.74,0.71,200,1,0.86,2.0232558139534884,0.82558139534883723]
[14,19.399999999999999,180,32,60,1.75,0.84,280,1,0.93,1.8817204301075268,0.90322580645161277]
[14,15.1,200,20,70,0.34,0.34,280,0,0.34,1,1]
[14,15.4,200,21,70,0.47,0.39,280,1,0.4,1.1749999999999998,0.97499999999999998]
[14,15.4,200,22,50,0.46,0.46,280,0,0.46,1,1]
[14,18.399999999999999,200,24,70,0.62,0.43,120,1,0.51,1.2156862745098038,0.84313725490196079]
[14,17.399999999999999,200,24,70,0.8,0.5,200,1,0.55000000000000004,1.4545454545454546,0.90909090909090906]
[14,15.9,200,25,1,0.63,0.63,280,0,0.63,1,1]
[14,21.5,200,26,99,1.75,0.48,200,1,0.66,2.6515151515151514,0.72727272727272718]
[14,16.3,200,27,1,0.74,0.74,280,0,0.74,1,1]
[14,21.3,200,28,99,2.37,0.62,280,1,0.79,3,0.78481012658227844]
[14,26.4,200,29,99,1.73,0.41,120,1,0.76,2.2763157894736841,0.53947368421052633]
[14,24.8,200,30,99,2.5099999999999998,0.6,200,1,0.88,2.8522727272727271,{"$f":"G23191/J23191","v":0.68181818181818177}]
[14,18,200,31,1,0.93,0.93,200,0,0.93,1,1]
[14,26.6,200,32,99,2.92,0.66,200,1,0.98,2.9795918367346941,0.67346938775510212]
[14,15.5,220,20,70,0.36,0.36,200,0,0.36,1,1]
[14,15.3,220,21,1,0.43,0.43,280,0,0.43,1,1]
[14,17.100000000000001,220,22,1,0.44,0.44,120,0,{"$f":"IF(F23257/G23257=1,F23257,J23256)","v":0.44},1,1]
[14,16.3,220,23,60,0.53,0.53,200,0,0.53,1,1]
[14,16.600000000000001,220,24,1,0.6,0.6,200,0,0.6,1,1]
[14,16.8,220,25,1,0.65,0.65,200,0,0.65,1,1]
[14,17,220,26,50,0.7,0.7,200,0,0.7,1,1]
[14,16.2,220,26,50,0.73,0.73,280,0,0.73,1,1]
[14,17.7,220,28,50,0.87,0.78,200,1,0.83,1.0481927710843375,0.93975903614457834]
[14,18,220,28,60,1.29,0.78,280,1,0.86,1.5,0.90697674418604657]
[14,20.100000000000001,220,30,50,0.86,0.77,120,1,0.86,1,0.89534883720930236]
[14,18.3,220,31,1,1,1,200,0,1,1,1]
[14,20.8,220,31,60,1.59,0.85,200,1,1,1.59,0.85]
[14,21.5,220,32,60,1.75,0.89,200,1,1.06,1.6509433962264151,0.83962264150943389]
[15,16.399999999999999,40,20,99,0.19,0.06,120,1,7.0000000000000007E-2,2.714285714285714,0.85714285714285698]
[15,15.2,40,21,60,0.08,0.08,280,0,{"$f":"IF(F23449/G23449=1,F23449,J23448)","v":0.08},1,1]
[15,15.3,40,22,60,0.09,0.09,280,0,0.09,1,1]
[15,17.3,40,23,99,0.32,0.1,120,1,0.1,3.1999999999999997,1]
[15,16.399999999999999,40,24,70,0.19,0.12,120,1,0.12,1.5833333333333335,1]
[15,16.7,40,25,70,0.23,0.13,120,1,0.13,1.7692307692307692,1]
[15,16.2,40,26,70,0.28000000000000003,0.14000000000000001,200,1,0.14000000000000001,2,1]
[15,16.399999999999999,40,27,70,0.32,0.15,200,1,0.16,2,0.9375]
[15,17,40,28,60,0.28000000000000003,0.16,120,1,0.17,1.6470588235294119,0.94117647058823528]
[15,16.8,40,28,99,0.59,0.16,280,1,0.17,3.4705882352941173,0.94117647058823528]
[15,17,40,29,99,0.65,0.17,280,1,0.18,3.6111111111111112,0.94444444444444453]
[15,17.899999999999999,40,31,60,0.4,0.2,120,1,0.21,1.9047619047619049,0.95238095238095244]
[15,20.8,40,32,99,0.81,0.2,120,1,0.22,3.6818181818181821,0.90909090909090917]
[15,16.899999999999999,60,20,99,0.27,0.09,120,1,0.1,2.7,0.89999999999999991]
[15,15.8,60,21,50,0.12,0.12,120,0,0.12,1,1]
[15,15.4,60,21,1,0.12,0.12,280,0,0.12,1,1]
[15,16.3,60,22,99,0.42,0.13,280,1,0.14000000000000001,2.9999999999999996,0.92857142857142849]
[15,16.3,60,24,1,0.18,0.18,120,0,0.18,1,1]
[15,16.399999999999999,60,25,1,0.19,0.19,120,0,0.19,1,1]
[15,16.5,60,26,1,0.21,0.21,120,0,0.21,1,1]
[15,16,60,27,1,0.23,0.23,200,0,0.23,1,1]
[15,16.100000000000001,60,27,50,0.25,0.23,200,1,0.23,1.0869565217391304,1]
[15,17.7,60,28,99,0.87,0.24,280,1,0.25,3.48,0.96]
[15,16.100000000000001,60,29,50,0.36,0.27,280,1,0.27,1.3333333333333333,1]
[15,17.2,60,31,1,0.31,0.31,120,0,0.31,1,1]
[15,17.3,60,31,70,0.74,0.3,280,1,0.31,2.3870967741935485,0.96774193548387089]
[15,15.9,80,20,50,0.13,0.13,120,0,0.13,1,1]
[15,15.6,80,20,50,0.13,0.13,200,0,0.13,1,1]
[15,15.5,80,21,60,0.15,0.15,280,0,0.15,1,1]
[15,15.8,80,22,60,0.18,0.18,200,0,0.18,1,1]
[15,15.6,80,23,60,0.2,0.2,280,0,0.2,1,1]
[15,15.8,80,24,60,0.26,0.23,280,1,0.23,1.1304347826086956,1]
[15,17.100000000000001,80,25,60,0.28999999999999998,0.24,120,1,0.25,1.1599999999999999,0.96]
[15,15.9,80,26,50,0.28000000000000003,0.28000000000000003,280,0,0.28000000000000003,1,1]
[15,18.899999999999999,80,27,70,0.55000000000000004,0.27,120,1,0.3,1.8333333333333335,0.90000000000000013]
[15,17.3,80,28,60,0.53,0.32,200,1,0.33,1.606060606060606,0.96969696969696972]
[15,16.100000000000001,80,29,1,0.36,0.36,280,0,0.36,1,1]
[15,17.399999999999999,80,29,70,0.78,0.34,280,1,0.36,2.166666666666667,0.94444444444444453]
[15,17.7,80,30,70,0.87,0.36,280,1,0.38,2.2894736842105261,0.94736842105263153]
[15,21.2,80,31,99,1.44,0.36,200,1,0.4,3.5999999999999996,0.89999999999999991]
[15,16.100000000000001,100,20,70,0.15,0.15,120,0,0.15,1,1]
[15,16.899999999999999,100,20,99,0.43,0.14000000000000001,200,1,0.16,2.6875,0.87500000000000011]
[15,19,100,22,99,0.55000000000000004,0.17,120,1,0.21,2.6190476190476195,0.80952380952380965]
[15,17.7,100,22,99,0.63,0.2,200,1,0.22,2.8636363636363638,0.90909090909090917]
[15,16.5,100,23,70,0.36,0.24,200,1,0.25,1.44,0.96]
[15,17.7,100,24,99,0.88,0.26,280,1,0.28000000000000003,3.1428571428571428,0.92857142857142849]
[15,18.100000000000001,100,25,99,0.99,0.28999999999999998,280,1,0.31,3.193548387096774,0.93548387096774188]
[15,17,100,26,60,0.46,0.33,200,1,0.34,1.3529411764705881,0.97058823529411764]
[15,16.600000000000001,100,27,1,0.38,0.38,200,0,0.38,1,1]
[15,16.7,100,28,1,0.41,0.41,200,0,0.41,1,1]
[15,17.3,100,29,50,0.54,0.42,200,1,0.44,1.2272727272727273,0.95454545454545447]
[15,16.399999999999999,100,30,1,0.47,0.47,280,0,0.47,1,1]
[15,16.5,100,31,1,0.5,0.5,280,0,0.5,1,1]
[15,18.399999999999999,100,32,50,0.79,0.5,200,1,0.52,1.5192307692307692,0.96153846153846145]
[15,16.3,120,20,50,0.18,0.18,120,0,0.18,1,1]
[15,16,120,21,1,0.22,0.22,200,0,0.22,1,1]
[15,16.100000000000001,120,22,50,0.26,0.26,200,0,0.26,1,1]
[15,16.3,120,23,50,0.28999999999999998,0.28999999999999998,200,0,0.28999999999999998,1,1]
[15,16.399999999999999,120,24,1,0.33,0.33,200,0,0.33,1,1]
[15,16.100000000000001,120,24,60,0.36,0.33,280,1,0.33,1.0909090909090908,1]
[15,16.399999999999999,120,25,60,0.46,0.36,280,1,0.37,1.2432432432432432,0.97297297297297292]
[15,23.2,120,27,99,1.1399999999999999,0.3,120,1,0.42,2.714285714285714,0.7142857142857143]
[15,19.399999999999999,120,28,60,0.62,0.41,120,1,0.46,1.3478260869565217,0.89130434782608692]
[15,20,120,29,60,0.7,0.43,120,1,0.49,1.4285714285714286,0.87755102040816324]
[15,22,120,30,70,0.98,0.43,120,1,0.53,1.8490566037735847,0.81132075471698106]
[15,20,120,30,70,1.1499999999999999,0.49,200,1,0.55000000000000004,2.0909090909090904,0.89090909090909087]
[15,23.5,120,32,70,1.18,0.48,120,1,0.59,2,0.81355932203389836]
[15,19.5,120,32,70,1.48,0.56999999999999995,280,1,0.62,2.3870967741935485,0.91935483870967738]
[15,15.7,140,20,70,0.21,0.21,280,0,0.21,1,1]
[15,17,140,22,60,0.28000000000000003,0.28000000000000003,120,0,0.28000000000000003,1,1]
[15,17.7,140,23,70,0.37,0.28999999999999998,120,1,0.32,1.15625,0.90624999999999989]
[15,16.899999999999999,140,23,70,0.45,0.32,200,1,0.33,1.3636363636363635,0.96969696969696972]
[15,17.8,140,25,50,0.4,0.4,120,0,{"$f":"IF(F24473/G24473=1,F24473,J24472)","v":0.4},1,1]
[15,20.2,140,25,99,1.2,0.34,200,1,0.42,2.8571428571428572,0.80952380952380965]
[15,17.600000000000001,140,26,70,0.83,0.44,280,1,0.46,1.8043478260869563,0.9565217391304347]
[15,18.7,140,28,1,0.52,0.52,120,0,0.52,1,1]
[15,20.399999999999999,140,28,99,1.77,0.47,280,1,0.55000000000000004,3.2181818181818178,0.85454545454545439]
[15,25.5,140,29,99,1.46,0.36,120,1,0.56000000000000005,2.6071428571428568,0.64285714285714279]
[15,21,140,29,99,1.95,0.5,280,1,0.59,3.3050847457627119,0.84745762711864414]
[15,24.2,140,31,99,2.15,0.51,200,1,0.66,3.2575757575757573,0.77272727272727271]
[15,22.1,140,31,99,2.31,0.56999999999999995,280,1,0.67,3.4477611940298507,0.85074626865671632]
[15,15.7,160,20,1,0.24,0.24,280,0,0.24,1,1]
[15,16.899999999999999,160,21,1,0.27,0.27,120,0,0.27,1,1]
[15,15.9,160,21,70,0.28999999999999998,0.28999999999999998,280,0,0.28999999999999998,1,1]
[15,17.5,160,23,50,0.35,0.35,120,0,0.35,1,1]
[15,16.8,160,24,1,0.42,0.42,200,0,0.42,1,1]
[15,16.399999999999999,160,24,60,0.45,0.42,280,1,0.43,1.0465116279069768,0.97674418604651159]
[15,16.5,160,25,50,0.47,0.47,280,0,0.47,1,1]
[15,16.600000000000001,160,26,50,0.52,0.52,280,0,0.52,1,1]
[15,16.7,160,27,50,0.56000000000000005,0.56000000000000005,280,0,0.56000000000000005,1,1]
[15,19.3,160,29,50,0.61,0.59,120,1,0.61,1,0.96721311475409832]
[15,17.5,160,29,50,0.8,0.64,280,1,0.66,1.2121212121212122,0.96969696969696972]
[15,19.8,160,30,60,1.1100000000000001,0.62,200,1,0.69,1.6086956521739133,0.89855072463768126]
[15,20.3,160,31,60,1.24,0.66,200,1,0.74,1.6756756756756757,0.891891891891892]
[15,17.5,160,32,1,0.8,0.8,280,0,0.8,1,1]
[15,15.8,180,20,60,0.26,0.26,280,0,0.26,1,1]
[15,16,180,21,60,0.32,0.32,280,0,0.32,1,1]
[15,18.899999999999999,180,22,99,0.91,0.28000000000000003,200,1,0.36,2.5277777777777781,0.7777777777777779]
[15,17.899999999999999,180,23,70,0.41,0.34,120,1,0.38,1.0789473684210527,0.89473684210526316]
[15,18.600000000000001,180,24,70,0.5,0.38,120,1,0.43,1.1627906976744187,0.88372093023255816]
[15,20.9,180,25,99,1.38,0.39,200,1,0.51,2.7058823529411762,0.76470588235294124]
[15,18.899999999999999,180,26,70,0.9,0.5,200,1,0.56000000000000005,1.607142857142857,0.89285714285714279]
[15,19.399999999999999,180,27,70,1.03,0.54,200,1,0.61,1.6885245901639345,0.88524590163934436]
[15,20,180,28,70,1.17,0.56999999999999995,200,1,0.66,1.7727272727272725,0.86363636363636354]
[15,21.4,180,28,99,2.09,0.55000000000000004,280,1,{"$f":"IF(F24921/G24921=1,F24921,J24920)","v":0.68},3.0735294117647056,0.80882352941176472]
[15,20.100000000000001,180,30,60,1.18,0.68,200,1,0.76,1.5526315789473684,0.89473684210526316]
[15,28.3,180,31,99,1.86,0.41,120,1,0.76,2.4473684210526319,0.53947368421052633]
[15,29.4,180,32,99,2,0.42,120,1,0.8,2.5,0.52499999999999991]
[15,16.2,200,20,60,0.28000000000000003,0.28000000000000003,200,0,0.28000000000000003,1,1]
[15,15.9,200,20,1,0.28999999999999998,0.28999999999999998,280,0,0.28999999999999998,1,1]
[15,16.100000000000001,200,21,1,0.35,0.35,280,0,0.35,1,1]
[15,16.899999999999999,200,23,50,0.44,0.44,200,0,0.44,1,1]
[15,18.3,200,24,1,0.46,0.46,120,0,0.46,1,1]
[15,22.9,200,25,99,1.1000000000000001,0.3,120,1,0.51,2.1568627450980395,0.58823529411764708]
[15,17.600000000000001,200,26,1,0.61,0.61,200,0,0.61,1,1]
[15,17.600000000000001,200,26,50,0.6,0.6,200,0,0.6,1,1]
[15,17.899999999999999,200,27,1,0.66,0.66,200,0,0.66,1,1]
[15,17.399999999999999,200,28,50,0.79,0.71,280,1,{"$f":"IF(F25113/G25113=1,F25113,J25112)","v":0.74},1.0675675675675675,0.95945945945945943]
[15,17.8,200,29,50,0.92,0.75,280,1,0.79,1.1645569620253164,0.94936708860759489]
[15,27.6,200,30,99,1.76,0.4,120,1,0.76,2.3157894736842106,0.52631578947368418]
[15,21.7,200,32,50,0.93,0.76,120,1,0.86,1.0813953488372094,0.88372093023255816]
[15,20.2,200,32,50,1.21,0.84,200,1,0.93,1.3010752688172043,0.90322580645161277]
[15,16.899999999999999,220,20,70,0.27,0.27,120,0,0.27,1,1]
[15,16.5,220,21,60,0.36,0.36,200,0,0.36,1,1]
[15,16.3,220,22,50,0.43,0.43,280,0,0.43,1,1]
[15,18.100000000000001,220,23,60,0.43,0.43,120,0,0.43,1,1]
[15,18.5,220,24,60,0.49,0.49,120,0,0.49,1,{"$f":"G25239/J25239","v":1}]
[15,18.899999999999999,220,25,60,0.54,0.54,120,0,0.54,1,1]
[15,20.3,220,26,70,0.74,0.49,120,1,0.59,1.2542372881355932,0.83050847457627119]
[15,18.8,220,27,60,0.88,0.65,200,1,0.7,1.2571428571428573,0.92857142857142871]
[15,20,220,28,50,0.7,0.7,120,0,0.7,1,1]
[15,21.2,220,29,70,1.44,0.68,200,1,0.83,1.7349397590361446,0.81927710843373502]
[15,20,220,29,70,1.63,0.74,280,1,0.85,1.9176470588235293,0.87058823529411766]
[15,21.2,220,31,1,0.86,0.86,120,0,0.86,1,1]
[15,25.3,220,32,70,1.43,0.65,120,1,0.92,1.5543478260869563,0.70652173913043481]
[16,16.399999999999999,40,20,70,0.05,0.05,120,0,0.05,1,1]
[16,16.5,40,20,99,0.16,0.05,280,1,0.05,3.1999999999999997,1]
[16,16.899999999999999,40,21,99,0.2,0.06,200,1,7.0000000000000007E-2,2.8571428571428572,0.85714285714285698]
[16,17.100000000000001,40,22,99,0.25,0.08,200,1,0.08,3.125,1]
[16,16.399999999999999,40,23,70,0.12,0.09,280,{"$f":"IF(F25430<>G25430,1,0)","v":1},0.09,{"$f":"F25430/J25430","v":1.3333333333333333},1]
[16,17.100000000000001,40,24,99,0.34,0.1,280,1,0.1,3.4,1]
[16,16.600000000000001,40,25,70,0.2,0.12,280,1,0.12,1.6666666666666667,1]
[16,16.600000000000001,40,26,1,0.13,0.13,200,0,0.13,1,1]
[16,16.600000000000001,40,27,1,0.14000000000000001,0.14000000000000001,200,0,0.14000000000000001,1,1]
[16,16.8,40,28,60,0.25,0.15,280,1,0.16,1.5625,0.9375]
[16,16.5,40,29,1,0.17,0.17,280,0,0.17,1,1]
[16,16.600000000000001,40,30,1,0.18,0.18,280,0,0.18,1,1]
[16,17.100000000000001,40,31,60,0.37,0.19,280,1,0.19,1.9473684210526316,1]
[16,18.2,40,32,50,0.31,0.2,120,1,0.21,1.4761904761904763,0.95238095238095244]
[16,16.600000000000001,60,20,50,0.08,0.08,120,0,0.08,1,1]
[16,16.3,60,21,50,0.1,0.1,280,0,0.1,1,1]
[16,16.5,60,22,50,0.12,0.12,200,0,0.12,1,1]
[16,16.399999999999999,60,23,1,0.14000000000000001,0.14000000000000001,280,{"$f":"IF(F25622<>G25622,1,0)","v":0},0.14000000000000001,{"$f":"F25622/J25622","v":1},1]
[16,16.399999999999999,60,23,60,0.14000000000000001,0.14000000000000001,280,0,0.14000000000000001,1,1]
[16,16.5,60,24,60,0.15,0.15,280,0,0.15,1,1]
[16,16.5,60,25,1,0.18,0.18,280,0,0.18,1,1]
[16,18.100000000000001,60,27,60,0.28999999999999998,0.2,120,1,0.21,1.3809523809523809,0.95238095238095244]
[16,18.5,60,28,60,0.34,0.22,120,1,{"$f":"IF(F25689/G25689=1,F25689,J25688)","v":0.23},1.4782608695652175,0.9565217391304347]
[16,19.5,60,28,99,0.81,0.22,200,1,0.23,3.5217391304347827,0.9565217391304347]
[16,18.3,60,29,70,0.54,0.24,200,1,0.25,2.16,0.96]
[16,17.5,60,30,60,0.49,0.26,280,1,0.27,1.8148148148148147,0.96296296296296291]
[16,18.899999999999999,60,31,70,0.68,0.28000000000000003,200,1,0.28999999999999998,2.3448275862068968,0.9655172413793105]
[16,18.3,60,32,70,0.76,0.3,280,1,0.31,2.4516129032258065,0.96774193548387089]
[16,16.899999999999999,80,21,60,0.13,0.13,120,0,0.13,1,1]
[16,16.600000000000001,80,21,60,0.13,0.13,200,0,0.13,1,1]
[16,19,80,22,99,0.42,0.13,120,1,0.15,2.8,0.8666666666666667]
[16,16.8,80,23,60,0.18,0.18,200,{"$f":"IF(F25814<>G25814,1,0)","v":0},0.18,{"$f":"F25814/J25814","v":1},1]
[16,18.7,80,24,99,0.64,0.19,200,1,0.2,3.1999999999999997,0.95]
[16,17.2,80,25,70,0.38,0.23,280,1,0.23,1.6521739130434783,1]
[16,17.100000000000001,80,26,50,0.25,0.25,200,0,0.25,1,1]
[16,18.899999999999999,80,27,99,0.95,0.26,280,1,{"$f":"IF(F25881/G25881=1,F25881,J25880)","v":0.28000000000000003},3.3928571428571423,0.92857142857142849]
[16,22.8,80,28,99,0.94,0.25,120,1,0.3,3.1333333333333333,0.83333333333333337]
[16,17.399999999999999,80,29,1,0.33,0.33,200,0,0.33,1,1]
[16,17.5,80,30,1,0.35,0.35,200,0,0.35,1,1]
[16,21.9,80,31,99,1.37,0.34,200,1,0.38,3.6052631578947372,0.89473684210526316]
[16,25.7,80,32,99,1.35,0.32,120,1,0.4,3.375,0.79999999999999993]
[16,16.899999999999999,100,20,1,0.12,0.12,120,0,0.12,1,1]
[16,18.8,100,21,99,0.39,0.13,120,1,0.15,2.6,0.8666666666666667]
[16,17.3,100,22,50,0.18,0.18,120,0,0.18,1,1]
[16,17,100,23,1,0.22,0.22,200,0,0.22,1,{"$f":"G26007/J26007","v":1}]
[16,18.3,100,24,70,0.31,0.23,120,1,0.24,1.2916666666666667,0.95833333333333337]
[16,16.8,100,24,50,0.25,0.25,280,0,0.25,1,1]
[16,16.899999999999999,100,25,50,0.28000000000000003,0.28000000000000003,280,0,0.28000000000000003,1,1]
[16,18.899999999999999,100,27,60,0.41,0.31,120,1,0.33,1.2424242424242422,0.93939393939393934]
[16,18.600000000000001,100,28,50,0.36,0.36,120,0,0.36,1,1]
[16,18.899999999999999,100,29,50,0.4,0.37,120,1,0.39,1.0256410256410258,0.94871794871794868]
[16,19.399999999999999,100,30,50,0.48,0.4,120,1,0.42,1.1428571428571428,0.95238095238095244]
[16,19.2,100,30,60,0.73,0.41,200,1,0.43,1.6976744186046511,0.95348837209302317]
[16,20.5,100,32,50,0.63,0.44,120,1,0.48,1.3125,0.91666666666666674]
[16,19,100,32,60,0.97,0.47,280,1,0.5,1.94,0.94]
[16,16.5,120,20,60,0.15,0.15,280,0,0.15,1,1]
[16,17.5,120,22,1,0.21,0.21,120,0,0.21,1,1]
[16,17.5,120,22,70,0.21,0.21,120,0,0.21,1,1]
[16,17.899999999999999,120,23,70,0.26,0.23,120,1,0.25,1.04,0.92]
[16,18.8,120,24,99,0.91,0.27,280,1,0.3,3.0333333333333337,0.90000000000000013]
[16,18.2,120,25,70,0.51,0.31,200,1,0.33,1.5454545454545454,0.93939393939393934]
[16,18.600000000000001,120,26,70,0.61,0.34,200,1,0.36,1.6944444444444444,0.94444444444444453]
[16,19.600000000000001,120,26,99,1.19,0.33,280,1,0.37,3.2162162162162162,0.891891891891892]
[16,20.100000000000001,120,27,99,1.33,0.36,280,1,0.4,3.3250000000000002,0.89999999999999991]
[16,20.6,120,28,99,1.48,0.39,280,1,0.44,3.3636363636363638,0.88636363636363635]
[16,19.100000000000001,120,29,70,0.99,0.45,280,1,0.48,2.0625,0.93750000000000011]
[16,27,120,31,99,1.54,0.35,120,1,0.53,2.9056603773584904,0.660377358490566]
[16,19.8,120,31,70,1.24,0.51,280,1,0.55000000000000004,2.2545454545454544,0.92727272727272725]
[16,17.8,120,32,1,0.59,0.59,280,0,0.59,1,1]
[16,16.5,140,20,1,0.17,0.17,280,0,0.17,1,1]
[16,16.7,140,21,60,0.21,0.21,280,0,0.21,1,1]
[16,18,140,23,1,0.28000000000000003,0.28000000000000003,120,0,0.28000000000000003,1,1]
[16,18.3,140,24,1,0.32,0.32,120,0,0.32,1,1]
[16,17,140,24,50,0.34,0.34,280,0,0.34,1,1]
[16,17.600000000000001,140,25,50,0.37,0.37,200,0,0.37,1,1]
[16,17.3,140,26,1,0.43,0.43,280,0,0.43,1,1]
[16,17.399999999999999,140,27,1,0.47,0.47,280,0,0.47,1,1]
[16,17.5,140,28,50,0.5,0.5,280,0,0.5,1,1]
[16,17.7,140,29,1,0.55000000000000004,0.55000000000000004,280,0,0.55000000000000004,1,1]
[16,20.6,140,31,50,0.65,0.54,120,1,0.59,1.1016949152542375,0.91525423728813571]
[16,19.399999999999999,140,31,50,0.79,0.57999999999999996,200,{"$f":"IF(F26518<>G26518,1,0)","v":1},0.62,{"$f":"F26518/J26518","v":1.2741935483870968},0.93548387096774188]
[16,25.5,140,32,99,2.21,0.51,200,1,0.66,3.3484848484848482,0.77272727272727271]
[16,16.8,160,20,60,0.19,0.19,200,0,0.19,1,1]
[16,16.7,160,21,50,0.24,0.24,280,0,0.24,1,1]
[16,17.2,160,22,70,0.28000000000000003,0.28000000000000003,200,0,0.28000000000000003,1,1]
[16,17,160,23,60,0.33,0.33,280,0,0.33,1,1]
[16,18.5,160,24,60,0.35,0.35,120,0,0.35,1,1]
[16,17.8,160,25,60,0.42,0.42,200,0,0.42,1,1]
[16,18.2,160,26,60,0.52,0.44,200,1,0.46,1.1304347826086956,0.9565217391304347]
[16,18.7,160,27,60,0.63,0.48,200,1,0.51,1.2352941176470589,0.94117647058823528]
[16,18.399999999999999,160,28,50,0.55000000000000004,0.55000000000000004,200,0,0.55000000000000004,1,1]
[16,19.3,160,28,70,1.07,0.52,280,1,0.56000000000000005,1.9107142857142856,0.92857142857142849]
[16,19.2,160,30,50,0.73,0.61,200,1,0.65,1.1230769230769231,0.93846153846153846]
[16,22.8,160,30,99,2.2000000000000002,0.54,280,1,0.66,3.3333333333333335,0.81818181818181823]
[16,24.8,160,32,70,1.22,0.53,120,1,0.7,1.7428571428571429,0.75714285714285723]
[16,16.899999999999999,180,20,1,0.21,0.21,200,0,0.21,1,1]
[16,18.2,180,20,99,0.5,0.17,200,1,0.21,2.3809523809523809,0.80952380952380965]
[16,18.8,180,21,99,0.64,0.2,200,1,0.26,2.4615384615384617,0.76923076923076927]
[16,21.2,180,23,99,0.73,0.21,120,1,0.33,2.2121212121212119,0.63636363636363635]
[16,19.2,180,23,99,1.04,0.31,280,1,0.37,2.810810810810811,0.83783783783783783]
[16,19.7,180,24,99,1.21,0.35,280,1,0.42,2.8809523809523809,0.83333333333333326]
[16,22.9,180,25,99,0.96,0.26,120,1,0.43,2.2325581395348837,0.60465116279069775]
[16,18.2,180,26,1,0.51,0.51,200,0,0.51,1,1]
[16,21.1,180,27,70,0.71,0.43,120,1,0.52,1.3653846153846152,0.82692307692307687]
[16,17.899999999999999,180,28,1,0.63,0.63,280,0,0.63,1,1]
[16,18.100000000000001,180,29,1,0.68,0.68,280,0,0.68,1,1]
[16,21.9,180,30,60,0.82,0.56000000000000005,120,1,0.66,1.2424242424242422,0.84848484848484851]
[16,21.1,180,31,50,0.7,0.64,120,1,0.71,0.9859154929577465,{"$f":"G26903/J26903","v":0.90140845070422537}]
[16,21.7,180,32,50,0.8,0.67,120,1,0.76,1.0526315789473684,0.88157894736842113]
[16,17.5,200,20,60,0.21,0.21,120,0,0.21,1,1]
[16,17.2,200,21,50,0.28000000000000003,0.28000000000000003,200,0,0.28000000000000003,1,1]
[16,17.399999999999999,200,22,50,0.33,0.33,200,0,0.33,1,1]
[16,18.600000000000001,200,23,50,0.36,0.36,120,0,0.36,1,1]
[16,17.2,200,23,60,0.4,0.4,280,0,0.4,1,1]
[16,19.3,200,25,50,0.46,0.46,120,0,0.46,1,1]
[16,19.7,200,26,1,0.51,0.51,120,0,0.51,1,1]
[16,19.899999999999999,200,27,60,0.54,0.51,120,1,0.56000000000000005,0.9642857142857143,0.9107142857142857]
[16,20.399999999999999,200,28,1,0.61,0.61,120,0,0.61,1,1]
[16,20.7,200,28,70,1.1000000000000001,0.56999999999999995,200,1,0.65,1.6923076923076923,0.87692307692307681]
[16,21.4,200,29,70,1.25,0.61,200,1,0.71,1.7605633802816902,0.85915492957746487]
[16,23.8,200,30,99,2.52,0.61,280,1,0.79,3.1898734177215187,0.77215189873417711]
[16,21.4,200,31,70,1.76,0.73,280,1,0.85,2.0705882352941178,0.85882352941176465]
[16,17.600000000000001,220,20,60,0.22,0.22,120,0,0.22,1,1]
[16,16.8,220,20,70,0.25,0.25,280,0,0.25,1,1]
[16,19.8,220,21,99,0.53,0.17,120,1,0.27,1.962962962962963,0.62962962962962965]
[16,17.5,220,22,70,0.36,0.36,200,0,0.36,1,1]
[16,17.3,220,23,60,0.43,0.43,280,0,0.43,1,1]
[16,21.1,220,24,99,1.19,0.34,200,1,0.47,2.5319148936170213,0.72340425531914898]
[16,17.7,220,25,60,0.55000000000000004,0.55000000000000004,280,0,0.55000000000000004,1,1]
[16,21.4,220,26,99,1.76,0.48,280,1,0.61,2.8852459016393444,0.78688524590163933]
[16,25.1,220,27,99,1.27,0.32,120,1,0.59,2.152542372881356,0.5423728813559322]
[16,18.2,220,28,50,0.72,0.72,280,0,0.72,1,1]
[16,19.3,220,29,1,0.77,0.77,200,0,0.77,1,1]
[16,26,220,30,99,2.3199999999999998,0.54,200,{"$f":"IF(F27286<>G27286,1,0)","v":1},0.83,{"$f":"F27286/J27286","v":2.7951807228915664},0.65060240963855431]
[16,18.8,220,31,1,0.91,0.91,280,0,0.91,1,1]
[16,22.2,220,32,1,0.86,0.86,120,0,0.86,1,1]
[17,17.3,40,20,1,0.04,0.04,120,0,0.04,1,1]
[17,17.7,40,21,99,0.16,0.05,200,1,0.05,3.1999999999999997,1]
[17,17.3,40,22,1,7.0000000000000007E-2,7.0000000000000007E-2,200,0,7.0000000000000007E-2,1,1]
[17,17.899999999999999,40,22,99,0.21,0.06,200,1,7.0000000000000007E-2,2.9999999999999996,0.85714285714285698]
[17,17.399999999999999,40,24,50,0.09,0.09,200,0,0.09,1,1]
[17,17.3,40,24,50,0.09,0.09,280,0,0.09,1,1]
[17,17.7,40,25,70,0.16,0.1,200,1,0.1,1.5999999999999999,1]
[17,17.899999999999999,40,27,50,0.13,0.13,120,0,0.13,1,1]
[17,18,40,28,50,0.14000000000000001,0.14000000000000001,120,0,0.14000000000000001,1,1]
[17,17.899999999999999,40,28,60,0.21,0.14000000000000001,200,1,0.14000000000000001,1.4999999999999998,1]
[17,18.100000000000001,40,29,60,0.25,0.15,200,1,0.16,1.5625,0.9375]
[17,18.3,40,30,60,0.28999999999999998,0.16,200,1,0.17,1.7058823529411762,{"$f":"G27479/J27479","v":0.94117647058823528}]
[17,18,40,31,50,0.24,0.18,200,1,0.18,1.3333333333333333,1]
[17,18.2,40,32,60,0.38,0.19,280,1,0.19,2,1]
[17,17.2,60,20,60,0.06,0.06,280,0,0.06,1,1]
[17,17.3,60,21,50,0.08,0.08,200,0,0.08,1,1]
[17,17.7,60,22,70,0.1,0.1,120,0,0.1,1,1]
[17,17.5,60,23,1,0.12,0.12,200,0,0.12,1,1]
[17,17.8,60,24,70,0.18,0.13,200,1,0.14000000000000001,1.2857142857142856,0.92857142857142849]
[17,18,60,25,70,0.24,0.15,200,1,0.15,1.6,1]
[17,17.8,60,26,1,0.18,0.18,200,0,0.18,1,1]
[17,18.8,60,26,99,0.6,0.17,280,1,0.17,3.5294117647058818,1]
[17,19.100000000000001,60,27,99,0.68,0.19,280,1,0.19,3.5789473684210527,1]
[17,22.7,60,29,99,0.79,0.2,120,1,0.23,3.4347826086956523,0.86956521739130432]
[17,23.3,60,30,99,0.88,0.22,120,1,0.25,3.52,{"$f":"G27671/J27671","v":0.88}]
[17,23.9,60,31,99,0.96,0.23,120,1,0.27,3.5555555555555554,0.85185185185185186]
[17,21.7,60,32,70,0.66,0.26,120,1,0.28999999999999998,2.2758620689655173,0.89655172413793116]
[17,17.899999999999999,60,32,1,0.28999999999999998,0.28999999999999998,280,0,0.28999999999999998,1,1]
[17,17.7,80,21,70,0.1,0.1,120,0,0.1,1,1]
[17,17.899999999999999,80,22,1,0.13,0.13,120,0,0.13,1,1]
[17,18.100000000000001,80,23,1,0.15,0.15,120,0,0.15,1,1]
[17,18.3,80,24,60,0.17,0.17,120,0,0.17,1,1]
[17,17.8,80,24,50,0.18,0.18,200,0,0.18,1,1]
[17,17.600000000000001,80,25,1,0.21,0.21,280,0,0.21,1,1]
[17,18.8,80,27,50,0.25,0.25,120,0,0.25,1,1]
[17,17.8,80,27,50,0.25,0.25,280,0,0.25,1,1]
[17,19.2,80,29,1,0.3,0.3,120,0,0.3,1,1]
[17,19.3,80,30,1,0.32,0.32,120,{"$f":"IF(F27862<>G27862,1,0)","v":0},0.32,{"$f":"F27862/J27862","v":1},1]
[17,20.6,80,30,60,0.5,0.3,120,1,0.32,1.5625,0.9375]
[17,19,80,31,50,0.45,0.34,200,1,0.35,1.2857142857142858,0.97142857142857153]
[17,21.5,80,32,99,1.45,0.35,280,1,0.38,3.8157894736842102,0.92105263157894735]
[17,17.3,100,20,50,0.1,0.1,280,0,0.1,1,1]
[17,17.8,100,20,99,0.28000000000000003,0.09,280,1,0.1,2.8000000000000003,0.89999999999999991]
[17,17.5,100,22,60,0.16,0.16,280,0,0.16,1,1]
[17,18.3,100,23,60,0.18,0.18,120,0,0.18,1,1]
[17,17.600000000000001,100,23,70,0.19,0.19,280,0,0.19,1,1]
[17,19.3,100,25,70,0.32,0.23,120,1,0.24,1.3333333333333335,0.95833333333333337]
[17,18.3,100,26,60,0.3,0.27,200,1,0.28000000000000003,1.0714285714285714,0.9642857142857143]
[17,18,100,26,60,0.31,0.28000000000000003,280,1,0.28000000000000003,1.107142857142857,1]
[17,18.7,100,27,70,0.56999999999999995,0.3,280,1,0.31,1.8387096774193548,0.96774193548387089]
[17,19.100000000000001,100,28,70,0.67,0.33,280,1,0.34,1.9705882352941175,0.97058823529411764]
[17,18.2,100,29,50,0.39,0.37,280,1,0.38,1.0263157894736843,0.97368421052631582]
[17,22.9,100,31,70,0.83,0.36,120,1,0.42,1.9761904761904763,0.8571428571428571]
[17,18.7,100,31,50,0.56000000000000005,0.42,280,1,0.44,1.2727272727272729,0.95454545454545447]
[17,24.3,100,32,99,1.68,0.39,200,1,0.46,3.652173913043478,0.84782608695652173]
[17,18.3,120,20,99,0.3,0.1,200,1,0.11,2.7272727272727271,0.90909090909090917]
[17,17.5,120,21,1,0.15,0.15,280,0,0.15,1,1]
[17,18.7,120,22,99,0.55000000000000004,0.17,280,1,0.19,2.8947368421052633,0.89473684210526316]
[17,19.100000000000001,120,23,99,0.68,0.2,280,1,0.22,3.0909090909090913,0.90909090909090917]
[17,20.3,120,24,99,0.76,0.22,200,1,0.26,2.9230769230769229,0.84615384615384615]
[17,18.3,120,25,1,0.3,0.3,200,{"$f":"IF(F28182<>G28182,1,0)","v":0},0.3,{"$f":"F28182/J28182","v":1},1]
[17,18.399999999999999,120,26,1,0.33,0.33,200,0,0.33,1,1]
[17,22,120,27,99,1.1499999999999999,0.31,200,1,0.36,3.1944444444444442,0.86111111111111116]
[17,18.3,120,28,1,0.41,0.41,280,0,0.41,1,1]
[17,18.399999999999999,120,29,1,0.44,0.44,280,0,0.44,1,{"$f":"G28247/J28247","v":1}]
[17,21.1,120,30,70,0.96,0.43,200,1,0.47,2.0425531914893615,0.91489361702127658]
[17,20.7,120,31,50,0.52,0.45,120,1,0.49,1.0612244897959184,0.91836734693877553]
[17,21.1,120,32,60,0.96,0.5,200,1,0.54,1.7777777777777777,0.92592592592592582]
[17,17.5,140,20,50,0.13,0.13,200,0,0.13,1,1]
[17,17.7,140,21,50,0.17,0.17,200,0,0.17,1,1]
[17,17.899999999999999,140,22,60,0.21,0.21,200,0,0.21,1,1]
[17,17.7,140,22,60,0.21,0.21,280,0,0.21,1,1]
[17,17.8,140,23,60,0.25,0.25,280,0,0.25,1,1]
[17,18.399999999999999,140,25,50,0.33,0.33,200,0,0.33,1,1]
[17,19.600000000000001,140,26,60,0.36,0.36,120,0,0.36,1,1]
[17,18.8,140,27,50,0.41,0.41,200,0,0.41,1,1]
[17,19,140,28,1,0.46,0.46,200,0,0.46,1,1]
[17,20.5,140,28,70,0.8,0.41,200,1,0.45,1.7777777777777779,0.91111111111111098]
[17,19.3,140,30,1,0.54,0.54,200,0,0.54,1,1]
[17,20.5,140,30,70,1.1399999999999999,0.5,280,1,0.55000000000000004,2.0727272727272723,0.90909090909090906]
[17,20.9,140,31,70,1.28,0.54,280,1,0.59,2.1694915254237288,0.91525423728813571]
[17,28.9,140,32,99,1.66,0.36,120,1,0.59,2.8135593220338984,0.61016949152542377]
[17,19,160,20,99,0.28000000000000003,0.09,120,1,0.13,2.1538461538461542,0.69230769230769229]
[17,17.8,160,21,70,0.19,0.19,200,0,0.19,1,1]
[17,18.600000000000001,160,22,70,0.22,0.22,120,0,0.22,1,1]
[17,20.3,160,23,99,0.76,0.23,200,1,0.28000000000000003,2.714285714285714,0.8214285714285714]
[17,18.2,160,24,70,0.4,0.32,280,1,0.33,1.2121212121212122,0.96969696969696972]
[17,19.5,160,25,60,0.35,0.35,120,0,{"$f":"IF(F28569/G28569=1,F28569,J28568)","v":0.35},1,1]
[17,23.8,160,26,99,0.95,0.25,120,1,0.39,2.4358974358974357,0.64102564102564097]
[17,20.100000000000001,160,27,60,0.43,0.43,120,0,0.43,1,1]
[17,19.2,160,28,1,0.51,0.51,200,0,0.51,1,1]
[17,24.3,160,29,99,1.71,0.42,200,1,0.55000000000000004,3.1090909090909089,0.76363636363636356]
[17,21,160,30,50,0.56000000000000005,0.56000000000000005,120,0,0.56000000000000005,1,1]
[17,19,160,31,1,0.66,0.66,280,0,0.66,1,1]
[17,21.7,160,32,1,0.65,0.65,120,0,0.65,1,1]
[17,18,180,20,1,0.14000000000000001,0.14000000000000001,120,0,0.14000000000000001,1,1]
[17,17.899999999999999,180,21,1,0.21,0.21,200,0,0.21,1,1]
[17,18.100000000000001,180,22,1,0.26,0.26,200,0,0.26,1,1]
[17,19.2,180,22,99,0.73,0.22,280,1,0.26,2.8076923076923075,0.84615384615384615]
[17,18,180,23,50,0.31,0.31,280,0,0.31,1,1]
[17,18.100000000000001,180,24,50,0.37,0.37,280,{"$f":"IF(F28758<>G28758,1,0)","v":0},0.37,{"$f":"F28758/J28758","v":1},1]
[17,18.8,180,25,70,0.56999999999999995,0.4,280,1,0.42,1.357142857142857,0.95238095238095244]
[17,20.399999999999999,180,27,50,0.47,0.47,120,0,0.47,1,1]
[17,19.7,180,27,70,0.87,0.48,280,1,0.52,1.6730769230769229,0.92307692307692302]
[17,19.899999999999999,180,28,60,0.67,0.52,200,1,0.55000000000000004,1.2181818181818183,0.94545454545454544]
[17,20.399999999999999,180,29,60,0.8,0.56000000000000005,200,1,0.6,1.3333333333333335,0.93333333333333346]
[17,20.2,180,30,60,1.03,0.63,280,1,0.68,1.5147058823529411,0.92647058823529405]
[17,20.6,180,31,60,1.19,0.67,280,1,0.73,1.6301369863013699,0.91780821917808231]
[17,21.1,180,32,60,1.34,0.71,280,1,0.78,1.7179487179487181,0.91025641025641013]
[17,17.5,200,20,60,0.17,0.17,280,0,0.17,1,1]
[17,18.5,200,21,70,0.2,0.2,120,0,0.2,1,1]
[17,18.8,200,22,70,0.26,0.26,120,0,0.26,1,1]
[17,18,200,23,50,0.34,0.34,280,0,0.34,1,1]
[17,18.8,200,24,70,0.41,0.37,200,{"$f":"IF(F28950<>G28950,1,0)","v":1},0.39,{"$f":"F28950/J28950","v":1.0512820512820511},0.94871794871794868]
[17,18.399999999999999,200,25,1,0.46,0.46,280,0,0.46,1,1]
[17,21.1,200,25,99,1.32,0.37,280,1,0.45,2.9333333333333336,0.82222222222222219]
[17,21.7,200,26,99,1.52,0.41,280,1,0.51,2.9803921568627452,0.8039215686274509]
[17,18.899999999999999,200,28,1,0.62,0.62,280,0,0.62,1,1]
[17,27.1,200,29,99,1.4,0.32,120,1,0.61,2.2950819672131146,0.52459016393442626]
[17,28,200,30,99,1.54,0.34,120,1,0.66,2.3333333333333335,0.51515151515151514]
[17,26,200,30,99,2.09,0.49,200,1,0.71,2.943661971830986,0.6901408450704225]
[17,19.399999999999999,200,31,1,0.79,0.79,280,0,0.79,1,1]
[17,25.7,200,32,99,2.84,0.63,280,1,0.84,3.3809523809523809,0.75]
[17,17.8,220,20,70,0.18,0.18,200,0,0.18,1,1]
[17,19,220,22,1,0.27,0.27,120,0,0.27,1,1]
[17,21.7,220,23,99,0.66,0.19,120,1,0.33,2,0.57575757575757569]
[17,18.5,220,23,60,0.36,0.36,200,0,0.36,1,1]
[17,18.8,220,24,50,0.41,0.41,200,0,0.41,1,{"$f":"G29143/J29143","v":1}]
[17,19,220,25,60,0.47,0.47,200,0,0.47,1,1]
[17,18.7,220,26,50,0.55000000000000004,0.55000000000000004,280,0,0.55000000000000004,1,1]
[17,21.3,220,28,1,0.6,0.6,120,0,0.6,1,1]
[17,19.8,220,28,50,0.64,0.64,200,0,0.64,1,1]
[17,21.7,220,29,60,0.65,0.57999999999999996,120,1,0.64,1.015625,0.90624999999999989]
[17,20.3,220,30,50,0.76,0.76,200,0,0.76,1,1]
[17,20.6,220,31,1,0.82,0.82,200,0,0.82,1,1]
[17,22.7,220,32,60,1.32,0.76,200,1,0.88,1.5,0.86363636363636365]
[18,18.100000000000001,40,20,50,0.03,0.03,280,0,0.03,1,1]
[18,18.899999999999999,40,21,99,0.12,0.04,120,1,0.04,3,1]
[18,18.399999999999999,40,22,60,0.05,0.05,120,0,0.05,1,1]
[18,19.5,40,23,99,0.21,0.06,120,1,0.06,3.5,1]
[18,18.600000000000001,40,24,70,0.08,0.08,120,0,0.08,1,{"$f":"G29335/J29335","v":1}]
[18,18.399999999999999,40,25,60,0.09,0.09,200,0,0.09,1,1]
[18,19.2,40,26,70,0.16,0.1,120,1,0.1,1.5999999999999999,1]
[18,18.5,40,26,70,0.16,0.1,280,1,0.1,1.5999999999999999,1]
[18,18.600000000000001,40,27,70,0.21,0.12,280,1,0.12,1.75,1]
[18,19.5,40,29,60,0.21,0.14000000000000001,120,1,0.14000000000000001,1.4999999999999998,1]
[18,20.399999999999999,40,30,70,0.33,0.15,120,1,0.16,2.0625,0.9375]
[18,20.7,40,31,70,0.38,0.16,120,1,0.17,2.2352941176470589,0.94117647058823528]
[18,19.7,40,32,50,0.24,0.17,120,1,0.18,1.3333333333333333,0.94444444444444453]
[18,21.1,40,32,99,0.72,0.17,200,1,0.18,4,0.94444444444444453]
[18,18.5,60,20,99,0.12,0.04,200,1,0.04,3,1]
[18,18.600000000000001,60,22,50,0.08,0.08,120,0,0.08,1,1]
[18,18.8,60,22,99,0.25,0.08,280,1,0.08,3.125,1]
[18,18.8,60,24,1,0.12,0.12,120,0,0.12,1,{"$f":"G29527/J29527","v":1}]
[18,18.5,60,24,1,0.12,0.12,200,0,0.12,1,1]
[18,18.600000000000001,60,25,1,0.14000000000000001,0.14000000000000001,200,0,0.14000000000000001,1,1]
[18,19.7,60,26,99,0.54,0.15,280,1,0.15,3.6000000000000005,1]
[18,18.5,60,27,1,0.18,0.18,280,0,0.18,1,1]
[18,18.600000000000001,60,28,1,0.19,0.19,280,0,0.19,1,1]
[18,20.2,60,28,99,0.7,0.18,280,1,0.19,3.6842105263157894,0.94736842105263153]
[18,19.600000000000001,60,30,50,0.23,0.22,120,1,0.23,1,0.9565217391304347]
[18,20,60,31,50,0.28000000000000003,0.24,120,1,0.25,1.1200000000000001,0.96]
[18,19.8,60,31,70,0.56999999999999995,0.24,280,1,0.25,2.2799999999999998,0.96]
[18,18.2,80,20,50,0.05,0.05,200,0,0.05,1,1]
[18,18.2,80,20,70,0.05,0.05,280,0,0.05,1,1]
[18,18.2,80,21,60,0.08,0.08,280,0,0.08,1,1]
[18,18.3,80,22,60,0.1,0.1,280,0,0.1,1,1]
[18,18.399999999999999,80,23,60,0.13,0.13,280,0,0.13,1,{"$f":"G29719/J29719","v":1}]
[18,19.3,80,25,60,0.17,0.17,120,0,0.17,1,1]
[18,19.399999999999999,80,26,60,0.2,0.2,120,0,0.2,1,1]
[18,18.600000000000001,80,26,50,0.2,0.2,280,0,0.2,1,1]
[18,19.7,80,27,70,0.38,0.22,200,1,0.23,1.6521739130434783,0.9565217391304347]
[18,19,80,28,60,0.33,0.25,280,1,0.25,1.32,1]
[18,18.899999999999999,80,29,1,0.28000000000000003,0.28000000000000003,280,0,0.28000000000000003,1,1]
[18,20,80,30,70,0.65,0.28999999999999998,280,1,0.31,2.096774193548387,0.93548387096774188]
[18,19,80,31,1,0.33,0.33,280,0,0.33,1,1]
[18,26.7,80,32,99,1.21,0.27,120,{"$f":"IF(F29846<>G29846,1,0)","v":1},0.35,{"$f":"F29846/J29846","v":3.4571428571428573},0.77142857142857157]
[18,18.3,100,20,70,0.06,0.06,200,0,0.06,1,1]
[18,19.2,100,21,99,0.27,0.09,200,1,0.09,3.0000000000000004,1]
[18,19.600000000000001,100,22,99,0.37,0.11,200,1,0.13,2.8461538461538458,0.84615384615384615]
[18,18.5,100,23,70,0.16,0.16,280,0,0.16,1,1]
[18,18.8,100,24,70,0.19,0.19,200,0,0.19,1,1]
[18,19.5,100,25,1,0.21,0.21,120,0,0.21,1,1]
[18,23,100,26,99,0.7,0.19,120,1,0.24,2.9166666666666665,0.79166666666666674]
[18,19.3,100,27,60,0.28999999999999998,0.27,200,1,0.28000000000000003,1.0357142857142856,0.9642857142857143]
[18,22.5,100,28,99,1.05,0.27,200,1,0.31,3.3870967741935485,0.87096774193548399]
[18,23.1,100,29,99,1.18,0.3,200,1,0.34,3.4705882352941173,0.88235294117647045]
[18,19.600000000000001,100,30,50,0.37,0.37,200,0,0.37,1,1]
[18,20.8,100,31,1,0.39,0.39,120,0,0.39,1,1]
[18,20.3,100,32,50,0.54,0.41,200,1,0.43,1.2558139534883721,0.95348837209302317]
[18,18.5,120,20,50,7.0000000000000007E-2,7.0000000000000007E-2,120,0,7.0000000000000007E-2,1,1]
[18,18.5,120,21,1,0.11,0.11,200,0,0.11,1,1]
[18,18.600000000000001,120,22,1,0.15,0.15,200,0,0.15,1,1]
[18,18.5,120,22,50,0.15,0.15,280,0,0.15,1,1]
[18,18.600000000000001,120,23,50,0.19,0.19,280,0,0.19,1,1]
[18,22.7,120,25,99,0.66,0.18,120,1,0.25,2.64,0.72]
[18,20,120,26,50,0.28000000000000003,0.28000000000000003,120,0,0.28000000000000003,1,1]
[18,20.3,120,27,50,0.32,0.32,120,0,0.32,1,1]
[18,24.3,120,27,99,0.87,0.22,120,1,0.31,2.806451612903226,0.70967741935483875]
[18,19.899999999999999,120,28,60,0.43,0.35,200,1,0.36,1.1944444444444444,0.97222222222222221]
[18,22.4,120,29,70,0.62,0.33,120,1,0.38,1.631578947368421,0.86842105263157898]
[18,20.100000000000001,120,30,60,0.68,0.42,280,1,0.44,1.5454545454545456,0.95454545454545447]
[18,20.399999999999999,120,31,60,0.79,0.45,280,1,0.48,1.6458333333333335,0.93750000000000011]
[18,23.1,120,32,60,0.72,0.43,120,1,0.49,1.4693877551020409,0.87755102040816324]
[18,18.600000000000001,140,20,70,0.08,0.08,120,0,0.08,1,1]
[18,18.899999999999999,140,21,70,0.12,0.12,120,0,0.12,1,1]
[18,19.100000000000001,140,22,60,0.16,0.16,120,0,0.16,1,1]
[18,18.899999999999999,140,23,70,0.21,0.21,200,0,0.21,1,1]
[18,19.100000000000001,140,24,70,0.25,0.25,200,0,0.25,1,1]
[18,20,140,25,50,0.28000000000000003,0.28000000000000003,120,0,0.28000000000000003,1,1]
[18,20.9,140,25,99,0.94,0.26,280,1,0.28999999999999998,3.2413793103448278,0.89655172413793116]
[18,21.3,140,27,70,0.46,0.31,120,1,0.35,1.3142857142857145,0.88571428571428579]
[18,20.9,140,28,1,0.4,0.4,120,0,0.4,1,1]
[18,26.4,140,29,99,1.17,0.28000000000000003,120,1,0.43,2.7209302325581395,0.65116279069767447]
[18,21.4,140,30,1,0.48,0.48,120,0,0.48,1,1]
[18,19.600000000000001,140,30,1,0.51,0.51,280,0,0.51,1,1]
[18,19.7,140,31,1,0.55000000000000004,0.55000000000000004,280,{"$f":"IF(F30422<>G30422,1,0)","v":0},0.55000000000000004,{"$f":"F30422/J30422","v":1},1]
[18,24.6,140,32,99,2.15,0.49,280,1,0.59,3.6440677966101696,0.83050847457627119]
[18,19,160,21,1,0.13,0.13,120,0,0.13,1,1]
[18,20.8,160,22,99,0.39,0.12,120,1,0.18,2.166666666666667,0.66666666666666663]
[18,18.600000000000001,160,22,70,0.19,0.19,280,0,0.19,1,1]
[18,19,160,23,50,0.23,0.23,200,0,0.23,1,1]
[18,18.899999999999999,160,24,1,0.28999999999999998,0.28999999999999998,280,0,0.28999999999999998,1,1]
[18,19,160,25,60,0.33,0.33,280,0,0.33,1,1]
[18,19.2,160,26,50,0.38,0.38,280,0,0.38,1,1]
[18,19.3,160,27,60,0.42,0.42,280,0,0.42,1,1]
[18,21.1,160,28,60,0.43,0.43,120,0,0.43,1,1]
[18,20.2,160,29,50,0.5,0.5,200,0,0.5,1,1]
[18,19.7,160,30,50,0.56000000000000005,0.56000000000000005,280,0,0.56000000000000005,1,1]
[18,21.8,160,31,60,0.88,0.55000000000000004,200,{"$f":"IF(F30614<>G30614,1,0)","v":1},0.6,{"$f":"F30614/J30614","v":1.4666666666666668},0.91666666666666674]
[18,20.399999999999999,160,32,50,0.8,0.63,280,1,0.66,1.2121212121212122,0.95454545454545447]
[18,18.3,180,20,1,0.11,0.11,280,0,0.11,1,1]
[18,19,180,21,60,0.14000000000000001,0.14000000000000001,120,0,0.14000000000000001,1,1]
[18,19.399999999999999,180,22,60,0.19,0.19,120,0,0.19,1,1]
[18,20.9,180,23,99,0.68,0.2,200,1,0.25,2.72,0.8]
[18,19.3,180,24,60,0.31,0.31,200,0,0.31,1,1]
[18,22.3,180,25,99,0.99,0.27,200,1,0.36,2.75,0.75000000000000011]
[18,19.100000000000001,180,25,1,0.37,0.37,280,0,0.37,1,1]
[18,19.100000000000001,180,25,50,0.36,0.36,280,0,0.36,1,1]
[18,19.100000000000001,180,25,60,0.36,0.36,280,0,0.36,1,1]
[18,19.3,180,25,70,0.43,0.35,280,1,0.36,1.1944444444444444,0.97222222222222221]
[18,21.4,180,25,99,1.1000000000000001,0.3,280,1,0.36,3.0555555555555558,0.83333333333333337]
[18,20.8,180,26,1,0.38,0.38,120,0,0.38,1,1]
[18,20.7,180,26,50,0.38,0.38,120,0,0.38,1,1]
[18,20.7,180,26,60,0.38,0.38,120,0,0.38,1,1]
[18,20.9,180,26,70,0.4,0.34,120,1,0.38,1.0526315789473684,0.89473684210526316]
[18,24.3,180,26,99,0.88,0.23,120,1,0.38,2.3157894736842106,0.60526315789473684]
[18,19.8,180,26,1,0.41,0.41,200,0,0.41,1,1]
[18,19.7,180,26,50,0.41,0.41,200,0,0.41,1,1]
[18,19.7,180,26,60,0.4,0.4,200,0,0.4,1,1]
[18,20.2,180,26,70,0.52,0.38,200,1,0.4,1.3,0.95]
[18,23,180,26,99,1.1499999999999999,0.3,200,1,0.4,2.8749999999999996,0.74999999999999989]
[18,19.3,180,26,1,0.42,0.42,280,0,0.42,1,1]
[18,19.3,180,26,50,0.42,0.42,280,0,0.42,1,1]
[18,19.3,180,26,60,0.41,0.41,280,0,0.41,1,1]
[18,19.8,180,26,70,0.57999999999999996,0.4,280,1,0.41,1.4146341463414633,0.97560975609756106]
[18,21.9,180,26,99,1.28,0.34,280,1,0.41,3.1219512195121952,0.8292682926829269]
[18,21.1,180,27,1,0.43,0.43,120,{"$f":"IF(F30742<>G30742,1,0)","v":0},0.43,{"$f":"F30742/J30742","v":1},1]
[18,21.1,180,27,50,0.43,0.43,120,0,0.43,1,{"$f":"G30743/J30743","v":1}]
[18,21.1,180,27,60,0.43,0.43,120,0,0.43,1,1]
[18,21.6,180,27,70,0.5,0.37,120,1,{"$f":"IF(F30745/G30745=1,F30745,J30744)","v":0.43},1.1627906976744187,0.86046511627906974]
[18,25.2,180,27,99,1,0.25,120,1,0.43,2.3255813953488373,0.58139534883720934]
[18,20,180,27,1,0.46,0.46,200,0,0.46,1,1]
[18,20,180,27,50,0.46,0.46,200,0,0.46,1,1]
[18,20,180,27,60,0.45,0.45,200,0,0.45,1,1]
[18,20.8,180,27,70,0.65,0.42,200,1,0.45,1.4444444444444444,0.93333333333333324]
[18,23.7,180,27,99,1.32,0.34,200,1,0.45,2.9333333333333336,0.75555555555555554]
[18,19.5,180,27,1,0.47,0.47,280,0,0.47,1,1]
[18,19.399999999999999,180,27,50,0.47,0.47,280,0,0.47,1,1]
[18,19.399999999999999,180,27,60,0.46,0.46,280,0,0.46,1,1]
[18,20.2,180,27,70,0.72,0.44,280,1,0.46,1.5652173913043477,0.9565217391304347]
[18,22.5,180,27,99,1.47,0.38,280,1,0.46,3.1956521739130435,0.82608695652173914]
[18,21.4,180,28,1,0.48,0.48,120,0,0.48,1,1]
[18,21.4,180,28,50,0.47,0.47,120,0,0.47,1,1]
[18,21.4,180,28,60,0.47,0.47,120,0,0.47,1,1]
[18,22.4,180,28,70,0.61,0.4,120,1,0.47,1.2978723404255319,0.85106382978723416]
[18,26.1,180,28,99,1.1299999999999999,0.27,120,1,0.47,2.4042553191489362,0.57446808510638303]
[18,20.2,180,28,1,0.51,0.51,200,0,0.51,1,1]
[18,20.2,180,28,50,0.5,0.5,200,0,0.5,1,1]
[18,20.3,180,28,60,0.54,0.48,200,1,0.5,1.08,0.96]
[18,21.4,180,28,70,0.79,0.45,200,1,0.5,1.58,0.9]
[18,24.4,180,28,99,1.49,0.37,200,1,0.5,2.98,0.74]
[18,19.600000000000001,180,28,1,0.52,0.52,280,0,0.52,1,1]
[18,19.600000000000001,180,28,50,0.52,0.52,280,0,0.52,1,1]
[18,19.899999999999999,180,28,60,0.6,0.5,280,1,0.52,1.1538461538461537,0.96153846153846145]
[18,20.7,180,28,70,0.88,0.48,280,1,0.52,1.6923076923076923,0.92307692307692302]
[18,23.1,180,28,99,1.67,0.42,280,1,0.52,3.2115384615384612,0.8076923076923076]
[18,21.8,180,29,1,0.52,0.52,120,0,0.52,1,1]
[18,21.7,180,29,50,0.52,0.52,120,0,0.52,1,1]
[18,21.7,180,29,60,0.52,0.47,120,1,0.52,1,0.90384615384615374]
[18,23.1,180,29,70,0.71,0.43,120,1,0.52,1.3653846153846152,0.82692307692307687]
[18,27,180,29,99,1.26,0.28999999999999998,120,1,0.52,2.4230769230769229,0.5576923076923076]
[18,20.399999999999999,180,29,1,0.56000000000000005,0.56000000000000005,200,0,0.56000000000000005,1,1]
[18,20.399999999999999,180,29,50,0.55000000000000004,0.55000000000000004,200,0,0.55000000000000004,1,1]
[18,20.9,180,29,60,0.67,0.52,200,1,0.55000000000000004,1.2181818181818183,0.94545454545454544]
[18,22,180,29,70,0.93,0.49,200,1,0.55000000000000004,1.6909090909090909,0.89090909090909087]
[18,25.2,180,29,99,1.67,0.4,200,1,0.55000000000000004,3.0363636363636362,0.72727272727272729]
[18,19.8,180,29,1,0.56999999999999995,0.56999999999999995,280,0,0.56999999999999995,1,1]
[18,19.7,180,29,50,0.56999999999999995,0.56999999999999995,280,0,0.56999999999999995,1,1]
[18,20.3,180,29,60,0.74,0.54,280,1,0.56999999999999995,1.2982456140350878,0.94736842105263175]
[18,21.2,180,29,70,1.03,0.52,280,1,0.56999999999999995,1.8070175438596494,0.91228070175438603]
[18,23.8,180,29,99,1.87,0.46,280,1,0.56999999999999995,3.2807017543859653,0.80701754385964919]
[18,22.1,180,30,1,0.56999999999999995,0.56999999999999995,120,0,0.56999999999999995,1,1]
[18,22.1,180,30,50,0.56000000000000005,0.56000000000000005,120,0,0.56000000000000005,1,1]
[18,22.4,180,30,60,0.62,0.5,120,1,0.56000000000000005,1.107142857142857,0.89285714285714279]
[18,23.9,180,30,70,0.82,0.45,120,1,0.56000000000000005,1.464285714285714,0.80357142857142849]
[18,28,180,30,99,1.39,0.31,120,1,0.56000000000000005,2.4821428571428568,0.55357142857142849]
[18,20.6,180,30,1,0.61,0.61,200,0,0.61,1,1]
[18,20.6,180,30,50,0.6,0.6,200,0,0.6,1,1]
[18,21.5,180,30,60,0.8,0.56000000000000005,200,1,0.6,1.3333333333333335,0.93333333333333346]
[18,22.6,180,30,70,1.08,0.53,200,1,0.6,1.8000000000000003,0.88333333333333341]
[18,26,180,30,99,1.86,0.43,200,1,0.6,3.1,0.71666666666666667]
[18,19.899999999999999,180,30,1,0.62,0.62,280,0,0.62,1,1]
[18,19.899999999999999,180,30,50,0.62,0.62,280,0,0.62,1,1]
[18,20.7,180,30,60,0.89,0.57999999999999996,280,1,0.62,1.435483870967742,0.93548387096774188]
[18,21.7,180,30,70,1.2,0.56000000000000005,280,1,0.62,1.9354838709677418,0.90322580645161299]
[18,24.4,180,30,99,2.08,0.49,280,1,0.62,3.3548387096774195,0.79032258064516125]
[18,22.4,180,31,1,0.62,0.62,120,0,0.62,1,1]
[18,22.4,180,31,50,0.61,0.61,120,0,0.61,1,1]
[18,23.2,180,31,60,0.72,0.53,120,1,0.61,1.180327868852459,0.86885245901639352]
[18,24.7,180,31,70,0.93,0.48,120,1,0.61,1.5245901639344264,0.78688524590163933]
[18,29,180,31,99,1.52,0.33,120,{"$f":"IF(F30806<>G30806,1,0)","v":1},0.61,{"$f":"F30806/J30806","v":2.4918032786885247},0.54098360655737709]
[18,20.8,180,31,1,0.66,0.66,200,0,0.66,1,{"$f":"G30807/J30807","v":1}]
[18,20.8,180,31,50,0.65,0.65,200,0,0.65,1,1]
[18,22,180,31,60,0.94,0.59,200,1,{"$f":"IF(F30809/G30809=1,F30809,J30808)","v":0.65},1.4461538461538461,0.90769230769230758]
[18,23.3,180,31,70,1.23,0.56000000000000005,200,1,0.65,1.8923076923076922,0.86153846153846159]
[18,26.8,180,31,99,2.0499999999999998,0.46,200,1,0.65,3.1538461538461533,0.70769230769230773]
[18,20.100000000000001,180,31,1,0.67,0.67,280,0,0.67,1,1]
[18,20.2,180,31,50,0.72,0.65,280,1,0.67,1.0746268656716418,0.97014925373134331]
[18,21.2,180,31,60,1.04,0.62,280,1,0.67,1.5522388059701493,0.9253731343283581]
[18,22.2,180,31,70,1.37,0.6,280,1,0.67,2.044776119402985,0.89552238805970141]
[18,25.1,180,31,99,2.2999999999999998,0.53,280,1,0.67,3.4328358208955221,0.79104477611940294]
[18,22.8,180,32,1,0.66,0.66,120,0,0.66,1,1]
[18,22.7,180,32,50,0.66,0.66,120,0,0.66,1,1]
[18,23.9,180,32,60,0.82,0.56000000000000005,120,1,0.66,1.2424242424242422,0.84848484848484851]
[18,25.5,180,32,70,1.05,0.5,120,1,0.66,1.5909090909090908,0.75757575757575757]
[18,30,180,32,99,1.66,0.34,120,1,0.66,2.5151515151515147,0.51515151515151514]
[18,21.1,180,32,1,0.71,0.71,200,0,0.71,1,1]
[18,21.3,180,32,50,0.77,0.67,200,1,0.71,1.0845070422535212,0.94366197183098599]
[18,22.6,180,32,60,1.08,0.63,200,1,0.71,1.5211267605633805,0.88732394366197187]
[18,23.9,180,32,70,1.38,0.59,200,1,0.71,1.9436619718309858,0.83098591549295775]
[18,27.7,180,32,99,2.2400000000000002,0.49,200,1,0.71,3.154929577464789,0.6901408450704225]
[18,20.2,180,32,1,0.73,0.73,280,0,0.73,1,1]
[18,20.6,180,32,50,0.86,0.69,280,1,0.73,1.178082191780822,0.9452054794520548]
[18,21.7,180,32,60,1.2,0.66,280,1,0.73,1.6438356164383561,0.90410958904109595]
[18,22.7,180,32,70,1.54,0.64,280,1,0.73,2.1095890410958904,0.87671232876712335]
[18,25.8,180,32,99,2.52,0.56000000000000005,280,1,0.73,3.452054794520548,0.76712328767123295]
[18,18.7,200,20,1,0.1,0.1,120,0,0.1,1,1]
[18,18.7,200,20,50,0.1,0.1,120,0,0.1,1,1]
[18,18.7,200,20,60,0.1,0.1,120,0,0.1,1,1]
[18,18.7,200,20,70,0.1,0.1,120,0,0.1,1,1]
[18,19.399999999999999,200,20,99,0.2,7.0000000000000007E-2,120,1,0.1,2,0.70000000000000007]
[18,18.5,200,20,1,0.11,0.11,200,0,0.11,1,1]
[18,18.5,200,20,50,0.11,0.11,200,0,0.11,1,1]
[18,18.5,200,20,60,0.11,0.11,200,0,0.11,1,1]
[18,18.5,200,20,70,0.11,0.11,200,0,0.11,1,1]
[18,19.100000000000001,200,20,99,0.26,0.09,200,1,0.11,2.3636363636363638,0.81818181818181812]
[18,18.399999999999999,200,20,1,0.12,0.12,280,0,0.12,1,1]
[18,18.399999999999999,200,20,50,0.11,0.11,280,0,0.11,1,1]
[18,18.399999999999999,200,20,60,0.11,0.11,280,0,0.11,1,1]
[18,18.399999999999999,200,20,70,0.11,0.11,280,0,0.11,1,1]
[18,18.899999999999999,200,20,99,0.28999999999999998,0.1,280,1,0.11,2.6363636363636362,0.90909090909090917]
[18,19.100000000000001,200,21,1,0.16,0.16,120,0,0.16,1,1]
[18,19.100000000000001,200,21,50,0.15,0.15,120,0,0.15,1,1]
[18,19.100000000000001,200,21,60,0.15,0.15,120,0,0.15,1,1]
[18,19.100000000000001,200,21,70,0.15,0.15,120,0,0.15,1,1]
[18,20.2,200,21,99,0.31,0.1,120,1,0.15,2.0666666666666669,0.66666666666666674]
[18,18.7,200,21,1,0.17,0.17,200,0,0.17,1,1]
[18,18.7,200,21,50,0.17,0.17,200,0,0.17,1,1]
[18,18.7,200,21,60,0.17,0.17,200,0,0.17,1,1]
[18,18.7,200,21,70,0.17,0.17,200,0,0.17,1,1]
[18,19.8,200,21,99,0.41,0.13,200,1,0.17,2.4117647058823528,0.76470588235294112]
[18,18.5,200,21,1,0.17,0.17,280,0,0.17,1,1]
[18,18.5,200,21,50,0.17,0.17,280,0,0.17,1,1]
[18,18.5,200,21,60,0.17,0.17,280,0,0.17,1,1]
[18,18.5,200,21,70,0.17,0.17,280,0,0.17,1,1]
[18,19.399999999999999,200,21,99,0.46,0.15,280,1,0.17,2.7058823529411762,0.88235294117647045]
[18,19.5,200,22,1,0.21,0.21,120,0,0.21,1,1]
[18,19.5,200,22,50,0.21,0.21,120,0,0.21,1,1]
[18,19.5,200,22,60,0.21,0.21,120,0,0.21,1,1]
[18,19.5,200,22,70,0.2,0.2,120,0,0.2,1,1]
[18,21,200,22,99,0.42,0.13,120,1,0.2,2.0999999999999996,0.65]
[18,19,200,22,1,0.22,0.22,200,0,0.22,1,1]
[18,19,200,22,50,0.22,0.22,200,0,0.22,1,1]
[18,19,200,22,60,0.22,0.22,200,0,0.22,1,1]
[18,19,200,22,70,0.22,0.22,200,{"$f":"IF(F30870<>G30870,1,0)","v":0},0.22,{"$f":"F30870/J30870","v":1},1]
[18,20.399999999999999,200,22,99,0.56000000000000005,0.17,200,1,0.22,2.5454545454545459,{"$f":"G30871/J30871","v":0.77272727272727282}]
[18,18.7,200,22,1,0.23,0.23,280,0,0.23,1,1]
[18,18.7,200,22,50,0.23,0.23,280,0,{"$f":"IF(F30873/G30873=1,F30873,J30872)","v":0.23},1,1]
[18,18.7,200,22,60,0.23,0.23,280,0,0.23,1,1]
[18,18.7,200,22,70,0.23,0.23,280,0,0.23,1,1]
[18,19.899999999999999,200,22,99,0.63,0.19,280,1,0.23,2.7391304347826084,0.82608695652173914]
[18,19.899999999999999,200,23,1,0.26,0.26,120,0,0.26,1,1]
[18,19.8,200,23,50,0.26,0.26,120,0,0.26,1,1]
[18,19.8,200,23,60,0.26,0.26,120,0,0.26,1,1]
[18,19.8,200,23,70,0.26,0.26,120,0,0.26,1,1]
[18,21.9,200,23,99,0.54,0.16,120,1,0.26,2.0769230769230771,0.61538461538461542]
[18,19.2,200,23,1,0.28000000000000003,0.28000000000000003,200,0,0.28000000000000003,1,1]
[18,19.2,200,23,50,0.28000000000000003,0.28000000000000003,200,0,0.28000000000000003,1,1]
[18,19.2,200,23,60,0.28000000000000003,0.28000000000000003,200,0,0.28000000000000003,1,1]
[18,19.2,200,23,70,0.28000000000000003,0.28000000000000003,200,0,0.28000000000000003,1,1]
[18,21.1,200,23,99,0.71,0.21,200,1,0.28000000000000003,2.5357142857142851,0.74999999999999989]
[18,18.899999999999999,200,23,1,0.28999999999999998,0.28999999999999998,280,0,0.28999999999999998,1,1]
[18,18.899999999999999,200,23,50,0.28000000000000003,0.28000000000000003,280,0,0.28000000000000003,1,1]
[18,18.899999999999999,200,23,60,0.28000000000000003,0.28000000000000003,280,0,0.28000000000000003,1,1]
[18,18.899999999999999,200,23,70,0.28000000000000003,0.28000000000000003,280,0,0.28000000000000003,1,1]
[18,20.5,200,23,99,0.8,0.23,280,1,0.28000000000000003,2.8571428571428572,0.8214285714285714]
[18,20.2,200,24,1,0.31,0.31,120,0,0.31,1,1]
[18,20.2,200,24,50,0.31,0.31,120,0,0.31,1,1]
[18,20.2,200,24,60,0.31,0.31,120,0,0.31,1,1]
[18,20.2,200,24,70,0.31,0.31,120,0,0.31,1,1]
[18,22.7,200,24,99,0.65,0.18,120,1,0.31,2.096774193548387,0.58064516129032251]
[18,19.399999999999999,200,24,1,0.33,0.33,200,0,0.33,1,1]
[18,19.399999999999999,200,24,50,0.33,0.33,200,0,0.33,1,1]
[18,19.399999999999999,200,24,60,0.33,0.33,200,0,0.33,1,1]
[18,19.399999999999999,200,24,70,0.33,0.33,200,0,0.33,1,1]
[18,21.8,200,24,99,0.87,0.25,200,1,0.33,2.6363636363636362,0.75757575757575757]
[18,19.100000000000001,200,24,1,0.34,0.34,280,0,0.34,1,1]
[18,19,200,24,50,0.34,0.34,280,0,0.34,1,1]
[18,19,200,24,60,0.34,0.34,280,0,0.34,1,1]
[18,19,200,24,70,0.34,0.34,280,0,0.34,1,1]
[18,21,200,24,99,0.98,0.28000000000000003,280,1,0.34,2.8823529411764701,0.82352941176470595]
[18,20.6,200,25,1,0.36,0.36,120,0,0.36,1,1]
[18,20.6,200,25,50,0.36,0.36,120,0,0.36,1,1]
[18,20.6,200,25,60,0.36,0.36,120,0,0.36,1,1]
[18,20.6,200,25,70,0.36,0.36,120,0,0.36,1,1]
[18,23.6,200,25,99,0.77,0.21,120,1,0.36,2.1388888888888888,0.58333333333333337]
[18,19.7,200,25,1,0.39,0.39,200,0,0.39,1,1]
[18,19.7,200,25,50,0.39,0.39,200,0,0.39,1,1]
[18,19.7,200,25,60,0.38,0.38,200,0,0.38,1,1]
[18,19.8,200,25,70,0.41,0.37,200,1,0.38,1.0789473684210527,0.97368421052631582]
[18,22.5,200,25,99,1.04,0.28000000000000003,200,1,0.38,2.736842105263158,0.73684210526315796]
[18,19.2,200,25,1,0.4,0.4,280,0,0.4,1,1]
[18,19.2,200,25,50,0.4,0.4,280,0,0.4,1,1]
[18,19.2,200,25,60,0.4,0.4,280,0,0.4,1,1]
[18,19.399999999999999,200,25,70,0.46,0.38,280,1,0.4,1.1499999999999999,0.95]
[18,21.6,200,25,99,1.17,0.32,280,1,0.4,2.9249999999999998,0.79999999999999993]
[18,21,200,26,1,0.41,0.41,120,0,0.41,1,1]
[18,20.9,200,26,50,0.41,0.41,120,0,0.41,1,1]
[18,20.9,200,26,60,0.41,0.41,120,0,0.41,1,1]
[18,21,200,26,70,0.41,0.37,120,1,0.41,1,0.90243902439024393]
[18,24.5,200,26,99,0.9,0.23,120,1,0.41,2.1951219512195124,0.56097560975609762]
[18,19.899999999999999,200,26,1,0.44,0.44,200,0,0.44,1,1]
[18,19.899999999999999,200,26,50,0.44,0.44,200,0,0.44,1,1]
[18,19.899999999999999,200,26,60,0.44,0.44,200,0,0.44,1,1]
[18,20.3,200,26,70,0.54,0.41,200,1,0.44,1.2272727272727273,0.93181818181818177]
[18,23.2,200,26,99,1.21,0.32,200,1,0.44,2.75,0.72727272727272729]
[18,19.399999999999999,200,26,1,0.46,0.46,280,0,0.46,1,1]
[18,19.399999999999999,200,26,50,0.45,0.45,280,0,0.45,1,1]
[18,19.399999999999999,200,26,60,0.45,0.45,280,{"$f":"IF(F30934<>G30934,1,0)","v":0},0.45,{"$f":"F30934/J30934","v":1},1]
[18,19.899999999999999,200,26,70,0.61,0.43,280,1,0.45,1.3555555555555554,{"$f":"G30935/J30935","v":0.95555555555555549}]
[18,22.2,200,26,99,1.36,0.36,280,1,0.45,3.0222222222222221,0.79999999999999993]
[18,21.3,200,27,1,0.46,0.46,120,0,{"$f":"IF(F30937/G30937=1,F30937,J30936)","v":0.46},1,1]
[18,21.3,200,27,50,0.46,0.46,120,0,0.46,1,1]
[18,21.3,200,27,60,0.46,0.46,120,0,0.46,1,1]
[18,21.7,200,27,70,0.52,0.4,120,1,0.46,1.1304347826086956,0.86956521739130432]
[18,25.4,200,27,99,1.03,0.26,120,1,0.46,2.2391304347826089,0.56521739130434778]
[18,20.100000000000001,200,27,1,0.5,0.5,200,0,0.5,1,1]
[18,20.100000000000001,200,27,50,0.49,0.49,200,0,0.49,1,1]
[18,20.100000000000001,200,27,60,0.49,0.49,200,0,0.49,1,1]
[18,20.9,200,27,70,0.68,0.45,200,1,0.49,1.3877551020408165,0.91836734693877553]
[18,24,200,27,99,1.38,0.35,200,1,0.49,2.8163265306122449,0.7142857142857143]
[18,19.600000000000001,200,27,1,0.51,0.51,280,0,0.51,1,1]
[18,19.600000000000001,200,27,50,0.51,0.51,280,0,0.51,1,1]
[18,19.600000000000001,200,27,60,0.51,0.51,280,0,0.51,1,1]
[18,20.399999999999999,200,27,70,0.77,0.47,280,1,0.51,1.5098039215686274,0.92156862745098034]
[18,22.8,200,27,99,1.56,0.4,280,1,0.51,3.0588235294117649,0.78431372549019607]
[18,21.7,200,28,1,0.51,0.51,120,0,0.51,1,1]
[18,21.6,200,28,50,0.51,0.51,120,0,0.51,1,1]
[18,21.6,200,28,60,0.51,0.51,120,0,0.51,1,1]
[18,22.5,200,28,70,0.62,0.43,120,1,0.51,1.2156862745098038,0.84313725490196079]
[18,26.3,200,28,99,1.1499999999999999,0.28000000000000003,120,1,0.51,2.2549019607843137,0.5490196078431373]
[18,20.399999999999999,200,28,1,0.55000000000000004,0.55000000000000004,200,0,0.55000000000000004,1,1]
[18,20.399999999999999,200,28,50,0.55000000000000004,0.55000000000000004,200,0,0.55000000000000004,1,1]
[18,20.5,200,28,60,0.56999999999999995,0.52,200,1,0.55000000000000004,1.0363636363636362,0.94545454545454544]
[18,21.6,200,28,70,0.83,0.49,200,1,0.55000000000000004,1.5090909090909088,0.89090909090909087]
[18,24.7,200,28,99,1.56,0.39,200,1,0.55000000000000004,2.8363636363636364,0.70909090909090911]
[18,19.7,200,28,1,0.56999999999999995,0.56999999999999995,280,0,0.56999999999999995,1,1]
[18,19.7,200,28,50,0.56000000000000005,0.56000000000000005,280,0,0.56000000000000005,1,1]
[18,20,200,28,60,0.64,0.54,280,1,0.56000000000000005,1.1428571428571428,0.9642857142857143]
[18,20.9,200,28,70,0.93,0.52,280,1,0.56000000000000005,1.6607142857142856,0.92857142857142849]
[18,23.4,200,28,99,1.77,0.44,280,1,0.56000000000000005,3.1607142857142856,0.7857142857142857]
[18,22,200,29,1,0.56000000000000005,0.56000000000000005,120,0,0.56000000000000005,1,1]
[18,22,200,29,50,0.56000000000000005,0.56000000000000005,120,0,0.56000000000000005,1,1]
[18,22,200,29,60,0.56000000000000005,0.55000000000000004,120,1,0.56000000000000005,1,0.9821428571428571]
[18,23.3,200,29,70,0.73,0.45,120,1,0.56000000000000005,1.3035714285714284,0.80357142857142849]
[18,27.2,200,29,99,1.29,0.3,120,1,0.56000000000000005,2.3035714285714284,0.5357142857142857]
[18,20.6,200,29,1,0.61,0.61,200,0,0.61,1,1]
[18,20.6,200,29,50,0.6,0.6,200,0,0.6,1,1]
[18,21,200,29,60,0.71,0.56000000000000005,200,1,0.6,1.1833333333333333,0.93333333333333346]
[18,22.2,200,29,70,0.98,0.52,200,1,0.6,1.6333333333333333,0.8666666666666667]
[18,25.5,200,29,99,1.75,0.42,200,1,0.6,2.916666666666667,0.7]
[18,19.899999999999999,200,29,1,0.62,0.62,280,0,0.62,1,1]
[18,19.899999999999999,200,29,50,0.62,0.62,280,0,0.62,1,1]
[18,20.399999999999999,200,29,60,0.79,0.59,280,1,0.62,1.2741935483870968,0.95161290322580638]
[18,21.4,200,29,70,1.1000000000000001,0.56000000000000005,280,1,0.62,1.774193548387097,0.90322580645161299]
[18,24.1,200,29,99,1.98,0.48,280,1,0.62,3.193548387096774,0.77419354838709675]
[18,22.4,200,30,1,0.61,0.61,120,0,0.61,1,1]
[18,22.4,200,30,50,0.61,0.61,120,0,0.61,1,1]
[18,22.6,200,30,60,0.64,0.54,120,1,0.61,1.0491803278688525,0.88524590163934436]
[18,24.1,200,30,70,0.84,0.48,120,1,0.61,1.3770491803278688,0.78688524590163933]
[18,28.2,200,30,99,1.42,0.32,120,1,0.61,2.3278688524590163,0.52459016393442626]
[18,20.8,200,30,1,0.66,0.66,200,0,0.66,1,1]
[18,20.8,200,30,50,0.65,0.65,200,0,0.65,1,1]
[18,21.6,200,30,60,0.84,0.6,200,1,0.65,1.2923076923076922,0.92307692307692302]
[18,22.9,200,30,70,1.1299999999999999,0.56000000000000005,200,1,0.65,1.7384615384615383,0.86153846153846159]
[18,26.4,200,30,99,1.94,0.45,200,1,0.65,2.9846153846153842,0.69230769230769229]
[18,20.100000000000001,200,30,1,0.68,0.68,280,0,0.68,1,1]
[18,20.100000000000001,200,30,50,0.67,0.67,280,0,0.67,1,1]
[18,20.9,200,30,60,0.95,0.63,280,1,0.67,1.4179104477611939,0.94029850746268651]
[18,21.9,200,30,70,1.27,0.6,280,1,0.67,1.8955223880597014,0.89552238805970141]
[18,24.8,200,30,99,2.21,0.52,280,1,0.67,3.2985074626865667,0.77611940298507465]
[18,22.8,200,31,1,0.66,0.66,120,0,0.66,1,1]
[18,22.7,200,31,50,0.66,0.66,120,{"$f":"IF(F30998<>G30998,1,0)","v":0},0.66,{"$f":"F30998/J30998","v":1},1]
[18,23.3,200,31,60,0.74,0.56999999999999995,120,1,0.66,1.1212121212121211,{"$f":"G30999/J30999","v":0.86363636363636354}]
[18,24.9,200,31,70,0.96,0.51,120,1,0.66,1.4545454545454544,0.77272727272727271]
[18,29.2,200,31,99,1.56,0.33,120,1,{"$f":"IF(F31001/G31001=1,F31001,J31000)","v":0.66},2.3636363636363638,0.5]
[18,21.1,200,31,1,0.71,0.71,200,0,0.71,1,1]
[18,21,200,31,50,0.7,0.7,200,0,0.7,1,1]
[18,22.2,200,31,60,0.99,0.64,200,1,0.7,1.4142857142857144,0.91428571428571437]
[18,23.5,200,31,70,1.29,0.6,200,1,0.7,1.842857142857143,0.85714285714285721]
[18,27.2,200,31,99,2.14,0.48,200,1,0.7,3.0571428571428574,0.68571428571428572]
[18,20.3,200,31,1,0.73,0.73,280,0,0.73,1,1]
[18,20.399999999999999,200,31,50,0.77,0.7,280,1,0.73,1.0547945205479452,0.95890410958904104]
[18,21.4,200,31,60,1.1100000000000001,0.67,280,1,0.73,1.5205479452054795,0.91780821917808231]
[18,22.5,200,31,70,1.45,0.64,280,1,0.73,1.9863013698630136,0.87671232876712335]
[18,25.5,200,31,99,2.44,0.55000000000000004,280,1,0.73,3.3424657534246576,0.7534246575342467]
[18,23.1,200,32,1,0.71,0.71,120,0,0.71,1,1]
[18,23.1,200,32,50,0.7,0.7,120,0,0.7,1,1]
[18,24.1,200,32,60,0.85,0.6,120,1,0.7,1.2142857142857144,0.85714285714285721]
[18,25.7,200,32,70,1.07,0.53,120,1,0.7,1.5285714285714287,0.75714285714285723]
[18,30.2,200,32,99,1.7,0.35,120,1,0.7,2.4285714285714288,0.5]
[18,21.3,200,32,1,0.77,0.77,200,0,0.77,1,1]
[18,21.5,200,32,50,0.81,0.72,200,1,0.77,1.051948051948052,0.93506493506493504]
[18,22.9,200,32,60,1.1299999999999999,0.68,200,1,0.77,1.4675324675324675,0.88311688311688319]
[18,24.2,200,32,70,1.45,0.63,200,1,0.77,1.883116883116883,0.81818181818181812]
[18,28.1,200,32,99,2.34,0.5,200,1,0.77,3.0389610389610389,0.64935064935064934]
[18,20.399999999999999,200,32,1,0.79,0.79,280,0,0.79,1,1]
[18,20.8,200,32,50,0.91,0.75,280,1,0.79,1.1518987341772151,0.94936708860759489]
[18,21.9,200,32,60,1.27,0.72,280,1,0.79,1.6075949367088607,0.91139240506329111]
[18,23,200,32,70,1.64,0.68,280,1,0.79,2.0759493670886076,0.86075949367088611]
[18,26.2,200,32,99,2.67,0.59,280,1,0.79,3.3797468354430378,0.74683544303797456]
[18,18.8,220,20,1,0.11,0.11,120,0,0.11,1,1]
[18,18.8,220,20,50,0.11,0.11,120,0,0.11,1,1]
[18,18.8,220,20,60,0.11,0.11,120,0,0.11,1,1]
[18,18.8,220,20,70,0.11,0.11,120,0,0.11,1,1]
[18,19.5,220,20,99,0.2,7.0000000000000007E-2,120,1,0.11,1.8181818181818183,0.63636363636363646]
[18,18.5,220,20,1,0.12,0.12,200,0,0.12,1,1]
[18,18.5,220,20,50,0.12,0.12,200,0,0.12,1,1]
[18,18.5,220,20,60,0.12,0.12,200,0,0.12,1,1]
[18,18.5,220,20,70,0.12,0.12,200,0,0.12,1,1]
[18,19.2,220,20,99,0.27,0.09,200,1,0.12,2.2500000000000004,0.75]
[18,18.399999999999999,220,20,1,0.12,0.12,280,0,0.12,1,1]
[18,18.399999999999999,220,20,50,0.12,0.12,280,0,0.12,1,1]
[18,18.399999999999999,220,20,60,0.12,0.12,280,0,0.12,1,1]
[18,18.399999999999999,220,20,70,0.12,0.12,280,0,0.12,1,1]
[18,19,220,20,99,0.31,0.1,280,1,0.12,2.5833333333333335,0.83333333333333337]
[18,19.2,220,21,1,0.16,0.16,120,0,0.16,1,1]
[18,19.2,220,21,50,0.16,0.16,120,0,0.16,1,1]
[18,19.2,220,21,60,0.16,0.16,120,0,0.16,1,1]
[18,19.2,220,21,70,0.16,0.16,120,0,0.16,1,1]
[18,20.3,220,21,99,0.32,0.1,120,1,0.16,2,0.625]
[18,18.8,220,21,1,0.18,0.18,200,0,0.18,1,1]
[18,18.8,220,21,50,0.18,0.18,200,0,0.18,1,1]
[18,18.8,220,21,60,0.18,0.18,200,0,0.18,1,1]
[18,18.8,220,21,70,0.18,0.18,200,0,0.18,1,1]
[18,19.8,220,21,99,0.42,0.14000000000000001,200,1,0.18,2.3333333333333335,0.7777777777777779]
[18,18.600000000000001,220,21,1,0.19,0.19,280,0,0.19,1,1]
[18,18.600000000000001,220,21,50,0.18,0.18,280,0,0.18,1,1]
[18,18.600000000000001,220,21,60,0.18,0.18,280,0,0.18,1,1]
[18,18.600000000000001,220,21,70,0.18,0.18,280,0,0.18,1,1]
[18,19.5,220,21,99,0.48,0.15,280,1,0.18,2.6666666666666665,0.83333333333333337]
[18,19.600000000000001,220,22,1,0.22,0.22,120,0,0.22,1,1]
[18,19.600000000000001,220,22,50,0.22,0.22,120,0,0.22,1,1]
[18,19.600000000000001,220,22,60,0.22,0.22,120,0,0.22,1,1]
[18,19.600000000000001,220,22,70,0.22,0.22,120,0,0.22,1,1]
[18,21.1,220,22,99,0.43,0.13,120,1,0.22,1.9545454545454546,0.59090909090909094]
[18,19,220,22,1,0.24,0.24,200,{"$f":"IF(F31062<>G31062,1,0)","v":0},0.24,{"$f":"F31062/J31062","v":1},1]
[18,19,220,22,50,0.24,0.24,200,0,0.24,1,{"$f":"G31063/J31063","v":1}]
[18,19,220,22,60,0.24,0.24,200,0,0.24,1,1]
[18,19,220,22,70,0.24,0.24,200,0,{"$f":"IF(F31065/G31065=1,F31065,J31064)","v":0.24},1,1]
[18,20.5,220,22,99,0.57999999999999996,0.18,200,1,0.24,2.4166666666666665,0.75]
[18,18.8,220,22,1,0.25,0.25,280,0,0.25,1,1]
[18,18.8,220,22,50,0.25,0.25,280,0,0.25,1,1]
[18,18.8,220,22,60,0.25,0.25,280,0,0.25,1,1]
[18,18.8,220,22,70,0.24,0.24,280,0,0.24,1,1]
[18,20,220,22,99,0.66,0.2,280,1,0.24,2.7500000000000004,0.83333333333333337]
[18,20,220,23,1,0.27,0.27,120,0,0.27,1,1]
[18,20,220,23,50,0.27,0.27,120,0,0.27,1,1]
[18,19.899999999999999,220,23,60,0.27,0.27,120,0,0.27,1,1]
[18,19.899999999999999,220,23,70,0.27,0.27,120,0,0.27,1,1]
[18,21.9,220,23,99,0.55000000000000004,0.16,120,1,0.27,2.0370370370370372,0.59259259259259256]
[18,19.3,220,23,1,0.3,0.3,200,0,0.3,1,1]
[18,19.3,220,23,50,0.3,0.3,200,0,0.3,1,1]
[18,19.3,220,23,60,0.3,0.3,200,0,0.3,1,1]
[18,19.3,220,23,70,0.3,0.3,200,0,0.3,1,1]
[18,21.2,220,23,99,0.74,0.22,200,1,0.3,2.4666666666666668,0.73333333333333339]
[18,19,220,23,1,0.31,0.31,280,0,0.31,1,1]
[18,18.899999999999999,220,23,50,0.31,0.31,280,0,0.31,1,1]
[18,18.899999999999999,220,23,60,0.31,0.31,280,0,0.31,1,1]
[18,18.899999999999999,220,23,70,0.31,0.31,280,0,0.31,1,1]
[18,20.6,220,23,99,0.84,0.25,280,1,0.31,2.7096774193548385,0.80645161290322587]
[18,20.399999999999999,220,24,1,0.33,0.33,120,0,0.33,1,1]
[18,20.3,220,24,50,0.33,0.33,120,0,0.33,1,1]
[18,20.3,220,24,60,0.33,0.33,120,0,0.33,1,1]
[18,20.3,220,24,70,0.32,0.32,120,0,0.32,1,1]
[18,22.8,220,24,99,0.67,0.19,120,1,0.32,2.09375,0.59375]
[18,19.5,220,24,1,0.36,0.36,200,0,0.36,1,1]
[18,19.5,220,24,50,0.36,0.36,200,0,0.36,1,1]
[18,19.5,220,24,60,0.35,0.35,200,0,0.35,1,1]
[18,19.5,220,24,70,0.35,0.35,200,0,0.35,1,1]
[18,21.9,220,24,99,0.91,0.26,200,1,0.35,2.6,0.74285714285714288]
[18,19.100000000000001,220,24,1,0.37,0.37,280,0,0.37,1,1]
[18,19.100000000000001,220,24,50,0.37,0.37,280,0,0.37,1,1]
[18,19.100000000000001,220,24,60,0.37,0.37,280,0,0.37,1,1]
[18,19.100000000000001,220,24,70,0.37,0.37,280,0,0.37,1,1]
[18,21.2,220,24,99,1.03,0.28999999999999998,280,1,0.37,2.7837837837837838,0.78378378378378377]
[18,20.7,220,25,1,0.38,0.38,120,0,0.38,1,1]
[18,20.7,220,25,50,0.38,0.38,120,0,0.38,1,1]
[18,20.7,220,25,60,0.38,0.38,120,0,0.38,1,1]
[18,20.7,220,25,70,0.38,0.38,120,0,0.38,1,1]
[18,23.7,220,25,99,0.79,0.21,120,1,0.38,2.0789473684210527,0.55263157894736836]
[18,19.8,220,25,1,0.42,0.42,200,0,0.42,1,1]
[18,19.8,220,25,50,0.41,0.41,200,0,0.41,1,1]
[18,19.8,220,25,60,0.41,0.41,200,0,0.41,1,1]
[18,19.8,220,25,70,0.43,0.39,200,1,0.41,1.0487804878048781,0.95121951219512202]
[18,22.6,220,25,99,1.08,0.28999999999999998,200,1,0.41,2.6341463414634148,0.70731707317073167]
[18,19.3,220,25,1,0.43,0.43,280,0,0.43,1,1]
[18,19.3,220,25,50,0.43,0.43,280,0,0.43,1,1]
[18,19.3,220,25,60,0.43,0.43,280,0,0.43,1,1]
[18,19.5,220,25,70,0.49,0.41,280,1,0.43,1.1395348837209303,0.95348837209302317]
[18,21.8,220,25,99,1.23,0.34,280,1,0.43,2.86046511627907,0.79069767441860472]
[18,21.1,220,26,1,0.44,0.44,120,0,0.44,1,1]
[18,21.1,220,26,50,0.43,0.43,120,0,0.43,1,1]
[18,21.1,220,26,60,0.43,0.43,120,0,0.43,1,1]
[18,21,220,26,70,0.42,0.39,120,1,0.43,0.97674418604651159,0.90697674418604657]
[18,24.6,220,26,99,0.92,0.24,120,1,0.43,2.1395348837209305,0.55813953488372092]
[18,20,220,26,1,0.48,0.48,200,0,0.48,1,1]
[18,20,220,26,50,0.47,0.47,200,0,0.47,1,1]
[18,20,220,26,60,0.47,0.47,200,0,0.47,1,1]
[18,20.399999999999999,220,26,70,0.56999999999999995,0.44,200,1,0.47,1.2127659574468084,0.93617021276595747]
[18,23.4,220,26,99,1.26,0.33,200,{"$f":"IF(F31126<>G31126,1,0)","v":1},0.47,{"$f":"F31126/J31126","v":2.6808510638297873},0.70212765957446821]
[18,19.5,220,26,1,0.49,0.49,280,0,0.49,1,{"$f":"G31127/J31127","v":1}]
[18,19.5,220,26,50,0.49,0.49,280,0,0.49,1,1]
[18,19.5,220,26,60,0.49,0.49,280,0,{"$f":"IF(F31129/G31129=1,F31129,J31128)","v":0.49},1,1]
[18,20,220,26,70,0.65,0.46,280,1,0.49,1.3265306122448981,0.93877551020408168]
[18,22.4,220,26,99,1.43,0.38,280,1,0.49,2.9183673469387754,0.77551020408163263]
[18,21.5,220,27,1,0.49,0.49,120,0,0.49,1,1]
[18,21.5,220,27,50,0.49,0.49,120,0,0.49,1,1]
[18,21.5,220,27,60,0.49,0.49,120,0,0.49,1,1]
[18,21.8,220,27,70,0.53,0.42,120,1,0.49,1.0816326530612246,0.8571428571428571]
[18,25.5,220,27,99,1.05,0.26,120,1,0.49,2.1428571428571428,0.53061224489795922]
[18,20.3,220,27,1,0.53,0.53,200,0,0.53,1,1]
[18,20.3,220,27,50,0.53,0.53,200,0,0.53,1,1]
[18,20.3,220,27,60,0.53,0.53,200,0,0.53,1,1]
[18,21.1,220,27,70,0.71,0.48,200,1,0.53,1.3396226415094339,0.90566037735849048]
[18,24.2,220,27,99,1.44,0.36,200,1,0.53,2.7169811320754715,0.67924528301886788]
[18,19.7,220,27,1,0.55000000000000004,0.55000000000000004,280,0,0.55000000000000004,1,1]
[18,19.7,220,27,50,0.55000000000000004,0.55000000000000004,280,0,0.55000000000000004,1,1]
[18,19.7,220,27,60,0.54,0.54,280,0,0.54,1,1]
[18,20.5,220,27,70,0.81,0.51,280,1,0.54,1.5,0.94444444444444442]
[18,23.1,220,27,99,1.64,0.42,280,1,0.54,3.0370370370370368,0.77777777777777768]
[18,21.9,220,28,1,0.54,0.54,120,0,0.54,1,1]
[18,21.9,220,28,50,0.54,0.54,120,0,0.54,1,1]
[18,21.9,220,28,60,0.54,0.54,120,0,0.54,1,1]
[18,22.6,220,28,70,0.64,0.45,120,1,0.54,1.1851851851851851,0.83333333333333326]
[18,26.5,220,28,99,1.18,0.28000000000000003,120,1,0.54,2.1851851851851851,0.51851851851851849]
[18,20.6,220,28,1,0.59,0.59,200,0,0.59,1,1]
[18,20.5,220,28,50,0.59,0.59,200,0,0.59,1,1]
[18,20.6,220,28,60,0.6,0.56000000000000005,200,1,0.59,1.0169491525423728,0.94915254237288149]
[18,21.7,220,28,70,0.86,0.52,200,1,0.59,1.4576271186440679,0.88135593220338992]
[18,25,220,28,99,1.62,0.4,200,1,0.59,2.745762711864407,0.67796610169491534]
[18,19.899999999999999,220,28,1,0.61,0.61,280,0,0.61,1,1]
[18,19.899999999999999,220,28,50,0.6,0.6,280,0,0.6,1,1]
[18,20.100000000000001,220,28,60,0.68,0.57999999999999996,280,1,0.6,1.1333333333333335,0.96666666666666667]
[18,21,220,28,70,0.98,0.55000000000000004,280,1,0.6,1.6333333333333333,0.91666666666666674]
[18,23.7,220,28,99,1.86,0.46,280,1,0.6,3.1,0.76666666666666672]
[18,22.3,220,29,1,0.6,0.6,120,0,0.6,1,1]
[18,22.3,220,29,50,0.59,0.59,120,0,0.59,1,1]
[18,22.2,220,29,60,0.59,0.59,120,0,0.59,1,1]
[18,23.4,220,29,70,0.75,0.48,120,1,0.59,1.2711864406779663,0.81355932203389836]
[18,27.4,220,29,99,1.31,0.3,120,1,0.59,2.2203389830508478,0.50847457627118642]
[18,20.8,220,29,1,0.65,0.65,200,0,0.65,1,1]
[18,20.8,220,29,50,0.64,0.64,200,0,0.64,1,1]
[18,21.2,220,29,60,0.73,0.6,200,1,0.64,1.140625,0.9375]
[18,22.4,220,29,70,1.02,0.56000000000000005,200,1,0.64,1.59375,0.87500000000000011]
[18,25.8,220,29,99,1.82,0.43,200,1,0.64,2.84375,0.671875]
[18,20.100000000000001,220,29,1,0.67,0.67,280,0,0.67,1,1]
[18,20,220,29,50,0.66,0.66,280,0,0.66,1,1]
[18,20.6,220,29,60,0.84,0.63,280,1,0.66,1.2727272727272727,0.95454545454545447]
[18,21.6,220,29,70,1.1599999999999999,0.6,280,1,0.66,1.7575757575757573,0.90909090909090906]
[18,24.4,220,29,99,2.09,0.5,280,1,0.66,3.1666666666666665,0.75757575757575757]
[18,22.7,220,30,1,0.65,0.65,120,0,0.65,1,1]
[18,22.6,220,30,50,0.64,0.64,120,0,0.64,1,1]
[18,22.7,220,30,60,0.65,0.57999999999999996,120,1,0.64,1.015625,0.90624999999999989]
[18,24.2,220,30,70,0.86,0.51,120,1,0.64,1.34375,0.796875]
[18,28.4,220,30,99,1.45,0.32,120,1,0.64,2.265625,0.5]
[18,21.1,220,30,1,0.71,0.71,200,0,0.71,1,1]
[18,21,220,30,50,0.7,0.7,200,0,0.7,1,1]
[18,21.8,220,30,60,0.88,0.64,200,1,0.7,1.2571428571428573,0.91428571428571437]
[18,23.1,220,30,70,1.17,0.59,200,1,0.7,1.6714285714285715,0.84285714285714286]
[18,26.7,220,30,99,2.02,0.46,200,1,0.7,2.8857142857142861,0.65714285714285725]
[18,20.2,220,30,1,0.73,0.73,280,0,0.73,1,1]
[18,20.2,220,30,50,0.72,0.72,280,0,0.72,1,1]
[18,21.1,220,30,60,1,0.68,280,1,0.72,1.3888888888888888,0.94444444444444453]
[18,22.1,220,30,70,1.34,0.64,280,{"$f":"IF(F31190<>G31190,1,0)","v":1},0.72,{"$f":"F31190/J31190","v":1.8611111111111114},0.88888888888888895]
[18,25.1,220,30,99,2.3199999999999998,0.54,280,1,0.72,3.2222222222222223,{"$f":"G31191/J31191","v":0.75000000000000011}]
[18,23.1,220,31,1,0.7,0.7,120,0,0.7,1,1]
[18,23,220,31,50,0.7,0.7,120,0,{"$f":"IF(F31193/G31193=1,F31193,J31192)","v":0.7},1,1]
[18,23.4,220,31,60,0.76,0.61,120,1,0.7,1.0857142857142859,0.87142857142857144]
[18,25,220,31,70,0.98,0.53,120,1,0.7,1.4000000000000001,0.75714285714285723]
[18,29.4,220,31,99,1.59,0.34,120,1,0.7,2.2714285714285718,0.48571428571428577]
[18,21.3,220,31,1,0.77,0.77,200,0,0.77,1,1]
[18,21.3,220,31,50,0.76,0.76,200,0,0.76,1,1]
[18,22.4,220,31,60,1.03,0.68,200,1,0.76,1.3552631578947369,0.89473684210526316]
[18,23.8,220,31,70,1.34,0.63,200,1,0.76,1.7631578947368423,0.82894736842105265]
[18,27.6,220,31,99,2.2200000000000002,0.49,200,1,0.76,2.9210526315789478,0.64473684210526316]
[18,20.399999999999999,220,31,1,0.79,0.79,280,0,0.79,1,1]
[18,20.5,220,31,50,0.81,0.76,280,1,0.79,1.0253164556962024,0.96202531645569622]
[18,21.6,220,31,60,1.17,0.72,280,1,0.79,1.481012658227848,0.91139240506329111]
[18,22.7,220,31,70,1.53,0.69,280,1,0.79,1.9367088607594936,0.87341772151898722]
[18,25.9,220,31,99,2.56,0.57999999999999996,280,1,0.79,3.240506329113924,0.73417721518987333]
[18,23.4,220,32,1,0.76,0.76,120,0,0.76,1,1]
[18,23.4,220,32,50,0.75,0.75,120,0,0.75,1,1]
[18,24.2,220,32,60,0.87,0.63,120,1,0.75,1.1599999999999999,0.84]
[18,25.9,220,32,70,1.1000000000000001,0.56000000000000005,120,1,0.75,1.4666666666666668,0.7466666666666667]
[18,30.4,220,32,99,1.72,0.35,120,1,0.75,2.2933333333333334,0.46666666666666662]
[18,21.5,220,32,1,0.82,0.82,200,0,0.82,1,1]
[18,21.6,220,32,50,0.85,0.77,200,1,0.82,1.0365853658536586,0.9390243902439025]
[18,23.1,220,32,60,1.18,0.72,200,1,0.82,1.4390243902439024,0.87804878048780488]
[18,24.5,220,32,70,1.51,0.67,200,1,0.82,1.8414634146341464,0.81707317073170738]
[18,28.5,220,32,99,2.4300000000000002,0.52,200,1,0.82,2.9634146341463419,0.63414634146341464]
[18,20.6,220,32,1,0.85,0.85,280,0,0.85,1,1]
[18,21,220,32,50,0.96,0.81,280,1,0.85,1.1294117647058823,0.95294117647058829]
[18,22.1,220,32,60,1.34,0.77,280,1,0.85,1.5764705882352943,0.90588235294117647]
[18,23.3,220,32,70,1.72,0.73,280,1,0.85,2.0235294117647058,0.85882352941176465]
[18,26.7,220,32,99,2.81,0.61,280,1,0.85,3.3058823529411767,0.71764705882352942]

{"sheet":"Korrektur_BG800_mw200kg_h","index":7,"n_rows":31221,"n_cols":118,"rows_kept":4500,"cut":true,"hidden":true,"merged":[[62,48,62,51],[63,48,63,51]],"bounds":{"rows_first":2000,"rows_last":500,"rows_between":2000,"halvings":0}}
["T_VL",{"$f":"IF(ISERROR(D1),1,ROUND(D1,0))","v":6},"°C",{"$f":"HFB!$K$12","v":6},"Vorlauf",null,null,null,null,null,null,null,null,null,null,null,null,null,null,null,null,null,null,null,null,null,null,null,"T_VL",{"$f":"IF(ISERROR(AF1),1,ROUND(AF1,0))","v":6},"°C",{"$f":"HFB!$K$12","v":6},"Vorlauf",null,null,null,null,null,null,null,null,null,null,null,null,null,null,null,null,null,null,null,null,"T_VL",{"$f":"IF(ISERROR(BE1),1,ROUND(BE1,0))","v":6},"°C",{"$f":"HFB!$K$12","v":6},"Vorlauf",null,null,null,null,null,null,null,null,null,null,null,null,null,null,null,null,null,null,null,null,null,"T_VL",{"$f":"IF(ISERROR(CE1),1,ROUND(CE1,0))","v":6},"°C",{"$f":"HFB!$K$12","v":6},"Vorlauf",null,null,null,null,null,null,null,null,null,null,null,null,null,null,null,null,null,null,null,null,null,"T_VL",{"$f":"IF(ISERROR(DE1),1,ROUND(DE1,0))","v":6},"°C",{"$f":"HFB!$K$12","v":6},"Vorlauf"]
["m_KW",{"$f":"IF(ISERROR(D2),1,D2)","v":200},"kg/h",200,"Kühlwasser",null,200,"kg/h",null,null,null,null,null,null,null,null,null,null,null,null,null,null,null,null,null,null,null,null,"m_KW",{"$f":"IF(ISERROR(AF2),1,AF2)","v":200},"kg/h",200,"Kühlwasser",null,null,null,null,null,null,null,null,null,null,null,null,null,null,null,null,null,null,null,null,"m_KW",{"$f":"IF(ISERROR(BE2),1,BE2)","v":200},"kg/h",200,"Kühlwasser",null,null,null,null,null,null,null,null,null,null,null,null,null,null,null,null,null,null,null,null,null,"m_KW",{"$f":"IF(ISERROR(CE2),1,CE2)","v":200},"kg/h",200,"Kühlwasser",null,null,null,null,null,null,null,null,null,null,null,null,null,null,null,null,null,null,null,null,null,"m_KW",{"$f":"IF(ISERROR(DE2),1,DE2)","v":200},"kg/h",200,"Kühlwasser"]
["V",{"$f":"IF(ISERROR(D3),1,ROUND(D3,0))","v":40},"m³/h",40,"Volumenstrom",null,null,null,null,null,null,null,null,null,null,null,null,null,null,null,null,null,null,null,null,null,null,null,"V",{"$f":"IF(ISERROR(AF3),1,ROUND(AF3,0))","v":80},"m³/h",80,"Volumenstrom",null,null,null,null,null,null,null,null,null,null,null,null,null,null,null,null,null,null,null,null,"V",{"$f":"IF(ISERROR(BE3),1,ROUND(BE3,0))","v":120},"m³/h",120,"Volumenstrom",null,null,null,null,null,null,null,null,null,null,null,null,null,null,null,null,null,null,null,null,null,"V",{"$f":"IF(ISERROR(CE3),1,ROUND(CE3,0))","v":160},"m³/h",160,"Volumenstrom",null,null,null,null,null,null,null,null,null,null,null,null,null,null,null,null,null,null,null,null,null,"V",{"$f":"IF(ISERROR(DE3),1,ROUND(DE3,0))","v":200},"m³/h",200,"Volumenstrom"]
["rel.Feuchte",1,"%",null,null,null,null,null,4,"rel Feuchte","korrektur totale Leistung",null,"korrektur sens. Leistung",null,null,null,null,null,null,null,null,null,null,null,null,null,null,null,"rel.Feuchte",1,"%",null,null,null,null,null,4,"rel Feuchte","korrektur totale Leistung",null,"korrektur sens. Leistung",null,null,null,null,null,null,null,null,null,null,null,null,"rel.Feuchte",1,"%",null,null,null,null,null,4,"rel Feuchte","korrektur totale Leistung",null,"korrektur sens. Leistung",null,null,null,null,null,null,null,null,null,null,null,null,null,"rel.Feuchte",1,"%",null,null,null,null,null,4,"rel Feuchte","korrektur totale Leistung",null,"korrektur sens. Leistung",null,null,null,null,null,null,null,null,null,null,null,null,null,"rel.Feuchte",1,"%",null,null,null,null,null,4,"rel Feuchte","korrektur totale Leistung",null,"korrektur sens. Leistung"]
[null,50,"%",null,{"$f":"CONCATENATE(B1, \" \",C1, \" \",E1, \"; \")","v":"6 °C Vorlauf; "},null,null,null,null,null,null,{"$f":"J18*M5+K18","v":28.291585886002345},1,null,null,null,null,null,null,null,null,null,null,null,null,null,null,null,null,50,"%",null,{"$f":"CONCATENATE(AD1, \" \",AE1, \" \",AG1, \"; \")","v":"6 °C Vorlauf; "},null,null,null,null,null,null,{"$f":"AL18*AO5+AM18","v":29.376515565264882},1,null,null,null,null,null,null,null,null,null,null,null,null,null,50,"%",null,{"$f":"CONCATENATE(BC1, \" \",BD1, \" \",BF1, \"; \")","v":"6 °C Vorlauf; "},null,null,null,null,null,null,{"$f":"BK18*BN5+BL18","v":30.691986455981919},1,null,null,null,null,null,null,null,null,null,null,null,null,null,null,50,"%",null,{"$f":"CONCATENATE(CC1, \" \",CD1, \" \",CF1, \"; \")","v":"6 °C Vorlauf; "},null,null,null,null,null,null,{"$f":"CK18*CN5+CL18","v":32.065095705953723},1,null,null,null,null,null,null,null,null,null,null,null,null,null,null,50,"%",null,{"$f":"CONCATENATE(DC1, \" \",DD1, \" \",DF1, \"; \")","v":"6 °C Vorlauf; "},null,null,null,null,null,null,{"$f":"DK18*DN5+DL18","v":33.591801107633032},1]
[null,60,"%",null,{"$f":"CONCATENATE(B2, \" \",C2, \" \",E2, \"; \")","v":"200 kg/h Kühlwasser; "},null,null,null,null,{"$f":"IF(C13=1,J7,B5)","v":50},{"$f":"IF(C13=1,K7,C13)","v":1.5769230769230769},{"$f":"IF(C14=1,L7,B5)","v":99},{"$f":"IF(C14=1,M7,C14)","v":0.96153846153846145},null,null,null,null,null,null,null,null,null,null,null,null,null,null,null,null,60,"%",null,{"$f":"CONCATENATE(AD2, \" \",AE2, \" \",AG2, \"; \")","v":"200 kg/h Kühlwasser; "},null,null,null,null,{"$f":"IF(AE13=1,AL7,AD5)","v":50},{"$f":"IF(AE13=1,AM7,AE13)","v":1.5294117647058825},{"$f":"IF(AE14=1,AN7,AD5)","v":50},{"$f":"IF(AE14=1,AO7,AE14)","v":0.96078431372549011},null,null,null,null,null,null,null,null,null,null,null,null,null,60,"%",null,{"$f":"CONCATENATE(BC2, \" \",BD2, \" \",BF2, \"; \")","v":"200 kg/h Kühlwasser; "},null,null,null,null,{"$f":"IF(BD13=1,BK7,BC5)","v":50},{"$f":"IF(BD13=1,BL7,BD13)","v":1.4794520547945207},{"$f":"IF(BD14=1,BM7,BC5)","v":50},{"$f":"IF(BD14=1,BN7,BD14)","v":0.9452054794520548},null,null,null,null,null,null,null,null,null,null,null,null,null,null,60,"%",null,{"$f":"CONCATENATE(CC2, \" \",CD2, \" \",CF2, \"; \")","v":"200 kg/h Kühlwasser; "},null,null,null,null,{"$f":"IF(CD13=1,CK7,CC5)","v":50},{"$f":"IF(CD13=1,CL7,CD13)","v":1.4193548387096775},{"$f":"IF(CD14=1,CM7,CC5)","v":50},{"$f":"IF(CD14=1,CN7,CD14)","v":0.92473118279569888},null,null,null,null,null,null,null,null,null,null,null,null,null,null,60,"%",null,{"$f":"CONCATENATE(DC2, \" \",DD2, \" \",DF2, \"; \")","v":"200 kg/h Kühlwasser; "},null,null,null,null,{"$f":"IF(DD13=1,DK7,DC5)","v":50},{"$f":"IF(DD13=1,DL7,DD13)","v":1.3727272727272726},{"$f":"IF(DD14=1,DM7,DC5)","v":50},{"$f":"IF(DD14=1,DN7,DD14)","v":0.90909090909090906}]
[null,70,"%",null,{"$f":"CONCATENATE(B3, \" \",C3, \" \",E3, \"; \")","v":"40 m³/h Volumenstrom; "},null,null,null,null,{"$f":"IF(D13=1,J8,B6)","v":60},{"$f":"IF(D13=1,K8,D13)","v":1.846153846153846},{"$f":"IF(D14=1,L8,B6)","v":99},{"$f":"IF(D14=1,M8,D14)","v":0.96153846153846145},null,null,null,null,null,null,null,null,null,null,null,null,null,null,null,null,70,"%",null,{"$f":"CONCATENATE(AD3, \" \",AE3, \" \",AG3, \"; \")","v":"80 m³/h Volumenstrom; "},null,null,null,null,{"$f":"IF(AF13=1,AL8,AD6)","v":60},{"$f":"IF(AF13=1,AM8,AF13)","v":1.7843137254901962},{"$f":"IF(AF14=1,AN8,AD6)","v":60},{"$f":"IF(AF14=1,AO8,AF14)","v":0.96078431372549011},null,null,null,null,null,null,null,null,null,null,null,null,null,70,"%",null,{"$f":"CONCATENATE(BC3, \" \",BD3, \" \",BF3, \"; \")","v":"120 m³/h Volumenstrom; "},null,null,null,null,{"$f":"IF(BE13=1,BK8,BC6)","v":60},{"$f":"IF(BE13=1,BL8,BE13)","v":1.726027397260274},{"$f":"IF(BE14=1,BM8,BC6)","v":60},{"$f":"IF(BE14=1,BN8,BE14)","v":0.93150684931506855},null,null,null,null,null,null,null,null,null,null,null,null,null,null,70,"%",null,{"$f":"CONCATENATE(CC3, \" \",CD3, \" \",CF3, \"; \")","v":"160 m³/h Volumenstrom; "},null,null,null,null,{"$f":"IF(CE13=1,CK8,CC6)","v":60},{"$f":"IF(CE13=1,CL8,CE13)","v":1.6559139784946235},{"$f":"IF(CE14=1,CM8,CC6)","v":60},{"$f":"IF(CE14=1,CN8,CE14)","v":0.89247311827956977},null,null,null,null,null,null,null,null,null,null,null,null,null,null,70,"%",null,{"$f":"CONCATENATE(DC3, \" \",DD3, \" \",DF3, \"; \")","v":"200 m³/h Volumenstrom; "},null,null,null,null,{"$f":"IF(DE13=1,DK8,DC6)","v":60},{"$f":"IF(DE13=1,DL8,DE13)","v":1.5999999999999999},{"$f":"IF(DE14=1,DM8,DC6)","v":60},{"$f":"IF(DE14=1,DN8,DE14)","v":0.87272727272727257}]
[null,99,"%",null,{"$f":"CONCATENATE(B12, \" \",C12, \" \",A12, \"; \")","v":"26 °C Ansaugtemp; "},null,null,null,null,{"$f":"IF(E13=1,J9,B7)","v":70},{"$f":"IF(E13=1,K9,E13)","v":2.1153846153846154},{"$f":"IF(E14=1,L9,B7)","v":99},{"$f":"IF(E14=1,M9,E14)","v":0.96153846153846145},null,null,null,null,null,null,null,null,null,null,null,null,null,null,null,null,99,"%",null,{"$f":"CONCATENATE(AD12, \" \",AE12, \" \",AC12, \"; \")","v":"26 °C Ansaugtemp; "},null,null,null,null,{"$f":"IF(AG13=1,AL9,AD7)","v":70},{"$f":"IF(AG13=1,AM9,AG13)","v":2.0392156862745097},{"$f":"IF(AG14=1,AN9,AD7)","v":70},{"$f":"IF(AG14=1,AO9,AG14)","v":0.94117647058823528},null,null,null,null,null,null,null,null,null,null,null,null,null,99,"%",null,{"$f":"CONCATENATE(BC12, \" \",BD12, \" \",BB12, \"; \")","v":"26 °C Ansaugtemp; "},null,null,null,null,{"$f":"IF(BF13=1,BK9,BC7)","v":70},{"$f":"IF(BF13=1,BL9,BF13)","v":1.9863013698630136},{"$f":"IF(BF14=1,BM9,BC7)","v":70},{"$f":"IF(BF14=1,BN9,BF14)","v":0.91780821917808231},null,null,null,null,null,null,null,null,null,null,null,null,null,null,99,"%",null,{"$f":"CONCATENATE(CC12, \" \",CD12, \" \",CB12, \"; \")","v":"26 °C Ansaugtemp; "},null,null,null,null,{"$f":"IF(CF13=1,CK9,CC7)","v":70},{"$f":"IF(CF13=1,CL9,CF13)","v":1.8924731182795698},{"$f":"IF(CF14=1,CM9,CC7)","v":70},{"$f":"IF(CF14=1,CN9,CF14)","v":0.87096774193548387},null,null,null,null,null,null,null,null,null,null,null,null,null,null,99,"%",null,{"$f":"CONCATENATE(DC12, \" \",DD12, \" \",DB12, \"; \")","v":"26 °C Ansaugtemp; "},null,null,null,null,{"$f":"IF(DF13=1,DK9,DC7)","v":70},{"$f":"IF(DF13=1,DL9,DF13)","v":1.8181818181818181},{"$f":"IF(DF14=1,DM9,DC7)","v":70},{"$f":"IF(DF14=1,DN9,DF14)","v":0.83636363636363631}]
[null,null,"%",null,{"$f":"CONCATENATE(E5,E6,E7,E8)","v":"6 °C Vorlauf; 200 kg/h Kühlwasser; 40 m³/h Volumenstrom; 26 °C Ansaugtemp; "},null,null,null,null,{"$f":"IF(F13=1,J10,B8)","v":99},{"$f":"IF(F13=1,K10,F13)","v":2.8846153846153846},{"$f":"IF(F14=1,L10,B8)","v":99},{"$f":"IF(F14=1,M10,F14)","v":0.96153846153846145},null,null,null,null,null,null,null,null,null,null,null,null,null,null,null,null,null,"%",null,{"$f":"CONCATENATE(AG5,AG6,AG7,AG8)","v":"6 °C Vorlauf; 200 kg/h Kühlwasser; 80 m³/h Volumenstrom; 26 °C Ansaugtemp; "},null,null,null,null,{"$f":"IF(AH13=1,AL10,AD8)","v":99},{"$f":"IF(AH13=1,AM10,AH13)","v":2.784313725490196},{"$f":"IF(AH14=1,AN10,AD8)","v":99},{"$f":"IF(AH14=1,AO10,AH14)","v":0.92156862745098034},null,null,null,null,null,null,null,null,null,null,null,null,null,null,"%",null,{"$f":"CONCATENATE(BF5,BF6,BF7,BF8)","v":"6 °C Vorlauf; 200 kg/h Kühlwasser; 120 m³/h Volumenstrom; 26 °C Ansaugtemp; "},null,null,null,null,{"$f":"IF(BG13=1,BK10,BC8)","v":99},{"$f":"IF(BG13=1,BL10,BG13)","v":2.6986301369863015},{"$f":"IF(BG14=1,BM10,BC8)","v":99},{"$f":"IF(BG14=1,BN10,BG14)","v":0.86301369863013699},null,null,null,null,null,null,null,null,null,null,null,null,null,null,null,"%",null,{"$f":"CONCATENATE(CF5,CF6,CF7,CF8)","v":"6 °C Vorlauf; 200 kg/h Kühlwasser; 160 m³/h Volumenstrom; 26 °C Ansaugtemp; "},null,null,null,null,{"$f":"IF(CG13=1,CK10,CC8)","v":99},{"$f":"IF(CG13=1,CL10,CG13)","v":2.5698924731182795},{"$f":"IF(CG14=1,CM10,CC8)","v":99},{"$f":"IF(CG14=1,CN10,CG14)","v":0.79569892473118276},null,null,null,null,null,null,null,null,null,null,null,null,null,null,null,"%",null,{"$f":"CONCATENATE(DF5,DF6,DF7,DF8)","v":"6 °C Vorlauf; 200 kg/h Kühlwasser; 200 m³/h Volumenstrom; 26 °C Ansaugtemp; "},null,null,null,null,{"$f":"IF(DG13=1,DK10,DC8)","v":99},{"$f":"IF(DG13=1,DL10,DG13)","v":2.4818181818181815},{"$f":"IF(DG14=1,DM10,DC8)","v":99},{"$f":"IF(DG14=1,DN10,DG14)","v":0.74545454545454537}]
[null,null,"%",null,null,null,null,null,null,null,null,100,1,null,null,null,null,null,null,null,null,null,null,null,null,null,null,null,null,null,"%",null,null,null,null,null,null,null,null,100,1,null,null,null,null,null,null,null,null,null,null,null,null,null,null,"%",null,null,null,null,null,null,null,null,100,1,null,null,null,null,null,null,null,null,null,null,null,null,null,null,null,"%",null,null,null,null,null,null,null,null,100,1,null,null,null,null,null,null,null,null,null,null,null,null,null,null,null,"%",null,null,null,null,null,null,null,null,100,1]
[null,{"$f":"ROUND(E11,0)","v":50},"%",null,{"$f":"HFB!$K$13","v":50},null,null,null,null,null,null,null,null,null,null,null,null,null,null,null,null,null,null,null,null,null,null,null,null,{"$f":"ROUND(AG11,0)","v":50},"%",null,{"$f":"HFB!$K$13","v":50},null,null,null,null,null,null,null,null,null,null,null,null,null,null,null,null,null,null,null,null,null,{"$f":"ROUND(BF11,0)","v":50},"%",null,{"$f":"HFB!$K$13","v":50},null,null,null,null,null,null,null,null,null,null,null,null,null,null,null,null,null,null,null,null,null,null,{"$f":"ROUND(CF11,0)","v":50},"%",null,{"$f":"HFB!$K$13","v":50},null,null,null,null,null,null,null,null,null,null,null,null,null,null,null,null,null,null,null,null,null,null,{"$f":"ROUND(DF11,0)","v":50},"%",null,{"$f":"HFB!$K$13","v":50}]
["Ansaugtemp",{"$f":"ROUND(E12,0)","v":26},"°C",null,{"$f":"HFB!$K$6","v":26},null,null,null,null,null,null,null,null,null,null,null,null,null,null,null,null,null,null,null,null,null,null,null,"Ansaugtemp",{"$f":"ROUND(AG12,0)","v":26},"°C",null,{"$f":"HFB!$K$6","v":26},null,null,null,null,null,null,null,null,null,null,null,null,null,null,null,null,null,null,null,null,"Ansaugtemp",{"$f":"ROUND(BF12,0)","v":26},"°C",null,{"$f":"HFB!$K$6","v":26},null,null,null,null,null,null,null,null,null,null,null,null,null,null,null,null,null,null,null,null,null,"Ansaugtemp",{"$f":"ROUND(CF12,0)","v":26},"°C",null,{"$f":"HFB!$K$6","v":26},null,null,null,null,null,null,null,null,null,null,null,null,null,null,null,null,null,null,null,null,null,"Ansaugtemp",{"$f":"ROUND(DF12,0)","v":26},"°C",null,{"$f":"HFB!$K$6","v":26}]
["Korrekturfaktor\n totale Leistung",{"$f":"INDEX($K$22:$K$31221,MATCH(B1&B2&B3&B4&B12,$A$22:$A$31221&$H$22:$H$31221&$C$22:$C$31221&$E$22:$E$31221&$D$22:$D$31221,0))","v":1},{"$f":"INDEX($K$19:$K$31221,MATCH(B1&B2&B3&B5&B12,$A$19:$A$31221&$H$19:$H$31221&$C$19:$C$31221&$E$19:$E$31221&$D$19:$D$31221,0))","v":1.5769230769230769},{"$f":"INDEX($K$19:$K$31221,MATCH(B1&B2&B3&B6&B12,$A$19:$A$31221&$H$19:$H$31221&$C$19:$C$31221&$E$19:$E$31221&$D$19:$D$31221,0))","v":1.846153846153846},{"$f":"INDEX($K$19:$K$31221,MATCH(B1&B2&B3&B7&B12,$A$19:$A$31221&$H$19:$H$31221&$C$19:$C$31221&$E$19:$E$31221&$D$19:$D$31221,0))","v":2.1153846153846154},{"$f":"INDEX($K$19:$K$31221,MATCH(B1&B2&B3&B8&B12,$A$19:$A$31221&$H$19:$H$31221&$C$19:$C$31221&$E$19:$E$31221&$D$19:$D$31221,0))","v":2.8846153846153846},{"$f":"INDEX($K$19:$K$31221,MATCH(B1&B2&B3&B9&B12,$A$19:$A$31221&$H$19:$H$31221&$C$19:$C$31221&$E$19:$E$31221&$D$19:$D$31221,0))","v":{"$error":"#N/A"}},{"$f":"INDEX($K$19:$K$31221,MATCH(B1&B2&B3&B10&B12,$A$19:$A$31221&$H$19:$H$31221&$C$19:$C$31221&$E$19:$E$31221&$D$19:$D$31221,0))","v":{"$error":"#N/A"}},null,null,null,null,null,null,null,null,null,null,null,null,null,null,null,null,null,null,null,null,"Korrekturfaktor\n totale Leistung",{"$f":"INDEX($K$22:$K$31221,MATCH(AD1&AD2&AD3&AD4&AD12,$A$22:$A$31221&$H$22:$H$31221&$C$22:$C$31221&$E$22:$E$31221&$D$22:$D$31221,0))","v":1},{"$f":"INDEX($K$19:$K$31221,MATCH(AD1&AD2&AD3&AD5&AD12,$A$19:$A$31221&$H$19:$H$31221&$C$19:$C$31221&$E$19:$E$31221&$D$19:$D$31221,0))","v":1.5294117647058825},{"$f":"INDEX($K$19:$K$31221,MATCH(AD1&AD2&AD3&AD6&AD12,$A$19:$A$31221&$H$19:$H$31221&$C$19:$C$31221&$E$19:$E$31221&$D$19:$D$31221,0))","v":1.7843137254901962},{"$f":"INDEX($K$19:$K$31221,MATCH(AD1&AD2&AD3&AD7&AD12,$A$19:$A$31221&$H$19:$H$31221&$C$19:$C$31221&$E$19:$E$31221&$D$19:$D$31221,0))","v":2.0392156862745097},{"$f":"INDEX($K$19:$K$31221,MATCH(AD1&AD2&AD3&AD8&AD12,$A$19:$A$31221&$H$19:$H$31221&$C$19:$C$31221&$E$19:$E$31221&$D$19:$D$31221,0))","v":2.784313725490196},{"$f":"INDEX($K$19:$K$31221,MATCH(AD1&AD2&AD3&AD9&AD12,$A$19:$A$31221&$H$19:$H$31221&$C$19:$C$31221&$E$19:$E$31221&$D$19:$D$31221,0))","v":{"$error":"#N/A"}},{"$f":"INDEX($K$19:$K$31221,MATCH(AD1&AD2&AD3&AD10&AD12,$A$19:$A$31221&$H$19:$H$31221&$C$19:$C$31221&$E$19:$E$31221&$D$19:$D$31221,0))","v":{"$error":"#N/A"}},null,null,null,null,null,null,null,null,null,null,null,null,null,null,null,null,null,"Korrekturfaktor\n totale Leistung",{"$f":"INDEX($K$22:$K$31221,MATCH(BC1&BC2&BC3&BC4&BC12,$A$22:$A$31221&$H$22:$H$31221&$C$22:$C$31221&$E$22:$E$31221&$D$22:$D$31221,0))","v":1},{"$f":"INDEX($K$19:$K$31221,MATCH(BC1&BC2&BC3&BC5&BC12,$A$19:$A$31221&$H$19:$H$31221&$C$19:$C$31221&$E$19:$E$31221&$D$19:$D$31221,0))","v":1.4794520547945207},{"$f":"INDEX($K$19:$K$31221,MATCH(BC1&BC2&BC3&BC6&BC12,$A$19:$A$31221&$H$19:$H$31221&$C$19:$C$31221&$E$19:$E$31221&$D$19:$D$31221,0))","v":1.726027397260274},{"$f":"INDEX($K$19:$K$31221,MATCH(BC1&BC2&BC3&BC7&BC12,$A$19:$A$31221&$H$19:$H$31221&$C$19:$C$31221&$E$19:$E$31221&$D$19:$D$31221,0))","v":1.9863013698630136},{"$f":"INDEX($K$19:$K$31221,MATCH(BC1&BC2&BC3&BC8&BC12,$A$19:$A$31221&$H$19:$H$31221&$C$19:$C$31221&$E$19:$E$31221&$D$19:$D$31221,0))","v":2.6986301369863015},{"$f":"INDEX($K$19:$K$31221,MATCH(BC1&BC2&BC3&BC9&BC12,$A$19:$A$31221&$H$19:$H$31221&$C$19:$C$31221&$E$19:$E$31221&$D$19:$D$31221,0))","v":{"$error":"#N/A"}},{"$f":"INDEX($K$19:$K$31221,MATCH(BC1&BC2&BC3&BC10&BC12,$A$19:$A$31221&$H$19:$H$31221&$C$19:$C$31221&$E$19:$E$31221&$D$19:$D$31221,0))","v":{"$error":"#N/A"}},null,null,null,null,null,null,null,null,null,null,null,null,null,null,null,null,null,null,"Korrekturfaktor\n totale Leistung",{"$f":"INDEX($K$22:$K$31221,MATCH(CC1&CC2&CC3&CC4&CC12,$A$22:$A$31221&$H$22:$H$31221&$C$22:$C$31221&$E$22:$E$31221&$D$22:$D$31221,0))","v":1},{"$f":"INDEX($K$19:$K$31221,MATCH(CC1&CC2&CC3&CC5&CC12,$A$19:$A$31221&$H$19:$H$31221&$C$19:$C$31221&$E$19:$E$31221&$D$19:$D$31221,0))","v":1.4193548387096775},{"$f":"INDEX($K$19:$K$31221,MATCH(CC1&CC2&CC3&CC6&CC12,$A$19:$A$31221&$H$19:$H$31221&$C$19:$C$31221&$E$19:$E$31221&$D$19:$D$31221,0))","v":1.6559139784946235},{"$f":"INDEX($K$19:$K$31221,MATCH(CC1&CC2&CC3&CC7&CC12,$A$19:$A$31221&$H$19:$H$31221&$C$19:$C$31221&$E$19:$E$31221&$D$19:$D$31221,0))","v":1.8924731182795698},{"$f":"INDEX($K$19:$K$31221,MATCH(CC1&CC2&CC3&CC8&CC12,$A$19:$A$31221&$H$19:$H$31221&$C$19:$C$31221&$E$19:$E$31221&$D$19:$D$31221,0))","v":2.5698924731182795},{"$f":"INDEX($K$19:$K$31221,MATCH(CC1&CC2&CC3&CC9&CC12,$A$19:$A$31221&$H$19:$H$31221&$C$19:$C$31221&$E$19:$E$31221&$D$19:$D$31221,0))","v":{"$error":"#N/A"}},{"$f":"INDEX($K$19:$K$31221,MATCH(CC1&CC2&CC3&CC10&CC12,$A$19:$A$31221&$H$19:$H$31221&$C$19:$C$31221&$E$19:$E$31221&$D$19:$D$31221,0))","v":{"$error":"#N/A"}},null,null,null,null,null,null,null,null,null,null,null,null,null,null,null,null,null,null,"Korrekturfaktor\n totale Leistung",{"$f":"INDEX($K$22:$K$31221,MATCH(DC1&DC2&DC3&DC4&DC12,$A$22:$A$31221&$H$22:$H$31221&$C$22:$C$31221&$E$22:$E$31221&$D$22:$D$31221,0))","v":1},{"$f":"INDEX($K$19:$K$31221,MATCH(DC1&DC2&DC3&DC5&DC12,$A$19:$A$31221&$H$19:$H$31221&$C$19:$C$31221&$E$19:$E$31221&$D$19:$D$31221,0))","v":1.3727272727272726},{"$f":"INDEX($K$19:$K$31221,MATCH(DC1&DC2&DC3&DC6&DC12,$A$19:$A$31221&$H$19:$H$31221&$C$19:$C$31221&$E$19:$E$31221&$D$19:$D$31221,0))","v":1.5999999999999999},{"$f":"INDEX($K$19:$K$31221,MATCH(DC1&DC2&DC3&DC7&DC12,$A$19:$A$31221&$H$19:$H$31221&$C$19:$C$31221&$E$19:$E$31221&$D$19:$D$31221,0))","v":1.8181818181818181},{"$f":"INDEX($K$19:$K$31221,MATCH(DC1&DC2&DC3&DC8&DC12,$A$19:$A$31221&$H$19:$H$31221&$C$19:$C$31221&$E$19:$E$31221&$D$19:$D$31221,0))","v":2.4818181818181815},{"$f":"INDEX($K$19:$K$31221,MATCH(DC1&DC2&DC3&DC9&DC12,$A$19:$A$31221&$H$19:$H$31221&$C$19:$C$31221&$E$19:$E$31221&$D$19:$D$31221,0))","v":{"$error":"#N/A"}},{"$f":"INDEX($K$19:$K$31221,MATCH(DC1&DC2&DC3&DC10&DC12,$A$19:$A$31221&$H$19:$H$31221&$C$19:$C$31221&$E$19:$E$31221&$D$19:$D$31221,0))","v":{"$error":"#N/A"}}]
["Korrekturfaktor\nsensible Leistung",{"$f":"INDEX($L$19:$L$31221,MATCH(B1&B2&B3&B4&B12,$A$19:$A$31221&$H$19:$H$31221&$C$19:$C$31221&$E$19:$E$31221&$D$19:$D$31221,0))","v":1},{"$f":"INDEX($L$19:$L$31221,MATCH(B1&B2&B3&B5&B12,$A$19:$A$31221&$H$19:$H$31221&$C$19:$C$31221&$E$19:$E$31221&$D$19:$D$31221,0))","v":1},{"$f":"INDEX($L$19:$L$31221,MATCH(B1&B2&B3&B6&B12,$A$19:$A$31221&$H$19:$H$31221&$C$19:$C$31221&$E$19:$E$31221&$D$19:$D$31221,0))","v":1},{"$f":"INDEX($L$19:$L$31221,MATCH(B1&B2&B3&B7&B12,$A$19:$A$31221&$H$19:$H$31221&$C$19:$C$31221&$E$19:$E$31221&$D$19:$D$31221,0))","v":1},{"$f":"INDEX($L$19:$L$31221,MATCH(B1&B2&B3&B8&B12,$A$19:$A$31221&$H$19:$H$31221&$C$19:$C$31221&$E$19:$E$31221&$D$19:$D$31221,0))","v":0.96153846153846145},{"$f":"INDEX($L$19:$L$31221,MATCH(B1&B2&B3&B9&B12,$A$19:$A$31221&$H$19:$H$31221&$C$19:$C$31221&$E$19:$E$31221&$D$19:$D$31221,0))","v":{"$error":"#N/A"}},{"$f":"INDEX($L$19:$L$31221,MATCH(B1&B2&B3&B10&B12,$A$19:$A$31221&$H$19:$H$31221&$C$19:$C$31221&$E$19:$E$31221&$D$19:$D$31221,0))","v":{"$error":"#N/A"}},null,"Polynom",null,null,null,null,null,null,null,null,null,null,null,null,null,null,null,null,null,null,"Korrekturfaktor\nsensible Leistung",{"$f":"INDEX($L$19:$L$31221,MATCH(AD1&AD2&AD3&AD4&AD12,$A$19:$A$31221&$H$19:$H$31221&$C$19:$C$31221&$E$19:$E$31221&$D$19:$D$31221,0))","v":1},{"$f":"INDEX($L$19:$L$31221,MATCH(AD1&AD2&AD3&AD5&AD12,$A$19:$A$31221&$H$19:$H$31221&$C$19:$C$31221&$E$19:$E$31221&$D$19:$D$31221,0))","v":0.96078431372549011},{"$f":"INDEX($L$19:$L$31221,MATCH(AD1&AD2&AD3&AD6&AD12,$A$19:$A$31221&$H$19:$H$31221&$C$19:$C$31221&$E$19:$E$31221&$D$19:$D$31221,0))","v":0.96078431372549011},{"$f":"INDEX($L$19:$L$31221,MATCH(AD1&AD2&AD3&AD7&AD12,$A$19:$A$31221&$H$19:$H$31221&$C$19:$C$31221&$E$19:$E$31221&$D$19:$D$31221,0))","v":0.94117647058823528},{"$f":"INDEX($L$19:$L$31221,MATCH(AD1&AD2&AD3&AD8&AD12,$A$19:$A$31221&$H$19:$H$31221&$C$19:$C$31221&$E$19:$E$31221&$D$19:$D$31221,0))","v":0.92156862745098034},{"$f":"INDEX($L$19:$L$31221,MATCH(AD1&AD2&AD3&AD9&AD12,$A$19:$A$31221&$H$19:$H$31221&$C$19:$C$31221&$E$19:$E$31221&$D$19:$D$31221,0))","v":{"$error":"#N/A"}},{"$f":"INDEX($L$19:$L$31221,MATCH(AD1&AD2&AD3&AD10&AD12,$A$19:$A$31221&$H$19:$H$31221&$C$19:$C$31221&$E$19:$E$31221&$D$19:$D$31221,0))","v":{"$error":"#N/A"}},null,"Polynom",null,null,null,null,null,null,null,null,null,null,null,null,null,null,null,"Korrekturfaktor\nsensible Leistung",{"$f":"INDEX($L$19:$L$31221,MATCH(BC1&BC2&BC3&BC4&BC12,$A$19:$A$31221&$H$19:$H$31221&$C$19:$C$31221&$E$19:$E$31221&$D$19:$D$31221,0))","v":1},{"$f":"INDEX($L$19:$L$31221,MATCH(BC1&BC2&BC3&BC5&BC12,$A$19:$A$31221&$H$19:$H$31221&$C$19:$C$31221&$E$19:$E$31221&$D$19:$D$31221,0))","v":0.9452054794520548},{"$f":"INDEX($L$19:$L$31221,MATCH(BC1&BC2&BC3&BC6&BC12,$A$19:$A$31221&$H$19:$H$31221&$C$19:$C$31221&$E$19:$E$31221&$D$19:$D$31221,0))","v":0.93150684931506855},{"$f":"INDEX($L$19:$L$31221,MATCH(BC1&BC2&BC3&BC7&BC12,$A$19:$A$31221&$H$19:$H$31221&$C$19:$C$31221&$E$19:$E$31221&$D$19:$D$31221,0))","v":0.91780821917808231},{"$f":"INDEX($L$19:$L$31221,MATCH(BC1&BC2&BC3&BC8&BC12,$A$19:$A$31221&$H$19:$H$31221&$C$19:$C$31221&$E$19:$E$31221&$D$19:$D$31221,0))","v":0.86301369863013699},{"$f":"INDEX($L$19:$L$31221,MATCH(BC1&BC2&BC3&BC9&BC12,$A$19:$A$31221&$H$19:$H$31221&$C$19:$C$31221&$E$19:$E$31221&$D$19:$D$31221,0))","v":{"$error":"#N/A"}},{"$f":"INDEX($L$19:$L$31221,MATCH(BC1&BC2&BC3&BC10&BC12,$A$19:$A$31221&$H$19:$H$31221&$C$19:$C$31221&$E$19:$E$31221&$D$19:$D$31221,0))","v":{"$error":"#N/A"}},null,"Polynom",null,null,null,null,null,null,null,null,null,null,null,null,null,null,null,null,"Korrekturfaktor\nsensible Leistung",{"$f":"INDEX($L$19:$L$31221,MATCH(CC1&CC2&CC3&CC4&CC12,$A$19:$A$31221&$H$19:$H$31221&$C$19:$C$31221&$E$19:$E$31221&$D$19:$D$31221,0))","v":1},{"$f":"INDEX($L$19:$L$31221,MATCH(CC1&CC2&CC3&CC5&CC12,$A$19:$A$31221&$H$19:$H$31221&$C$19:$C$31221&$E$19:$E$31221&$D$19:$D$31221,0))","v":0.92473118279569888},{"$f":"INDEX($L$19:$L$31221,MATCH(CC1&CC2&CC3&CC6&CC12,$A$19:$A$31221&$H$19:$H$31221&$C$19:$C$31221&$E$19:$E$31221&$D$19:$D$31221,0))","v":0.89247311827956977},{"$f":"INDEX($L$19:$L$31221,MATCH(CC1&CC2&CC3&CC7&CC12,$A$19:$A$31221&$H$19:$H$31221&$C$19:$C$31221&$E$19:$E$31221&$D$19:$D$31221,0))","v":0.87096774193548387},{"$f":"INDEX($L$19:$L$31221,MATCH(CC1&CC2&CC3&CC8&CC12,$A$19:$A$31221&$H$19:$H$31221&$C$19:$C$31221&$E$19:$E$31221&$D$19:$D$31221,0))","v":0.79569892473118276},{"$f":"INDEX($L$19:$L$31221,MATCH(CC1&CC2&CC3&CC9&CC12,$A$19:$A$31221&$H$19:$H$31221&$C$19:$C$31221&$E$19:$E$31221&$D$19:$D$31221,0))","v":{"$error":"#N/A"}},{"$f":"INDEX($L$19:$L$31221,MATCH(CC1&CC2&CC3&CC10&CC12,$A$19:$A$31221&$H$19:$H$31221&$C$19:$C$31221&$E$19:$E$31221&$D$19:$D$31221,0))","v":{"$error":"#N/A"}},null,"Polynom",null,null,null,null,null,null,null,null,null,null,null,null,null,null,null,null,"Korrekturfaktor\nsensible Leistung",{"$f":"INDEX($L$19:$L$31221,MATCH(DC1&DC2&DC3&DC4&DC12,$A$19:$A$31221&$H$19:$H$31221&$C$19:$C$31221&$E$19:$E$31221&$D$19:$D$31221,0))","v":1},{"$f":"INDEX($L$19:$L$31221,MATCH(DC1&DC2&DC3&DC5&DC12,$A$19:$A$31221&$H$19:$H$31221&$C$19:$C$31221&$E$19:$E$31221&$D$19:$D$31221,0))","v":0.90909090909090906},{"$f":"INDEX($L$19:$L$31221,MATCH(DC1&DC2&DC3&DC6&DC12,$A$19:$A$31221&$H$19:$H$31221&$C$19:$C$31221&$E$19:$E$31221&$D$19:$D$31221,0))","v":0.87272727272727257},{"$f":"INDEX($L$19:$L$31221,MATCH(DC1&DC2&DC3&DC7&DC12,$A$19:$A$31221&$H$19:$H$31221&$C$19:$C$31221&$E$19:$E$31221&$D$19:$D$31221,0))","v":0.83636363636363631},{"$f":"INDEX($L$19:$L$31221,MATCH(DC1&DC2&DC3&DC8&DC12,$A$19:$A$31221&$H$19:$H$31221&$C$19:$C$31221&$E$19:$E$31221&$D$19:$D$31221,0))","v":0.74545454545454537},{"$f":"INDEX($L$19:$L$31221,MATCH(DC1&DC2&DC3&DC9&DC12,$A$19:$A$31221&$H$19:$H$31221&$C$19:$C$31221&$E$19:$E$31221&$D$19:$D$31221,0))","v":{"$error":"#N/A"}},{"$f":"INDEX($L$19:$L$31221,MATCH(DC1&DC2&DC3&DC10&DC12,$A$19:$A$31221&$H$19:$H$31221&$C$19:$C$31221&$E$19:$E$31221&$D$19:$D$31221,0))","v":{"$error":"#N/A"}},null,"Polynom"]
[null,null,null,null,null,null,null,null,"x=rel.Feuchte y=Korrektur Total",{"$f":"LINEST(K6:K9,J6:J9^{0,1},0,0)","v":2.6671352142170708E-2},0.24544241885282464,null,null,null,null,null,null,null,null,null,null,null,null,null,null,null,null,null,null,null,null,null,null,null,null,null,"x=rel.Feuchte y=Korrektur Total",{"$f":"LINEST(AM6:AM9,AL6:AL9^{0,1},0,0)","v":2.5618526358893355E-2},0.24742151195738496,null,null,null,null,null,null,null,null,null,null,null,null,null,null,null,null,null,null,null,null,null,null,"x=rel.Feuchte y=Korrektur Total",{"$f":"LINEST(BL6:BL9,BK6:BK9^{0,1},0,0)","v":2.4899169601965778E-2},0.23588565998891448,null,null,null,null,null,null,null,null,null,null,null,null,null,null,null,null,null,null,null,null,null,null,null,"x=rel.Feuchte y=Korrektur Total",{"$f":"LINEST(CL6:CL9,CK6:CK9^{0,1},0,0)","v":2.3468248192012573E-2},0.24749829075766094,null,null,null,null,null,null,null,null,null,null,null,null,null,null,null,null,null,null,null,null,null,null,null,"x=rel.Feuchte y=Korrektur Total",{"$f":"LINEST(DL6:DL9,DK6:DK9^{0,1},0,0)","v":2.2626413303273262E-2},0.23998949027850783]
[null,null,null,null,null,null,null,null,"exponent",2,1,0,0,null,null,null,null,null,null,null,null,null,null,null,null,null,null,null,null,null,null,null,null,null,null,null,null,2,1,0,0,null,null,null,null,null,null,null,null,null,null,null,null,null,null,null,null,null,null,null,null,null,2,1,0,0,null,null,null,null,null,null,null,null,null,null,null,null,null,null,null,null,null,null,null,null,null,null,2,1,0,0,null,null,null,null,null,null,null,null,null,null,null,null,null,null,null,null,null,null,null,null,null,null,2,1,0,0]
["Korrekturfaktor\n totale Leistung",{"$f":"IF(ISNA(B13),1,IF(J15*B11+K15<1,1,J15*B11+K15))","v":1.57901002596136},{"$f":"IF(B17<1,1,B17)","v":1.57901002596136},null,null,null,null,null,"x=rel.Feuchte y=Korrektur Sensibel",{"$f":"LINEST(M5:M9,L5:L9^{0,1,2},0,0)","v":-3.6252670539698215E-4},4.5602653546810944E-2,0,0,null,null,null,null,null,null,null,null,null,null,null,null,null,null,null,"Korrekturfaktor\n totale Leistung",{"$f":"IF(ISNA(AD13),1,IF(AL15*AD11+AM15<1,1,AL15*AD11+AM15))","v":1.5283478299020528},{"$f":"IF(AD17<1,1,AD17)","v":1.5283478299020528},null,null,null,null,null,"x=rel.Feuchte y=Korrektur Sensibel",{"$f":"LINEST(AO5:AO9,AN5:AN9^{0,1,2},0,0)","v":9.2178450935007956E-6},-2.2913404700131974E-3,1.0582428213859263,0,null,null,null,null,null,null,null,null,null,null,null,null,"Korrekturfaktor\n totale Leistung",{"$f":"IF(ISNA(BC13),1,IF(BK15*BC11+BL15<1,1,BK15*BC11+BL15))","v":1.4808441400872034},{"$f":"IF(BC17<1,1,BC17)","v":1.4808441400872034},null,null,null,null,null,"x=rel.Feuchte y=Korrektur Sensibel",{"$f":"LINEST(BN5:BN9,BM5:BM9^{0,1,2},0,0)","v":7.8177990413730623E-6},-2.9608196706050935E-3,1.0808987965454069,0,null,null,null,null,null,null,null,null,null,null,null,null,null,"Korrekturfaktor\n totale Leistung",{"$f":"IF(ISNA(CC13),1,IF(CK15*CC11+CL15<1,1,CK15*CC11+CL15))","v":1.4209107003582897},{"$f":"IF(CC17<1,1,CC17)","v":1.4209107003582897},null,null,null,null,null,"x=rel.Feuchte y=Korrektur Sensibel",{"$f":"LINEST(CN5:CN9,CM5:CM9^{0,1,2},0,0)","v":1.7303601575384854E-5},-5.2726473834078949E-3,1.149256852801855,0,null,null,null,null,null,null,null,null,null,null,null,null,null,"Korrekturfaktor\n totale Leistung",{"$f":"IF(ISNA(DC13),1,IF(DK15*DC11+DL15<1,1,DK15*DC11+DL15))","v":1.3713101554421709},{"$f":"IF(DC17<1,1,DC17)","v":1.3713101554421709},null,null,null,null,null,"x=rel.Feuchte y=Korrektur Sensibel",{"$f":"LINEST(DN5:DN9,DM5:DM9^{0,1,2},0,0)","v":2.3817814286502158E-5},-6.9982328727976727E-3,1.2057831977037778,0]
["Korrekturfaktor\nsensible Leistung",{"$f":"IF(ISNA(B14),1,IF(J17*B11^J16+K17*B11^K16+L17*B11^L16+M17>1,1,J17*B11^J16+K17*B11^K16+L17*B11^L16+M17))","v":1},{"$f":"IF(OR(B18>1,B17=1),1,B18)","v":1},"wenn B17 größer 1 oder \nB16 =1 dann C17 = 1 sonst B17",null,null,null,null,"x=KorrekturTotal; y=rel.Feuchte",{"$f":"LINEST(J6:J9,K6:K9^{0,1},0,0)","v":37.492826677006576},-9.2012407910042331,null,null,null,null,null,null,null,null,null,null,null,null,null,null,null,null,null,"Korrekturfaktor\nsensible Leistung",{"$f":"IF(ISNA(AD14),1,IF(AL17*AD11^AL16+AM17*AD11^AM16+AN17*AD11^AN16+AO17>1,1,AL17*AD11^AL16+AM17*AD11^AM16+AN17*AD11^AN16+AO17))","v":0.96672041061901837},{"$f":"IF(OR(AD18>1,AD17=1),1,AD18)","v":0.96672041061901837},"wenn B17 größer 1 oder \nB16 =1 dann C17 = 1 sonst B17",null,null,null,null,"x=KorrekturTotal; y=rel.Feuchte",{"$f":"LINEST(AL6:AL9,AM6:AM9^{0,1},0,0)","v":39.034079737848174},-9.6575641725832906,null,null,null,null,null,null,null,null,null,null,null,null,null,null,"Korrekturfaktor\nsensible Leistung",{"$f":"IF(ISNA(BC14),1,IF(BK17*BC11^BK16+BL17*BC11^BL16+BM17*BC11^BM16+BN17>1,1,BK17*BC11^BK16+BL17*BC11^BL16+BM17*BC11^BM16+BN17))","v":0.95240231061858482},{"$f":"IF(OR(BC18>1,BC17=1),1,BC18)","v":0.95240231061858482},"wenn B17 größer 1 oder \nB16 =1 dann C17 = 1 sonst B17",null,null,null,null,"x=KorrekturTotal; y=rel.Feuchte",{"$f":"LINEST(BK6:BK9,BL6:BL9^{0,1},0,0)","v":40.158239277652378},-9.4662528216704587,null,null,null,null,null,null,null,null,null,null,null,null,null,null,null,"Korrekturfaktor\nsensible Leistung",{"$f":"IF(ISNA(CC14),1,IF(CK17*CC11^CK16+CL17*CC11^CL16+CM17*CC11^CM16+CN17>1,1,CK17*CC11^CK16+CL17*CC11^CL16+CM17*CC11^CM16+CN17))","v":0.92888348756992234},{"$f":"IF(OR(CC18>1,CC17=1),1,CC18)","v":0.92888348756992234},"wenn B17 größer 1 oder \nB16 =1 dann C17 = 1 sonst B17",null,null,null,null,"x=KorrekturTotal; y=rel.Feuchte",{"$f":"LINEST(CK6:CK9,CL6:CL9^{0,1},0,0)","v":42.610286922143509},-10.545191216189783,null,null,null,null,null,null,null,null,null,null,null,null,null,null,null,"Korrekturfaktor\nsensible Leistung",{"$f":"IF(ISNA(DC14),1,IF(DK17*DC11^DK16+DL17*DC11^DL16+DM17*DC11^DM16+DN17>1,1,DK17*DC11^DK16+DL17*DC11^DL16+DM17*DC11^DM16+DN17))","v":0.91541608978014954},{"$f":"IF(OR(DC18>1,DC17=1),1,DC18)","v":0.91541608978014954},"wenn B17 größer 1 oder \nB16 =1 dann C17 = 1 sonst B17",null,null,null,null,"x=KorrekturTotal; y=rel.Feuchte",{"$f":"LINEST(DK6:DK9,DL6:DL9^{0,1},0,0)","v":44.193354201781858},-10.601553094148827]
[]
[]
["TWI [°C]","TWO [°C]","QA [m³/h]","TAI [°C]","UR [%]","PT [kW]","PS [kW]","m [kg/h]","Kondensat ja/nein","Total Basis (trocken)","Faktor Total","Faktor Sensibel"]
[3,4.5999999999999996,40,20,1,0.23,0.23,120,{"$f":"IF(F22<>G22,1,0)","v":0},{"$f":"IF(F22/G22=1,F22,J21)","v":0.23},{"$f":"F22/J22","v":1},{"$f":"G22/J22","v":1}]
[3,5.2,40,20,50,0.31,0.22,120,1,{"$f":"IF(F23/G23=1,F23,J22)","v":0.23},1.3478260869565217,{"$f":"G23/J23","v":0.9565217391304347}]
[3,5.5,40,20,60,0.36,0.22,120,1,{"$f":"IF(F24/G24=1,F24,J23)","v":0.23},1.5652173913043477,0.9565217391304347,null,"Volumenstrom","Korrekturfaktor\n totale Leistung","Korrekturfaktor\nsensible Leistung","Koeffizienten \nTotal","exponent","Koeffizienten \nSensibel","exponent"]
[3,5.9,40,20,70,0.4,0.22,120,1,{"$f":"IF(F25/G25=1,F25,J24)","v":0.23},1.7391304347826086,0.9565217391304347,null,{"$f":"B3","v":40},{"$f":"C17","v":1.57901002596136},{"$f":"C18","v":1},{"$f":"TRANSPOSE(LINEST(O25:O29,N25:N29^{0,1,2,3},0,0))","v":9.3416517816906136E-9},3,{"$f":"TRANSPOSE(LINEST(P25:P29,N25:N29^{0,1,2,3},0,0))","v":-1.1601645991741644E-8},3,"a"]
[3,6.9,40,20,99,0.54,0.22,120,1,0.23,2.347826086956522,0.9565217391304347,null,{"$f":"AD3","v":80},{"$f":"AE17","v":1.5283478299020528},{"$f":"AE18","v":0.96672041061901837},-3.8231039105019253E-6,2,5.5347916701603734E-6,2,"b"]
[3,4,40,20,1,0.23,0.23,200,0,0.23,1,1,null,{"$f":"BC3","v":120},{"$f":"BD17","v":1.4808441400872034},{"$f":"BD18","v":0.95240231061858482},-8.4392518059631474E-4,1,-1.2815577985221646E-3,1,"c"]
[3,4.3,40,20,50,0.31,0.22,200,1,{"$f":"IF(F28/G28=1,F28,J27)","v":0.23},1.3478260869565217,0.9565217391304347,null,{"$f":"CC3","v":160},{"$f":"CD17","v":1.4209107003582897},{"$f":"CD18","v":0.92888348756992234},1.6177382637153372,0,1.0424718026015876,0,"d"]
[3,4.5,40,20,60,0.36,0.22,200,1,0.23,1.5652173913043477,0.9565217391304347,null,{"$f":"DC3","v":200},{"$f":"DD17","v":1.3713101554421709},{"$f":"DD18","v":0.91541608978014954},0,0,0,0,"e"]
[3,4.7,40,20,70,0.41,0.22,200,1,0.23,{"$f":"F30/J30","v":1.7826086956521738},0.9565217391304347]
[3,5.3,40,20,99,0.55000000000000004,0.22,200,1,{"$f":"IF(F31/G31=1,F31,J30)","v":0.23},{"$f":"F31/J31","v":2.3913043478260869},0.9565217391304347,null,"x",null,null,"Total",null,"Sensibel"]
[3,3.7,40,20,1,0.23,0.23,280,0,0.23,{"$f":"F32/J32","v":1},1,null,{"$f":"HFB!AD20","v":""},null,null,{"$f":"IF(Q$25*$N32^R$25+Q$26*$N32^R$26+Q$27*$N32^R$27+Q$28*$N32^R$28+Q$29*$N32^R$29<1,1,Q$25*$N32^R$25+Q$26*$N32^R$26+Q$27*$N32^R$27+Q$28*$N32^R$28+Q$29*$N32^R$29)","v":{"$error":"#VALUE!"}},null,{"$f":"IF(S$25*$N32^T$25+S$26*$N32^T$26+S$27*$N32^T$27+S$28*$N32^T$28+S$29*$N32^T$29>1,1,S$25*$N32^T$25+S$26*$N32^T$26+S$27*$N32^T$27+S$28*$N32^T$28+S$29*$N32^T$29)","v":{"$error":"#VALUE!"}},null,null,"BG630"]
[3,4,40,20,50,0.31,0.23,280,1,0.23,1.3478260869565217,1,null,{"$f":"HFB!AD21","v":163.90772437941965},null,null,{"$f":"IF(Q$25*$N33^R$25+Q$26*$N33^R$26+Q$27*$N33^R$27+Q$28*$N33^R$28+Q$29*$N33^R$29<1,1,Q$25*$N33^R$25+Q$26*$N33^R$26+Q$27*$N33^R$27+Q$28*$N33^R$28+Q$29*$N33^R$29)","v":1.4178378724993976},null,{"$f":"IF(S$25*$N33^T$25+S$26*$N33^T$26+S$27*$N33^T$27+S$28*$N33^T$28+S$29*$N33^T$29>1,1,S$25*$N33^T$25+S$26*$N33^T$26+S$27*$N33^T$27+S$28*$N33^T$28+S$29*$N33^T$29)","v":0.93002298692876118},null,null,"BG630"]
[3,4.0999999999999996,40,20,60,0.36,0.22,280,1,0.23,1.5652173913043477,0.9565217391304347,null,{"$f":"HFB!AD22","v":133.53669548268749},null,null,{"$f":"IF(Q$25*$N34^R$25+Q$26*$N34^R$26+Q$27*$N34^R$27+Q$28*$N34^R$28+Q$29*$N34^R$29<1,1,Q$25*$N34^R$25+Q$26*$N34^R$26+Q$27*$N34^R$27+Q$28*$N34^R$28+Q$29*$N34^R$29)","v":1.4591141560318024},null,0.94240726444855127,null,null,"BG630"]
[3,4.2,40,20,70,0.41,0.22,280,1,0.23,1.7826086956521738,0.9565217391304347,null,{"$f":"HFB!AD23","v":110.93651978977272},null,null,1.4898195657010096,null,0.95257686740195524,null,null,"BG630"]
[3,4.7,40,20,99,0.55000000000000004,0.22,280,1,0.23,2.3913043478260869,0.9565217391304347,null,{"$f":"HFB!AD34","v":""},null,null,{"$error":"#VALUE!"},null,{"$error":"#VALUE!"},null,null,"BG800"]
[3,4.7,40,21,1,0.24,0.24,120,0,0.24,1,1,null,{"$f":"HFB!AD35","v":155.77738976247664},null,null,1.4288132763188772,null,0.9332882330325607,null,null,"BG800"]
[3,5.4,40,21,50,0.33,0.23,120,1,0.24,1.3750000000000002,0.95833333333333337,null,{"$f":"HFB!AD36","v":126.11163857251157},null,null,1.4692428066973684,null,0.94560918385275139,null,null,"BG800"]
[3,5.7,40,21,60,0.39,0.23,120,1,0.24,1.6250000000000002,0.95833333333333337,null,{"$f":"HFB!AD37","v":104.41974771361578},null,null,1.4985664930990452,null,0.95579144478754197,null,null,"BG800"]
[3,6.1,40,21,70,0.44,0.23,120,1,0.24,1.8333333333333335,0.95833333333333337,null,{"$f":"HFB!AD48","v":""},null,null,{"$error":"#VALUE!"},null,{"$error":"#VALUE!"},null,null,"BG1000"]
[3,7.2,40,21,99,0.57999999999999996,0.23,120,1,0.24,2.4166666666666665,0.95833333333333337,null,{"$f":"HFB!AD49","v":""},null,null,{"$error":"#VALUE!"},null,{"$error":"#VALUE!"},null,null,"BG1000"]
[3,4,40,21,1,0.24,0.24,200,0,0.24,1,1,null,{"$f":"HFB!AD50","v":168.82862669731423},null,null,1.4112425387144596,null,0.9280381626615376,null,null,"BG1000"]
[3,4.4000000000000004,40,21,50,0.34,0.24,200,1,0.24,1.4166666666666667,1,null,{"$f":"HFB!AD51","v":145.96353567057079},null,null,1.4421540924852323,null,0.93725293565807788,null,null,"BG1000"]
[3,4.7,40,21,60,0.39,0.24,200,1,0.24,1.6250000000000002,1]
[3,4.9000000000000004,40,21,70,0.44,0.24,200,1,0.24,1.8333333333333335,1]
[3,5.5,40,21,99,0.59,0.23,200,1,0.24,2.4583333333333335,0.95833333333333337,null,{"$f":"CONCATENATE(E5,E6,B11, \" % relFeuchte; \",E8)","v":"6 °C Vorlauf; 200 kg/h Kühlwasser; 50 % relFeuchte; 26 °C Ansaugtemp; "}]
[3,3.7,40,21,1,0.24,0.24,280,0,0.24,1,1]
[3,4,40,21,50,0.34,0.24,280,1,0.24,1.4166666666666667,1]
[3,4.2,40,21,60,0.39,0.24,280,1,0.24,1.6250000000000002,1]
[3,4.4000000000000004,40,21,70,0.44,0.24,280,1,0.24,1.8333333333333335,1]
[3,4.8,40,21,99,0.59,0.23,280,1,0.24,2.4583333333333335,0.95833333333333337]
[3,4.8,40,22,1,0.25,0.25,120,0,0.25,1,1]
[3,5.6,40,22,50,0.36,0.25,120,1,0.25,1.44,1]
[3,6,40,22,60,0.42,0.25,120,1,0.25,1.68,1]
[3,6.4,40,22,70,0.47,0.24,120,1,0.25,1.88,0.96]
[3,7.5,40,22,99,0.63,0.24,120,1,0.25,2.52,0.96]
[3,4.0999999999999996,40,22,1,0.25,0.25,200,0,0.25,1,1]
[3,4.5999999999999996,40,22,50,0.37,0.25,200,1,0.25,1.48,1]
[3,4.8,40,22,60,0.42,0.25,200,1,0.25,1.68,1]
[3,5,40,22,70,0.48,0.25,200,1,0.25,1.92,1,null,null,null,null,null,null,null,null,null,null,null,null,null,null,null,null,null,null,null,null,null,null,null,null,null,null,null,null,null,null,4,3,2,1,0]
[3,5.7,40,22,99,0.63,0.24,200,1,0.25,2.52,0.96,null,null,null,null,null,null,null,null,null,null,null,null,null,null,null,null,null,null,null,null,null,null,null,null,null,null,null,null,null,null,2.3098985833020001E-8,-6.07620718899582E-6,5.7406363346773604E-4,-1.2212985053876601E-3,0.61172223999672903,null,"y = 0,00000002309898583302x4 - 0,00000607620718899582x3 + 0,00057406363346773600x2 - 0,00122129850538766000x + 0,61172223999672900000\nR² = 0,99999798376960600000",null,null,null,null,"R² = 0,99999798376960600000"]
[3,3.8,40,22,1,0.25,0.25,280,0,0.25,1,1,null,null,null,null,null,null,null,null,null,null,null,null,null,null,null,null,null,null,null,null,null,null,null,null,null,null,null,null,null,null,4,3,2,1,0,null,"y = 0,00000000219901325220x4 - 0,00000229974268309632x3 + 0,00052359233017303100x2 - 0,04991694757763310000x + 2,09643715232244000000\nR² = 0,99999052809959700000",null,null,null,null,"R² = 0,99999052809959700000"]
[3,4.0999999999999996,40,22,50,0.37,0.25,280,1,0.25,1.48,1,null,null,null,null,null,null,null,null,null,null,null,null,null,null,null,null,null,null,null,null,null,null,null,null,null,null,null,null,null,null,2.1990132522000002E-9,-2.2997426830963201E-6,5.2359233017303098E-4,-4.9916947577633097E-2,2.0964371523224399]
[3,4.3,40,22,60,0.42,0.25,280,1,0.25,1.68,1]
[3,4.5,40,22,70,0.48,0.25,280,1,0.25,1.92,1]
[3,4.9000000000000004,40,22,99,0.64,0.25,280,1,0.25,2.56,1]
[3,4.9000000000000004,40,23,1,0.26,0.26,120,0,0.26,1,1]
[3,5.8,40,23,50,0.39,0.26,120,1,0.26,1.5,1]
[3,6.2,40,23,60,0.45,0.26,120,1,0.26,1.7307692307692308,1,null,"Grenzen kondensierende Auslegung"]
[3,6.6,40,23,70,0.51,0.26,120,1,0.26,1.9615384615384615,1,null,null,{"$f":"A21","v":"TWI [°C]"},{"$f":"B21","v":"TWO [°C]"},"QA [m³/h]","TAI [°C]","UR [%]","PT [kW]","PS [kW]","m [kg/h]"]
[3,7.8,40,23,99,0.67,0.25,120,1,0.26,2.5769230769230771,0.96153846153846145,null,"Min",{"$f":"MIN(A22:A1048576)","v":3},3.7,40,20,1,0.03,0.03,120]
[3,4.0999999999999996,40,23,1,0.27,0.27,200,0,0.27,1,1,null,"Max",{"$f":"MAX(A22:A1048576)","v":18},30.4,220,32,99,5,1.74,280]
[3,4.7,40,23,50,0.4,0.26,200,1,0.27,1.4814814814814814,0.96296296296296291]
[3,4.9000000000000004,40,23,60,0.45,0.26,200,1,0.27,1.6666666666666665,0.96296296296296291]
[3,5.2,40,23,70,0.51,0.26,200,1,0.27,1.8888888888888888,0.96296296296296291]
[3,5.9,40,23,99,0.68,0.26,200,1,0.27,2.5185185185185186,0.96296296296296291]
[3,3.8,40,23,1,0.27,0.27,280,0,0.27,1,1]
[3,4.2,40,23,50,0.4,0.26,280,1,0.27,1.4814814814814814,0.96296296296296291]
[3,4.4000000000000004,40,23,60,0.45,0.26,280,1,0.27,1.6666666666666665,0.96296296296296291]
[3,4.5999999999999996,40,23,70,0.51,0.26,280,1,0.27,1.8888888888888888,0.96296296296296291]
[3,5.0999999999999996,40,23,99,0.68,0.26,280,1,0.27,2.5185185185185186,0.96296296296296291]
[3,5,40,24,1,0.28000000000000003,0.28000000000000003,120,0,0.28000000000000003,1,1]
[3,6,40,24,50,0.42,0.27,120,1,0.28000000000000003,1.4999999999999998,0.9642857142857143]
[3,6.4,40,24,60,0.48,0.27,120,1,0.28000000000000003,1.714285714285714,0.9642857142857143]
[3,6.9,40,24,70,0.54,0.27,120,1,0.28000000000000003,1.9285714285714286,0.9642857142857143]
[3,8.1,40,24,99,0.72,0.26,120,{"$f":"IF(F86<>G86,1,0)","v":1},0.28000000000000003,{"$f":"F86/J86","v":2.5714285714285712},0.92857142857142849]
[3,4.2,40,24,1,0.28000000000000003,0.28000000000000003,200,0,0.28000000000000003,1,{"$f":"G87/J87","v":1}]
[3,4.8,40,24,50,0.43,0.27,200,1,0.28000000000000003,1.5357142857142856,0.9642857142857143]
[3,5.0999999999999996,40,24,60,0.49,0.27,200,1,{"$f":"IF(F89/G89=1,F89,J88)","v":0.28000000000000003},1.7499999999999998,0.9642857142857143]
[3,5.3,40,24,70,0.55000000000000004,0.27,200,1,0.28000000000000003,1.9642857142857142,0.9642857142857143]
[3,6.1,40,24,99,0.72,0.27,200,1,0.28000000000000003,2.5714285714285712,0.9642857142857143]
[3,3.8,40,24,1,0.28000000000000003,0.28000000000000003,280,0,0.28000000000000003,1,1]
[3,4.3,40,24,50,0.43,0.27,280,1,0.28000000000000003,1.5357142857142856,0.9642857142857143]
[3,4.5,40,24,60,0.49,0.27,280,1,0.28000000000000003,1.7499999999999998,0.9642857142857143]
[3,4.7,40,24,70,0.55000000000000004,0.27,280,1,0.28000000000000003,1.9642857142857142,0.9642857142857143]
[3,5.2,40,24,99,0.73,0.27,280,1,0.28000000000000003,2.6071428571428568,0.9642857142857143]
[3,5.0999999999999996,40,25,1,0.28999999999999998,0.28999999999999998,120,0,0.28999999999999998,1,1]
[3,6.2,40,25,50,0.45,0.28000000000000003,120,1,0.28999999999999998,1.5517241379310347,0.9655172413793105]
[3,6.7,40,25,60,0.51,0.28000000000000003,120,1,0.28999999999999998,1.7586206896551726,0.9655172413793105]
[3,7.1,40,25,70,0.57999999999999996,0.28000000000000003,120,1,0.28999999999999998,2,0.9655172413793105]
[3,8.5,40,25,99,0.76,0.28000000000000003,120,1,0.28999999999999998,2.6206896551724141,0.9655172413793105]
[3,4.2,40,25,1,0.28999999999999998,0.28999999999999998,200,0,0.28999999999999998,1,1]
[3,5,40,25,50,0.46,0.28000000000000003,200,1,0.28999999999999998,1.5862068965517244,0.9655172413793105]
[3,5.2,40,25,60,0.52,0.28000000000000003,200,1,0.28999999999999998,1.7931034482758623,0.9655172413793105]
[3,5.5,40,25,70,0.59,0.28000000000000003,200,1,0.28999999999999998,2.0344827586206895,0.9655172413793105]
[3,6.3,40,25,99,0.77,0.28000000000000003,200,1,0.28999999999999998,2.6551724137931036,0.9655172413793105]
[3,3.9,40,25,1,0.28999999999999998,0.28999999999999998,280,0,0.28999999999999998,1,1]
[3,4.4000000000000004,40,25,50,0.46,0.28999999999999998,280,1,0.28999999999999998,1.5862068965517244,1]
[3,4.5999999999999996,40,25,60,0.52,0.28000000000000003,280,1,0.28999999999999998,1.7931034482758623,0.9655172413793105]
[3,4.8,40,25,70,0.59,0.28000000000000003,280,1,0.28999999999999998,2.0344827586206895,0.9655172413793105]
[3,5.4,40,25,99,0.78,0.28000000000000003,280,1,0.28999999999999998,2.6896551724137936,0.9655172413793105]
[3,5.0999999999999996,40,26,1,0.3,0.3,120,0,0.3,1,1]
[3,6.4,40,26,50,0.48,0.28999999999999998,120,1,0.3,1.6,0.96666666666666667]
[3,6.9,40,26,60,0.55000000000000004,0.28999999999999998,120,1,0.3,1.8333333333333335,0.96666666666666667]
[3,7.4,40,26,70,0.62,0.28999999999999998,120,1,0.3,2.0666666666666669,0.96666666666666667]
[3,8.8000000000000007,40,26,99,0.81,0.28999999999999998,120,1,0.3,2.7,0.96666666666666667]
[3,4.3,40,26,1,0.3,0.3,200,0,0.3,1,1]
[3,5.0999999999999996,40,26,50,0.49,0.3,200,1,0.3,1.6333333333333333,1]
[3,5.4,40,26,60,0.56000000000000005,0.3,200,1,0.3,1.8666666666666669,1]
[3,5.7,40,26,70,0.62,0.28999999999999998,200,1,0.3,2.0666666666666669,0.96666666666666667]
[3,6.5,40,26,99,0.82,0.28999999999999998,200,1,0.3,2.7333333333333334,0.96666666666666667]
[3,3.9,40,26,1,0.3,0.3,280,0,0.3,1,1]
[3,4.5,40,26,50,0.49,0.3,280,1,0.3,1.6333333333333333,1]
[3,4.7,40,26,60,0.56000000000000005,0.3,280,1,0.3,1.8666666666666669,1]
[3,4.9000000000000004,40,26,70,0.63,0.28999999999999998,280,1,0.3,2.1,0.96666666666666667]
[3,5.5,40,26,99,0.82,0.28999999999999998,280,1,0.3,2.7333333333333334,0.96666666666666667]
[3,5.2,40,27,1,0.31,0.31,120,0,0.31,1,1]
[3,6.7,40,27,50,0.51,0.31,120,1,0.31,1.6451612903225807,1]
[3,7.2,40,27,60,0.57999999999999996,0.3,120,1,0.31,1.8709677419354838,0.96774193548387089]
[3,7.7,40,27,70,0.66,0.3,120,1,0.31,2.1290322580645165,0.96774193548387089]
[3,9.1999999999999993,40,27,99,0.86,0.3,120,1,0.31,2.7741935483870965,0.96774193548387089]
[3,4.3,40,27,1,0.31,0.31,200,0,0.31,1,1]
[3,5.2,40,27,50,0.52,0.31,200,1,0.31,1.6774193548387097,1]
[3,5.5,40,27,60,0.59,0.31,200,1,0.31,1.9032258064516128,1]
[3,5.8,40,27,70,0.66,0.31,200,1,0.31,2.1290322580645165,1]
[3,6.7,40,27,99,0.87,0.3,200,1,0.31,2.806451612903226,0.96774193548387089]
[3,4,40,27,1,0.31,0.31,280,0,0.31,1,1]
[3,4.5999999999999996,40,27,50,0.52,0.31,280,1,0.31,1.6774193548387097,1]
[3,4.8,40,27,60,0.59,0.31,280,1,0.31,1.9032258064516128,1]
[3,5,40,27,70,0.67,0.31,280,1,0.31,2.1612903225806455,1]
[3,5.7,40,27,99,0.88,0.3,280,1,0.31,2.838709677419355,0.96774193548387089]
[3,5.3,40,28,1,0.33,0.33,120,0,0.33,1,1]
[3,6.9,40,28,50,0.55000000000000004,0.32,120,1,0.33,1.6666666666666667,0.96969696969696972]
[3,7.4,40,28,60,0.62,0.31,120,1,0.33,1.8787878787878787,0.93939393939393934]
[3,8,40,28,70,0.7,0.31,120,1,0.33,2.1212121212121211,0.93939393939393934]
[3,9.6,40,28,99,0.92,0.31,120,1,0.33,2.7878787878787881,0.93939393939393934]
[3,4.4000000000000004,40,28,1,0.33,0.33,200,0,0.33,1,1]
[3,5.4,40,28,50,0.55000000000000004,0.32,200,1,0.33,1.6666666666666667,0.96969696969696972]
[3,5.7,40,28,60,0.63,0.32,200,1,0.33,1.9090909090909089,0.96969696969696972]
[3,6,40,28,70,0.71,0.32,200,{"$f":"IF(F150<>G150,1,0)","v":1},0.33,{"$f":"F150/J150","v":2.1515151515151514},0.96969696969696972]
[3,7,40,28,99,0.93,0.31,200,1,0.33,2.8181818181818183,{"$f":"G151/J151","v":0.93939393939393934}]
[3,4,40,28,1,0.33,0.33,280,0,0.33,1,1]
[3,4.7,40,28,50,0.55000000000000004,0.32,280,1,{"$f":"IF(F153/G153=1,F153,J152)","v":0.33},1.6666666666666667,0.96969696969696972]
[3,4.9000000000000004,40,28,60,0.63,0.32,280,1,0.33,1.9090909090909089,0.96969696969696972]
[3,5.2,40,28,70,0.71,0.32,280,1,0.33,2.1515151515151514,0.96969696969696972]
[3,5.8,40,28,99,0.93,0.31,280,1,0.33,2.8181818181818183,0.93939393939393934]
[3,5.4,40,29,1,0.34,0.34,120,0,0.34,1,1]
[3,7.1,40,29,50,0.57999999999999996,0.33,120,1,0.34,1.7058823529411762,0.97058823529411764]
[3,7.7,40,29,60,0.66,0.33,120,1,0.34,1.9411764705882353,0.97058823529411764]
[3,8.3000000000000007,40,29,70,0.74,0.32,120,1,0.34,2.1764705882352939,0.94117647058823528]
[3,9.9,40,29,99,0.97,0.32,120,1,0.34,2.8529411764705879,0.94117647058823528]
[3,4.4000000000000004,40,29,1,0.34,0.34,200,0,0.34,1,1]
[3,5.5,40,29,50,0.59,0.33,200,1,0.34,1.7352941176470587,0.97058823529411764]
[3,5.9,40,29,60,0.67,0.33,200,1,0.34,1.9705882352941175,0.97058823529411764]
[3,6.2,40,29,70,0.75,0.33,200,1,0.34,2.2058823529411762,0.97058823529411764]
[3,7.2,40,29,99,0.98,0.32,200,1,0.34,2.8823529411764701,0.94117647058823528]
[3,4,40,29,1,0.34,0.34,280,0,0.34,1,1]
[3,4.8,40,29,50,0.59,0.33,280,1,0.34,1.7352941176470587,0.97058823529411764]
[3,5,40,29,60,0.67,0.33,280,1,0.34,1.9705882352941175,0.97058823529411764]
[3,5.3,40,29,70,0.75,0.33,280,1,0.34,2.2058823529411762,0.97058823529411764]
[3,6,40,29,99,0.98,0.32,280,1,0.34,2.8823529411764701,0.94117647058823528]
[3,5.5,40,30,1,0.35,0.35,120,0,0.35,1,1]
[3,7.4,40,30,50,0.61,0.34,120,1,0.35,1.7428571428571429,0.97142857142857153]
[3,8,40,30,60,0.7,0.34,120,1,0.35,2,0.97142857142857153]
[3,8.6,40,30,70,0.78,0.33,120,1,0.35,2.2285714285714286,0.94285714285714295]
[3,10.4,40,30,99,1.03,0.33,120,1,0.35,2.9428571428571431,0.94285714285714295]
[3,4.5,40,30,1,0.35,0.35,200,0,0.35,1,1]
[3,5.7,40,30,50,0.62,0.34,200,1,0.35,1.7714285714285716,0.97142857142857153]
[3,6,40,30,60,0.71,0.34,200,1,0.35,2.0285714285714285,0.97142857142857153]
[3,6.4,40,30,70,0.79,0.34,200,1,0.35,2.2571428571428576,0.97142857142857153]
[3,7.5,40,30,99,1.04,0.33,200,1,0.35,2.9714285714285715,0.94285714285714295]
[3,4.0999999999999996,40,30,1,0.35,0.35,280,0,0.35,1,1]
[3,4.9000000000000004,40,30,50,0.62,0.34,280,1,0.35,1.7714285714285716,0.97142857142857153]
[3,5.2,40,30,60,0.71,0.34,280,1,0.35,2.0285714285714285,0.97142857142857153]
[3,5.4,40,30,70,0.79,0.34,280,1,0.35,2.2571428571428576,0.97142857142857153]
[3,6.2,40,30,99,1.04,0.33,280,1,0.35,2.9714285714285715,0.94285714285714295]
[3,5.6,40,31,1,0.36,0.36,120,0,0.36,1,1]
[3,7.6,40,31,50,0.65,0.35,120,1,0.36,1.8055555555555556,0.97222222222222221]
[3,8.3000000000000007,40,31,60,0.74,0.35,120,1,0.36,2.0555555555555558,0.97222222222222221]
[3,8.9,40,31,70,0.83,0.35,120,1,0.36,2.3055555555555554,0.97222222222222221]
[3,10.8,40,31,99,1.0900000000000001,0.34,120,1,0.36,3.0277777777777781,0.94444444444444453]
[3,4.5,40,31,1,0.36,0.36,200,0,0.36,1,1]
[3,5.8,40,31,50,0.66,0.35,200,1,0.36,1.8333333333333335,0.97222222222222221]
[3,6.2,40,31,60,0.75,0.35,200,1,0.36,2.0833333333333335,0.97222222222222221]
[3,6.6,40,31,70,0.84,0.35,200,1,0.36,2.3333333333333335,0.97222222222222221]
[3,7.7,40,31,99,1.1000000000000001,0.34,200,1,0.36,3.0555555555555558,0.94444444444444453]
[3,4.0999999999999996,40,31,1,0.36,0.36,280,0,0.36,1,1]
[3,5,40,31,50,0.66,0.35,280,1,0.36,1.8333333333333335,0.97222222222222221]
[3,5.3,40,31,60,0.75,0.35,280,1,0.36,2.0833333333333335,0.97222222222222221]
[3,5.6,40,31,70,0.84,0.35,280,1,0.36,2.3333333333333335,0.97222222222222221]
[3,6.4,40,31,99,1.1000000000000001,0.35,280,1,0.36,3.0555555555555558,0.97222222222222221]
[3,5.7,40,32,1,0.37,0.37,120,0,0.37,1,1]
[3,7.9,40,32,50,0.69,0.36,120,1,0.37,1.8648648648648647,0.97297297297297292]
[3,8.6,40,32,60,0.78,0.36,120,1,0.37,2.1081081081081083,0.97297297297297292]
[3,9.3000000000000007,40,32,70,0.88,0.36,120,1,0.37,2.3783783783783785,0.97297297297297292]
[3,11.2,40,32,99,1.1499999999999999,0.35,120,1,0.37,3.1081081081081079,0.94594594594594594]
[3,4.5999999999999996,40,32,1,0.37,0.37,200,0,0.37,1,1]
[3,6,40,32,50,0.69,0.36,200,1,0.37,1.8648648648648647,0.97297297297297292]
[3,6.4,40,32,60,0.79,0.36,200,1,0.37,2.1351351351351351,0.97297297297297292]
[3,6.8,40,32,70,0.88,0.36,200,1,0.37,2.3783783783783785,0.97297297297297292]
[3,8,40,32,99,1.1599999999999999,0.35,200,1,0.37,3.1351351351351351,0.94594594594594594]
[3,4.0999999999999996,40,32,1,0.37,0.37,280,0,0.37,1,1]
[3,5.0999999999999996,40,32,50,0.7,0.36,280,1,0.37,1.8918918918918919,0.97297297297297292]
[3,5.4,40,32,60,0.79,0.36,280,{"$f":"IF(F214<>G214,1,0)","v":1},0.37,{"$f":"F214/J214","v":2.1351351351351351},0.97297297297297292]
[3,5.7,40,32,70,0.89,0.36,280,1,0.37,2.4054054054054053,{"$f":"G215/J215","v":0.97297297297297292}]
[3,6.6,40,32,99,1.1599999999999999,0.36,280,1,0.37,3.1351351351351351,0.97297297297297292]
[3,5.4,60,20,1,0.33,0.33,120,0,{"$f":"IF(F217/G217=1,F217,J216)","v":0.33},1,1]
[3,6.1,60,20,50,0.44,0.32,120,1,0.33,1.3333333333333333,0.96969696969696972]
[3,6.6,60,20,60,0.51,0.32,120,1,0.33,1.5454545454545454,0.96969696969696972]
[3,7.1,60,20,70,0.57999999999999996,0.32,120,1,0.33,1.7575757575757573,0.96969696969696972]
[3,8.6,60,20,99,0.78,0.31,120,1,0.33,2.3636363636363638,0.93939393939393934]
[3,4.4000000000000004,60,20,1,0.34,0.34,200,0,0.34,1,1]
[3,5,60,20,50,0.46,0.33,200,1,0.34,1.3529411764705881,0.97058823529411764]
[3,5.3,60,20,60,0.53,0.33,200,1,0.34,1.5588235294117647,0.97058823529411764]
[3,5.6,60,20,70,0.6,0.33,200,1,0.34,1.7647058823529409,0.97058823529411764]
[3,6.5,60,20,99,0.81,0.32,200,1,0.34,2.3823529411764706,0.94117647058823528]
[3,4,60,20,1,0.34,0.34,280,0,0.34,1,1]
[3,4.4000000000000004,60,20,50,0.46,0.33,280,1,0.34,1.3529411764705881,0.97058823529411764]
[3,4.5999999999999996,60,20,60,0.53,0.33,280,1,0.34,1.5588235294117647,0.97058823529411764]
[3,4.8,60,20,70,0.6,0.33,280,1,0.34,1.7647058823529409,0.97058823529411764]
[3,5.5,60,20,99,0.81,0.33,280,1,0.34,2.3823529411764706,0.97058823529411764]
[3,5.5,60,21,1,0.35,0.35,120,0,0.35,1,1]
[3,6.4,60,21,50,0.48,0.34,120,1,0.35,1.3714285714285714,0.97142857142857153]
[3,6.9,60,21,60,0.55000000000000004,0.34,120,1,0.35,1.5714285714285716,0.97142857142857153]
[3,7.5,60,21,70,0.63,0.33,120,1,0.35,1.8,0.94285714285714295]
[3,9,60,21,99,0.84,0.33,120,1,0.35,2.4,0.94285714285714295]
[3,4.5,60,21,1,0.36,0.36,200,0,0.36,1,1]
[3,5.0999999999999996,60,21,50,0.5,0.35,200,1,0.36,1.3888888888888888,0.97222222222222221]
[3,5.5,60,21,60,0.56999999999999995,0.35,200,1,0.36,1.5833333333333333,0.97222222222222221]
[3,5.8,60,21,70,0.65,0.35,200,1,0.36,1.8055555555555556,0.97222222222222221]
[3,6.7,60,21,99,0.87,0.34,200,1,0.36,2.416666666666667,0.94444444444444453]
[3,4.0999999999999996,60,21,1,0.36,0.36,280,0,0.36,1,1]
[3,4.5,60,21,50,0.5,0.35,280,1,0.36,1.3888888888888888,0.97222222222222221]
[3,4.8,60,21,60,0.57999999999999996,0.35,280,1,0.36,1.6111111111111112,0.97222222222222221]
[3,5,60,21,70,0.65,0.35,280,1,0.36,1.8055555555555556,0.97222222222222221]
[3,5.7,60,21,99,0.88,0.34,280,1,0.36,2.4444444444444446,0.94444444444444453]
[3,5.6,60,22,1,0.37,0.37,120,0,0.37,1,1]
[3,6.7,60,22,50,0.52,0.36,120,1,0.37,1.4054054054054055,0.97297297297297292]
[3,7.3,60,22,60,0.6,0.35,120,1,0.37,1.6216216216216215,0.94594594594594594]
[3,7.8,60,22,70,0.68,0.35,120,1,0.37,1.8378378378378379,0.94594594594594594]
[3,9.4,60,22,99,0.9,0.34,120,1,0.37,2.4324324324324325,0.91891891891891897]
[3,4.5999999999999996,60,22,1,0.37,0.37,200,0,0.37,1,1]
[3,5.3,60,22,50,0.54,0.37,200,1,0.37,1.4594594594594597,1]
[3,5.7,60,22,60,0.62,0.37,200,1,0.37,1.6756756756756757,1]
[3,6,60,22,70,0.7,0.36,200,1,0.37,1.8918918918918919,0.97297297297297292]
[3,7,60,22,99,0.93,0.36,200,1,0.37,2.5135135135135136,0.97297297297297292]
[3,4.0999999999999996,60,22,1,0.38,0.38,280,0,0.38,1,1]
[3,4.7,60,22,50,0.54,0.37,280,1,0.38,1.4210526315789473,0.97368421052631582]
[3,4.9000000000000004,60,22,60,0.62,0.37,280,1,0.38,1.631578947368421,0.97368421052631582]
[3,5.2,60,22,70,0.71,0.37,280,1,0.38,1.8684210526315788,0.97368421052631582]
[3,5.9,60,22,99,0.94,0.36,280,1,0.38,2.4736842105263155,0.94736842105263153]
[3,5.8,60,23,1,0.39,0.39,120,0,0.39,1,1]
[3,7,60,23,50,0.56000000000000005,0.37,120,1,0.39,1.4358974358974359,0.94871794871794868]
[3,7.6,60,23,60,0.64,0.37,120,1,0.39,1.641025641025641,0.94871794871794868]
[3,8.1999999999999993,60,23,70,0.73,0.37,120,1,0.39,1.8717948717948716,0.94871794871794868]
[3,9.9,60,23,99,0.97,0.36,120,1,0.39,2.4871794871794872,0.92307692307692302]
[3,4.7,60,23,1,0.39,0.39,200,0,0.39,1,1]
[3,5.5,60,23,50,0.57999999999999996,0.38,200,1,0.39,1.487179487179487,0.97435897435897434]
[3,5.9,60,23,60,0.67,0.38,200,1,0.39,1.7179487179487181,0.97435897435897434]
[3,6.2,60,23,70,0.75,0.38,200,1,0.39,1.9230769230769229,0.97435897435897434]
[3,7.3,60,23,99,1,0.37,200,1,0.39,2.5641025641025639,0.94871794871794868]
[3,4.2,60,23,1,0.39,0.39,280,0,0.39,1,1]
[3,4.8,60,23,50,0.59,0.39,280,1,0.39,1.5128205128205128,1]
[3,5.0999999999999996,60,23,60,0.67,0.39,280,1,0.39,1.7179487179487181,1]
[3,5.3,60,23,70,0.76,0.38,280,1,0.39,1.9487179487179487,0.97435897435897434]
[3,6.1,60,23,99,1.01,0.38,280,1,0.39,2.5897435897435899,0.97435897435897434]
[3,5.9,60,24,1,0.41,0.41,120,0,0.41,1,1]
[3,7.3,60,24,50,0.6,0.39,120,{"$f":"IF(F278<>G278,1,0)","v":1},0.41,{"$f":"F278/J278","v":1.4634146341463414},0.95121951219512202]
[3,7.9,60,24,60,0.69,0.39,120,1,0.41,1.6829268292682926,{"$f":"G279/J279","v":0.95121951219512202}]
[3,8.6,60,24,70,0.78,0.38,120,1,0.41,1.902439024390244,0.92682926829268297]
[3,10.4,60,24,99,1.03,0.37,120,1,{"$f":"IF(F281/G281=1,F281,J280)","v":0.41},2.5121951219512195,0.90243902439024393]
[3,4.8,60,24,1,0.41,0.41,200,0,0.41,1,1]
[3,5.7,60,24,50,0.63,0.4,200,1,0.41,1.5365853658536586,0.97560975609756106]
[3,6.1,60,24,60,0.72,0.4,200,1,0.41,1.7560975609756098,0.97560975609756106]
[3,6.4,60,24,70,0.8,0.4,200,1,0.41,1.9512195121951221,0.97560975609756106]
[3,7.6,60,24,99,1.07,0.39,200,1,0.41,2.6097560975609757,0.95121951219512202]
[3,4.3,60,24,1,0.41,0.41,280,0,0.41,1,1]
[3,4.9000000000000004,60,24,50,0.63,0.41,280,1,0.41,1.5365853658536586,1]
[3,5.2,60,24,60,0.72,0.4,280,1,0.41,1.7560975609756098,0.97560975609756106]
[3,5.5,60,24,70,0.81,0.4,280,1,0.41,1.9756097560975612,0.97560975609756106]
[3,6.3,60,24,99,1.08,0.4,280,1,0.41,2.6341463414634148,0.97560975609756106]
[3,6,60,25,1,0.43,0.43,120,0,0.43,1,1]
[3,7.6,60,25,50,0.65,0.41,120,1,0.43,1.5116279069767442,0.95348837209302317]
[3,8.3000000000000007,60,25,60,0.74,0.4,120,1,0.43,1.7209302325581395,0.93023255813953498]
[3,9,60,25,70,0.83,0.4,120,1,0.43,1.9302325581395348,0.93023255813953498]
[3,10.9,60,25,99,1.1000000000000001,0.39,120,1,0.43,2.558139534883721,0.90697674418604657]
[3,4.8,60,25,1,0.43,0.43,200,0,0.43,1,1]
[3,5.9,60,25,50,0.67,0.42,200,1,0.43,1.558139534883721,0.97674418604651159]
[3,6.3,60,25,60,0.77,0.42,200,1,0.43,1.7906976744186047,0.97674418604651159]
[3,6.7,60,25,70,0.86,0.41,200,1,0.43,2,0.95348837209302317]
[3,7.9,60,25,99,1.1399999999999999,0.41,200,1,0.43,2.6511627906976742,0.95348837209302317]
[3,4.3,60,25,1,0.43,0.43,280,0,0.43,1,1]
[3,5.0999999999999996,60,25,50,0.68,0.42,280,1,0.43,1.5813953488372094,0.97674418604651159]
[3,5.4,60,25,60,0.77,0.42,280,1,0.43,1.7906976744186047,0.97674418604651159]
[3,5.7,60,25,70,0.87,0.42,280,1,0.43,2.0232558139534884,0.97674418604651159]
[3,6.5,60,25,99,1.1499999999999999,0.41,280,1,0.43,2.6744186046511627,0.95348837209302317]
[3,6.2,60,26,1,0.44,0.44,120,0,0.44,1,1]
[3,8,60,26,50,0.69,0.42,120,1,0.44,1.5681818181818181,0.95454545454545447]
[3,8.6,60,26,60,0.79,0.42,120,1,0.44,1.7954545454545456,0.95454545454545447]
[3,9.4,60,26,70,0.89,0.42,120,1,0.44,2.0227272727272729,0.95454545454545447]
[3,11.4,60,26,99,1.17,0.4,120,1,0.44,2.6590909090909087,0.90909090909090917]
[3,4.9000000000000004,60,26,1,0.45,0.45,200,0,0.45,1,1]
[3,6.1,60,26,50,0.72,0.44,200,1,0.45,1.5999999999999999,0.97777777777777775]
[3,6.5,60,26,60,0.82,0.43,200,1,0.45,1.822222222222222,0.95555555555555549]
[3,6.9,60,26,70,0.92,0.43,200,1,0.45,2.0444444444444443,0.95555555555555549]
[3,8.1999999999999993,60,26,99,1.21,0.42,200,1,0.45,2.6888888888888887,0.93333333333333324]
[3,4.4000000000000004,60,26,1,0.45,0.45,280,0,0.45,1,1]
[3,5.2,60,26,50,0.72,0.44,280,1,0.45,1.5999999999999999,0.97777777777777775]
[3,5.5,60,26,60,0.82,0.44,280,1,0.45,1.822222222222222,0.97777777777777775]
[3,5.8,60,26,70,0.93,0.44,280,1,0.45,2.0666666666666669,0.97777777777777775]
[3,6.7,60,26,99,1.22,0.43,280,1,0.45,2.7111111111111108,0.95555555555555549]
[3,6.3,60,27,1,0.46,0.46,120,0,0.46,1,1]
[3,8.3000000000000007,60,27,50,0.74,0.44,120,1,0.46,1.6086956521739129,0.9565217391304347]
[3,9,60,27,60,0.84,0.44,120,1,0.46,1.826086956521739,0.9565217391304347]
[3,9.8000000000000007,60,27,70,0.95,0.43,120,1,0.46,2.0652173913043477,0.93478260869565211]
[3,11.9,60,27,99,1.25,0.42,120,1,0.46,2.7173913043478262,0.91304347826086951]
[3,5,60,27,1,0.47,0.47,200,0,0.47,1,1]
[3,6.3,60,27,50,0.76,0.45,200,1,0.47,1.6170212765957448,0.95744680851063835]
[3,6.7,60,27,60,0.87,0.45,200,1,0.47,1.8510638297872342,0.95744680851063835]
[3,7.2,60,27,70,0.98,0.45,200,1,0.47,2.0851063829787235,0.95744680851063835]
[3,8.5,60,27,99,1.29,0.44,200,1,0.47,2.7446808510638299,0.93617021276595747]
[3,4.4000000000000004,60,27,1,0.47,0.47,280,0,0.47,1,1]
[3,5.4,60,27,50,0.77,0.46,280,1,0.47,1.6382978723404256,0.97872340425531923]
[3,5.7,60,27,60,0.88,0.45,280,1,0.47,1.8723404255319149,0.95744680851063835]
[3,6,60,27,70,0.99,0.45,280,1,0.47,2.1063829787234045,0.95744680851063835]
[3,7,60,27,99,1.3,0.45,280,1,0.47,2.7659574468085109,0.95744680851063835]
[3,6.4,60,28,1,0.48,0.48,120,0,0.48,1,1]
[3,8.6,60,28,50,0.79,0.46,120,1,0.48,1.6458333333333335,0.95833333333333337]
[3,9.4,60,28,60,0.9,0.45,120,1,0.48,1.8750000000000002,0.93750000000000011]
[3,10.199999999999999,60,28,70,1.01,0.45,120,1,0.48,2.104166666666667,0.93750000000000011]
[3,12.5,60,28,99,1.33,0.43,120,1,0.48,2.7708333333333335,0.89583333333333337]
[3,5.0999999999999996,60,28,1,0.48,0.48,200,{"$f":"IF(F342<>G342,1,0)","v":0},0.48,{"$f":"F342/J342","v":1},1]
[3,6.5,60,28,50,0.81,0.47,200,1,0.48,1.6875000000000002,{"$f":"G343/J343","v":0.97916666666666663}]
[3,7,60,28,60,0.93,0.47,200,1,0.48,1.9375000000000002,0.97916666666666663]
[3,7.4,60,28,70,1.04,0.46,200,1,{"$f":"IF(F345/G345=1,F345,J344)","v":0.48},2.166666666666667,0.95833333333333337]
[3,8.9,60,28,99,1.37,0.46,200,1,0.48,2.854166666666667,0.95833333333333337]
[3,4.5,60,28,1,0.49,0.49,280,0,0.49,1,1]
[3,5.5,60,28,50,0.82,0.47,280,1,0.49,1.6734693877551019,0.95918367346938771]
[3,5.9,60,28,60,0.93,0.47,280,1,0.49,1.8979591836734695,0.95918367346938771]
[3,6.2,60,28,70,1.05,0.47,280,1,0.49,2.1428571428571428,0.95918367346938771]
[3,7.2,60,28,99,1.38,0.46,280,1,0.49,2.8163265306122449,0.93877551020408168]
[3,6.5,60,29,1,0.5,0.5,120,0,0.5,1,1]
[3,9,60,29,50,0.84,0.47,120,1,0.5,1.68,0.94]
[3,9.8000000000000007,60,29,60,0.95,0.47,120,1,0.5,1.9,0.94]
[3,10.6,60,29,70,1.07,0.46,120,1,0.5,2.14,0.92]
[3,13,60,29,99,1.41,0.45,120,1,0.5,2.82,0.9]
[3,5.0999999999999996,60,29,1,0.5,0.5,200,0,0.5,1,1]
[3,6.7,60,29,50,0.86,0.49,200,1,0.5,1.72,0.98]
[3,7.2,60,29,60,0.98,0.48,200,1,0.5,1.96,0.96]
[3,7.7,60,29,70,1.1000000000000001,0.48,200,1,0.5,2.2000000000000002,0.96]
[3,9.1999999999999993,60,29,99,1.45,0.47,200,1,0.5,2.9,0.94]
[3,4.5,60,29,1,0.5,0.5,280,0,0.5,1,1]
[3,5.7,60,29,50,0.87,0.49,280,1,0.5,1.74,0.98]
[3,6,60,29,60,0.99,0.49,280,1,0.5,1.98,0.98]
[3,6.4,60,29,70,1.1100000000000001,0.49,280,1,0.5,2.2200000000000002,0.98]
[3,7.5,60,29,99,1.46,0.48,280,1,0.5,2.92,0.96]
[3,6.7,60,30,1,0.51,0.51,120,0,0.51,1,1]
[3,9.3000000000000007,60,30,50,0.89,0.49,120,1,0.51,1.7450980392156863,0.96078431372549011]
[3,10.199999999999999,60,30,60,1.01,0.48,120,1,0.51,1.9803921568627452,0.94117647058823528]
[3,11.1,60,30,70,1.1299999999999999,0.48,120,1,0.51,2.2156862745098036,0.94117647058823528]
[3,13.6,60,30,99,1.49,0.46,120,1,0.51,2.9215686274509802,0.90196078431372551]
[3,5.2,60,30,1,0.52,0.52,200,0,0.52,1,1]
[3,6.9,60,30,50,0.91,0.5,200,1,0.52,1.75,0.96153846153846145]
[3,7.5,60,30,60,1.04,0.5,200,1,0.52,2,0.96153846153846145]
[3,8,60,30,70,1.17,0.5,200,1,0.52,2.25,0.96153846153846145]
[3,9.6,60,30,99,1.53,0.49,200,1,0.52,2.9423076923076921,0.94230769230769229]
[3,4.5999999999999996,60,30,1,0.52,0.52,280,0,0.52,1,1]
[3,5.8,60,30,50,0.92,0.51,280,1,0.52,1.7692307692307692,0.98076923076923073]
[3,6.2,60,30,60,1.05,0.5,280,1,0.52,2.0192307692307692,0.96153846153846145]
[3,6.6,60,30,70,1.18,0.5,280,1,0.52,2.2692307692307692,0.96153846153846145]
[3,7.7,60,30,99,1.54,0.49,280,1,0.52,2.9615384615384617,0.94230769230769229]
[3,6.8,60,31,1,0.53,0.53,120,0,0.53,1,1]
[3,9.6999999999999993,60,31,50,0.94,0.5,120,1,0.53,1.7735849056603772,0.94339622641509424]
[3,10.6,60,31,60,1.07,0.5,120,1,0.53,2.0188679245283021,0.94339622641509424]
[3,11.6,60,31,70,1.2,0.49,120,1,0.53,2.2641509433962264,0.92452830188679236]
[3,14.3,60,31,99,1.57,0.48,120,1,0.53,2.9622641509433962,0.90566037735849048]
[3,5.3,60,31,1,0.54,0.54,200,0,0.54,1,1]
[3,7.1,60,31,50,0.97,0.52,200,1,0.54,1.7962962962962961,0.96296296296296291]
[3,7.7,60,31,60,1.1000000000000001,0.52,200,1,0.54,2.0370370370370372,0.96296296296296291]
[3,8.3000000000000007,60,31,70,1.23,0.51,200,1,0.54,2.2777777777777777,0.94444444444444442]
[3,9.9,60,31,99,1.62,0.5,200,1,0.54,3,0.92592592592592582]
[3,4.5999999999999996,60,31,1,0.54,0.54,280,0,0.54,1,1]
[3,6,60,31,50,0.98,0.52,280,1,0.54,1.8148148148148147,0.96296296296296291]
[3,6.4,60,31,60,1.1100000000000001,0.52,280,1,0.54,2.0555555555555558,0.96296296296296291]
[3,6.8,60,31,70,1.24,0.52,280,1,0.54,2.2962962962962963,0.96296296296296291]
[3,8,60,31,99,1.63,0.51,280,1,0.54,3.0185185185185182,0.94444444444444442]
[3,6.9,60,32,1,0.55000000000000004,0.55000000000000004,120,0,0.55000000000000004,1,1]
[3,10.1,60,32,50,0.99,0.52,120,1,0.55000000000000004,1.7999999999999998,0.94545454545454544]
[3,11.1,60,32,60,1.1299999999999999,0.51,120,1,0.55000000000000004,2.0545454545454542,0.92727272727272725]
[3,12,60,32,70,1.27,0.51,120,1,0.55000000000000004,2.3090909090909091,0.92727272727272725]
[3,14.9,60,32,99,1.66,0.49,120,1,0.55000000000000004,3.0181818181818176,0.89090909090909087]
[3,5.4,60,32,1,0.55000000000000004,0.55000000000000004,200,0,0.55000000000000004,1,1]
[3,7.4,60,32,50,1.02,0.54,200,1,0.55000000000000004,1.8545454545454545,0.98181818181818181]
[3,8,60,32,60,1.1599999999999999,0.53,200,1,0.55000000000000004,2.1090909090909089,0.96363636363636362]
[3,8.6,60,32,70,1.3,0.53,200,1,0.55000000000000004,2.3636363636363633,0.96363636363636362]
[3,10.3,60,32,99,1.71,0.52,200,{"$f":"IF(F406<>G406,1,0)","v":1},0.55000000000000004,{"$f":"F406/J406","v":3.1090909090909089},0.94545454545454544]
[3,4.7,60,32,1,0.56000000000000005,0.56000000000000005,280,0,0.56000000000000005,1,{"$f":"G407/J407","v":1}]
[3,6.2,60,32,50,1.03,0.54,280,1,0.56000000000000005,1.8392857142857142,0.9642857142857143]
[3,6.6,60,32,60,1.17,0.54,280,1,{"$f":"IF(F409/G409=1,F409,J408)","v":0.56000000000000005},2.089285714285714,0.9642857142857143]
[3,7,60,32,70,1.31,0.53,280,1,0.56000000000000005,2.339285714285714,0.9464285714285714]
[3,8.3000000000000007,60,32,99,1.72,0.52,280,1,0.56000000000000005,3.0714285714285712,0.92857142857142849]
[3,6.1,80,20,1,0.43,0.43,120,0,0.43,1,1]
[3,7,80,20,50,0.55000000000000004,0.41,120,1,0.43,1.2790697674418605,0.95348837209302317]
[3,7.6,80,20,60,0.64,0.4,120,1,0.43,1.4883720930232558,0.93023255813953498]
[3,8.1999999999999993,80,20,70,0.73,0.4,120,1,0.43,1.6976744186046511,0.93023255813953498]
[3,10,80,20,99,0.98,0.38,120,1,0.43,2.2790697674418605,0.88372093023255816]
[3,4.9000000000000004,80,20,1,0.44,0.44,200,0,0.44,1,1]
[3,5.5,80,20,50,0.59,0.43,200,1,0.44,1.3409090909090908,0.97727272727272729]
[3,5.9,80,20,60,0.68,0.43,200,1,0.44,1.5454545454545456,0.97727272727272729]
[3,6.3,80,20,70,0.77,0.42,200,1,0.44,1.75,0.95454545454545447]
[3,7.5,80,20,99,1.04,0.41,200,1,0.44,2.3636363636363638,0.93181818181818177]
[3,4.4000000000000004,80,20,1,0.44,0.44,280,0,0.44,1,1]
[3,4.8,80,20,50,0.6,0.44,280,1,0.44,1.3636363636363635,1]
[3,5.0999999999999996,80,20,60,0.69,0.43,280,1,0.44,1.5681818181818181,0.97727272727272729]
[3,5.4,80,20,70,0.79,0.43,280,1,0.44,1.7954545454545456,0.97727272727272729]
[3,6.2,80,20,99,1.06,0.42,280,1,0.44,2.4090909090909092,0.95454545454545447]
[3,6.3,80,21,1,0.46,0.46,120,0,0.46,1,1]
[3,7.3,80,21,50,0.6,0.43,120,1,0.46,1.3043478260869563,0.93478260869565211]
[3,8,80,21,60,0.7,0.43,120,1,0.46,1.5217391304347825,0.93478260869565211]
[3,8.6,80,21,70,0.79,0.42,120,1,0.46,1.7173913043478262,0.91304347826086951]
[3,10.5,80,21,99,1.06,0.4,120,1,0.46,2.3043478260869565,0.86956521739130432]
[3,5,80,21,1,0.47,0.47,200,0,0.47,1,1]
[3,5.8,80,21,50,0.64,0.45,200,1,0.47,1.3617021276595747,0.95744680851063835]
[3,6.2,80,21,60,0.74,0.45,200,1,0.47,1.574468085106383,0.95744680851063835]
[3,6.6,80,21,70,0.84,0.45,200,1,0.47,1.7872340425531916,0.95744680851063835]
[3,7.8,80,21,99,1.1200000000000001,0.44,200,1,0.47,2.3829787234042556,0.93617021276595747]
[3,4.4000000000000004,80,21,1,0.47,0.47,280,0,0.47,1,1]
[3,5,80,21,50,0.65,0.46,280,1,0.47,1.3829787234042554,0.97872340425531923]
[3,5.3,80,21,60,0.75,0.46,280,1,0.47,1.595744680851064,0.97872340425531923]
[3,5.6,80,21,70,0.85,0.45,280,1,0.47,1.8085106382978724,0.95744680851063835]
[3,6.5,80,21,99,1.1399999999999999,0.45,280,1,0.47,2.4255319148936167,0.95744680851063835]
[3,6.4,80,22,1,0.48,0.48,120,0,0.48,1,1]
[3,7.7,80,22,50,0.65,0.45,120,1,0.48,1.3541666666666667,0.93750000000000011]
[3,8.4,80,22,60,0.75,0.45,120,1,0.48,1.5625,0.93750000000000011]
[3,9.1,80,22,70,0.85,0.44,120,1,0.48,1.7708333333333333,0.91666666666666674]
[3,11.1,80,22,99,1.1299999999999999,0.42,120,1,0.48,2.3541666666666665,0.875]
[3,5.0999999999999996,80,22,1,0.49,0.49,200,0,0.49,1,1]
[3,6,80,22,50,0.7,0.48,200,1,0.49,1.4285714285714286,0.97959183673469385]
[3,6.4,80,22,60,0.8,0.47,200,1,0.49,1.6326530612244898,0.95918367346938771]
[3,6.9,80,22,70,0.9,0.47,200,1,0.49,1.8367346938775511,0.95918367346938771]
[3,8.1999999999999993,80,22,99,1.21,0.46,200,1,0.49,2.4693877551020407,0.93877551020408168]
[3,4.5,80,22,1,0.49,0.49,280,0,0.49,1,1]
[3,5.2,80,22,50,0.71,0.48,280,1,0.49,1.4489795918367347,0.97959183673469385]
[3,5.5,80,22,60,0.81,0.48,280,1,0.49,1.653061224489796,0.97959183673469385]
[3,5.8,80,22,70,0.92,0.48,280,1,0.49,1.8775510204081634,0.97959183673469385]
[3,6.8,80,22,99,1.23,0.47,280,1,0.49,2.510204081632653,0.95918367346938771]
[3,6.6,80,23,1,0.5,0.5,120,0,0.5,1,1]
[3,8,80,23,50,0.71,0.48,120,1,0.5,1.42,0.96]
[3,8.8000000000000007,80,23,60,0.81,0.47,120,1,0.5,1.62,0.94]
[3,9.5,80,23,70,0.91,0.46,120,1,0.5,1.82,0.92]
[3,11.7,80,23,99,1.22,0.44,120,1,0.5,2.44,0.88]
[3,5.2,80,23,1,0.52,0.52,200,0,0.52,1,1]
[3,6.2,80,23,50,0.75,0.5,200,1,0.52,1.4423076923076923,0.96153846153846145]
[3,6.7,80,23,60,0.86,0.49,200,1,0.52,1.6538461538461537,0.94230769230769229]
[3,7.2,80,23,70,0.97,0.49,200,1,0.52,1.8653846153846152,0.94230769230769229]
[3,8.5,80,23,99,1.29,0.48,200,1,0.52,2.4807692307692308,0.92307692307692302]
[3,4.5999999999999996,80,23,1,0.52,0.52,280,0,0.52,1,1]
[3,5.3,80,23,50,0.77,0.51,280,1,0.52,1.4807692307692308,0.98076923076923073]
[3,5.7,80,23,60,0.88,0.5,280,1,0.52,1.6923076923076923,0.96153846153846145]
[3,6,80,23,70,0.99,0.5,280,{"$f":"IF(F470<>G470,1,0)","v":1},0.52,{"$f":"F470/J470","v":1.9038461538461537},0.96153846153846145]
[3,7,80,23,99,1.31,0.49,280,1,0.52,2.5192307692307692,{"$f":"G471/J471","v":0.94230769230769229}]
[3,6.8,80,24,1,0.53,0.53,120,0,0.53,1,1]
[3,8.4,80,24,50,0.76,0.5,120,1,{"$f":"IF(F473/G473=1,F473,J472)","v":0.53},1.4339622641509433,0.94339622641509424]
[3,9.1999999999999993,80,24,60,0.87,0.49,120,1,0.53,1.641509433962264,0.92452830188679236]
[3,10,80,24,70,0.98,0.48,120,1,0.53,1.8490566037735847,0.90566037735849048]
[3,12.3,80,24,99,1.3,0.46,120,1,0.53,2.4528301886792452,0.86792452830188682]
[3,5.3,80,24,1,0.54,0.54,200,0,0.54,1,1]
[3,6.5,80,24,50,0.81,0.52,200,1,0.54,1.5,0.96296296296296291]
[3,7,80,24,60,0.93,0.52,200,1,0.54,1.7222222222222221,0.96296296296296291]
[3,7.5,80,24,70,1.04,0.51,200,1,0.54,1.9259259259259258,0.94444444444444442]
[3,8.9,80,24,99,1.38,0.5,200,1,0.54,2.5555555555555554,0.92592592592592582]
[3,4.7,80,24,1,0.54,0.54,280,0,0.54,1,1]
[3,5.5,80,24,50,0.82,0.53,280,1,0.54,1.5185185185185184,0.98148148148148151]
[3,5.9,80,24,60,0.94,0.53,280,1,0.54,1.7407407407407405,0.98148148148148151]
[3,6.2,80,24,70,1.06,0.52,280,1,0.54,1.962962962962963,0.96296296296296291]
[3,7.3,80,24,99,1.4,0.51,280,1,0.54,2.5925925925925921,0.94444444444444442]
[3,6.9,80,25,1,0.55000000000000004,0.55000000000000004,120,0,0.55000000000000004,1,1]
[3,8.8000000000000007,80,25,50,0.82,0.52,120,1,0.55000000000000004,1.4909090909090907,0.94545454545454544]
[3,9.6999999999999993,80,25,60,0.93,0.51,120,1,0.55000000000000004,1.6909090909090909,0.92727272727272725]
[3,10.5,80,25,70,1.05,0.5,120,1,0.55000000000000004,1.9090909090909089,0.90909090909090906]
[3,12.9,80,25,99,1.39,0.48,120,1,0.55000000000000004,2.5272727272727269,0.87272727272727257]
[3,5.4,80,25,1,0.56000000000000005,0.56000000000000005,200,0,0.56000000000000005,1,1]
[3,6.7,80,25,50,0.87,0.54,200,1,0.56000000000000005,1.5535714285714284,0.9642857142857143]
[3,7.2,80,25,60,0.99,0.54,200,1,0.56000000000000005,1.7678571428571426,0.9642857142857143]
[3,7.8,80,25,70,1.1100000000000001,0.53,200,1,0.56000000000000005,1.9821428571428572,0.9464285714285714]
[3,9.3000000000000007,80,25,99,1.47,0.52,200,1,0.56000000000000005,2.6249999999999996,0.92857142857142849]
[3,4.7,80,25,1,0.56999999999999995,0.56999999999999995,280,0,0.56999999999999995,1,1]
[3,5.7,80,25,50,0.88,0.55000000000000004,280,1,0.56999999999999995,1.5438596491228072,0.9649122807017545]
[3,6.1,80,25,60,1.01,0.55000000000000004,280,1,0.56999999999999995,1.7719298245614037,0.9649122807017545]
[3,6.5,80,25,70,1.1299999999999999,0.54,280,1,0.56999999999999995,1.9824561403508771,0.94736842105263175]
[3,7.6,80,25,99,1.5,0.53,280,1,0.56999999999999995,2.6315789473684212,0.92982456140350889]
[3,7.1,80,26,1,0.56999999999999995,0.56999999999999995,120,0,0.56999999999999995,1,1]
[3,9.1999999999999993,80,26,50,0.87,0.54,120,1,0.56999999999999995,1.5263157894736843,0.94736842105263175]
[3,10.1,80,26,60,1,0.53,120,1,0.56999999999999995,1.7543859649122808,0.92982456140350889]
[3,11,80,26,70,1.1200000000000001,0.52,120,1,0.56999999999999995,1.9649122807017547,0.91228070175438603]
[3,13.6,80,26,99,1.48,0.5,120,1,0.56999999999999995,2.5964912280701755,0.87719298245614041]
[3,5.5,80,26,1,0.59,0.59,200,0,0.59,1,1]
[3,7,80,26,50,0.93,0.56999999999999995,200,1,0.59,1.5762711864406782,0.96610169491525422]
[3,7.5,80,26,60,1.06,0.56000000000000005,200,1,0.59,1.7966101694915255,0.94915254237288149]
[3,8.1,80,26,70,1.19,0.56000000000000005,200,1,0.59,2.0169491525423728,0.94915254237288149]
[3,9.6999999999999993,80,26,99,1.57,0.54,200,1,0.59,2.6610169491525428,0.91525423728813571]
[3,4.8,80,26,1,0.59,0.59,280,0,0.59,1,1]
[3,5.9,80,26,50,0.94,0.56999999999999995,280,1,0.59,1.5932203389830508,0.96610169491525422]
[3,6.3,80,26,60,1.08,0.56999999999999995,280,1,0.59,1.8305084745762714,0.96610169491525422]
[3,6.7,80,26,70,1.21,0.56999999999999995,280,1,0.59,2.0508474576271185,0.96610169491525422]
[3,7.9,80,26,99,1.59,0.56000000000000005,280,1,0.59,2.6949152542372885,0.94915254237288149]
[3,7.3,80,27,1,0.6,0.6,120,0,0.6,1,1]
[3,9.6999999999999993,80,27,50,0.93,0.56000000000000005,120,1,0.6,1.55,0.93333333333333346]
[3,10.6,80,27,60,1.06,0.55000000000000004,120,1,0.6,1.7666666666666668,0.91666666666666674]
[3,11.5,80,27,70,1.19,0.54,120,1,0.6,1.9833333333333334,0.90000000000000013]
[3,14.2,80,27,99,1.57,0.51,120,1,0.6,2.6166666666666667,0.85000000000000009]
[3,5.6,80,27,1,0.61,0.61,200,0,0.61,1,1]
[3,7.2,80,27,50,0.99,0.59,200,1,0.61,1.6229508196721312,0.96721311475409832]
[3,7.8,80,27,60,1.1299999999999999,0.57999999999999996,200,1,0.61,1.8524590163934425,0.95081967213114749]
[3,8.4,80,27,70,1.27,0.57999999999999996,200,1,0.61,2.081967213114754,0.95081967213114749]
[3,10.199999999999999,80,27,99,1.67,0.56000000000000005,200,1,0.61,2.737704918032787,0.91803278688524603]
[3,4.9000000000000004,80,27,1,0.61,0.61,280,0,0.61,1,1]
[3,6.1,80,27,50,1.01,0.6,280,1,0.61,1.6557377049180328,0.98360655737704916]
[3,6.5,80,27,60,1.1499999999999999,0.59,280,1,0.61,1.8852459016393441,0.96721311475409832]
[3,6.9,80,27,70,1.29,0.59,280,1,0.61,2.1147540983606556,0.96721311475409832]
[3,8.1999999999999993,80,27,99,1.7,0.57999999999999996,280,1,0.61,2.7868852459016393,0.95081967213114749]
[3,7.4,80,28,1,0.62,0.62,120,0,0.62,1,1]
[3,10.1,80,28,50,0.99,0.57999999999999996,120,1,0.62,1.596774193548387,0.93548387096774188]
[3,11.1,80,28,60,1.1299999999999999,0.56999999999999995,120,{"$f":"IF(F534<>G534,1,0)","v":1},0.62,{"$f":"F534/J534","v":1.8225806451612903},0.91935483870967738]
[3,12.1,80,28,70,1.27,0.56000000000000005,120,1,0.62,2.0483870967741935,{"$f":"G535/J535","v":0.90322580645161299}]
[3,14.9,80,28,99,1.67,0.53,120,1,0.62,2.693548387096774,0.85483870967741937]
[3,5.7,80,28,1,0.63,0.63,200,0,{"$f":"IF(F537/G537=1,F537,J536)","v":0.63},1,1]
[3,7.5,80,28,50,1.05,0.61,200,1,0.63,1.6666666666666667,0.96825396825396826]
[3,8.1,80,28,60,1.2,0.6,200,1,0.63,1.9047619047619047,0.95238095238095233]
[3,8.8000000000000007,80,28,70,1.35,0.6,200,1,0.63,2.1428571428571428,0.95238095238095233]
[3,10.6,80,28,99,1.77,0.57999999999999996,200,1,0.63,2.8095238095238093,0.92063492063492058]
[3,5,80,28,1,0.64,0.64,280,0,0.64,1,1]
[3,6.3,80,28,50,1.07,0.62,280,1,0.64,1.671875,0.96875]
[3,6.7,80,28,60,1.22,0.61,280,1,0.64,1.90625,0.953125]
[3,7.2,80,28,70,1.37,0.61,280,1,0.64,2.140625,0.953125]
[3,8.5,80,28,99,1.8,0.6,280,1,0.64,2.8125,0.9375]
[3,7.6,80,29,1,0.64,0.64,120,0,0.64,1,1]
[3,10.5,80,29,50,1.05,0.6,120,1,0.64,1.640625,0.9375]
[3,11.6,80,29,60,1.2,0.59,120,1,0.64,1.875,0.92187499999999989]
[3,12.6,80,29,70,1.35,0.57999999999999996,120,1,0.64,2.109375,0.90624999999999989]
[3,15.7,80,29,99,1.77,0.55000000000000004,120,1,0.64,2.765625,0.859375]
[3,5.8,80,29,1,0.66,0.66,200,0,0.66,1,1]
[3,7.8,80,29,50,1.1200000000000001,0.63,200,1,0.66,1.696969696969697,0.95454545454545447]
[3,8.5,80,29,60,1.27,0.62,200,1,0.66,1.9242424242424241,0.93939393939393934]
[3,9.1,80,29,70,1.43,0.62,200,1,0.66,2.1666666666666665,0.93939393939393934]
[3,11.1,80,29,99,1.88,0.6,200,1,0.66,2.8484848484848482,0.90909090909090906]
[3,5,80,29,1,0.66,0.66,280,0,0.66,1,1]
[3,6.5,80,29,50,1.1399999999999999,0.64,280,1,0.66,1.7272727272727271,0.96969696969696972]
[3,7,80,29,60,1.3,0.64,280,1,0.66,1.9696969696969697,0.96969696969696972]
[3,7.4,80,29,70,1.45,0.63,280,1,0.66,2.1969696969696968,0.95454545454545447]
[3,8.8000000000000007,80,29,99,1.91,0.62,280,1,0.66,2.8939393939393936,0.93939393939393934]
[3,7.8,80,30,1,0.67,0.67,120,0,0.67,1,1]
[3,11,80,30,50,1.1200000000000001,0.62,120,1,0.67,1.6716417910447763,0.9253731343283581]
[3,12.1,80,30,60,1.27,0.61,120,1,0.67,1.8955223880597014,0.91044776119402981]
[3,13.2,80,30,70,1.43,0.6,120,1,0.67,2.1343283582089549,0.89552238805970141]
[3,16.399999999999999,80,30,99,1.88,0.56999999999999995,120,1,0.67,2.805970149253731,0.85074626865671632]
[3,5.9,80,30,1,0.68,0.68,200,0,0.68,1,1]
[3,8.1,80,30,50,1.19,0.65,200,1,0.68,1.7499999999999998,0.95588235294117641]
[3,8.8000000000000007,80,30,60,1.35,0.64,200,1,0.68,1.9852941176470589,0.94117647058823528]
[3,9.5,80,30,70,1.51,0.64,200,1,0.68,2.2205882352941173,0.94117647058823528]
[3,11.5,80,30,99,1.99,0.62,200,1,0.68,2.9264705882352939,0.91176470588235292]
[3,5.0999999999999996,80,30,1,0.69,0.69,280,0,0.69,1,1]
[3,6.7,80,30,50,1.2,0.66,280,1,0.69,1.7391304347826089,0.95652173913043492]
[3,7.2,80,30,60,1.37,0.66,280,1,0.69,1.985507246376812,0.95652173913043492]
[3,7.7,80,30,70,1.54,0.65,280,1,0.69,2.2318840579710146,0.94202898550724645]
[3,9.1999999999999993,80,30,99,2.02,0.64,280,1,0.69,2.9275362318840581,0.92753623188405809]
[3,7.9,80,31,1,0.69,0.69,120,0,0.69,1,1]
[3,11.5,80,31,50,1.19,0.64,120,1,0.69,1.7246376811594204,0.92753623188405809]
[3,12.6,80,31,60,1.35,0.63,120,1,0.69,1.956521739130435,0.91304347826086962]
[3,13.8,80,31,70,1.51,0.61,120,1,0.69,2.1884057971014497,0.88405797101449279]
[3,17.2,80,31,99,1.99,0.57999999999999996,120,1,0.69,2.8840579710144931,0.84057971014492749]
[3,6,80,31,1,0.7,0.7,200,0,0.7,1,1]
[3,8.4,80,31,50,1.26,0.67,200,1,0.7,1.8,0.9571428571428573]
[3,9.1,80,31,60,1.43,0.67,200,1,0.7,2.0428571428571427,0.9571428571428573]
[3,9.9,80,31,70,1.6,0.66,200,1,0.7,2.285714285714286,0.94285714285714295]
[3,12,80,31,99,2.1,0.64,200,1,0.7,3.0000000000000004,0.91428571428571437]
[3,5.2,80,31,1,0.71,0.71,280,0,0.71,1,1]
[3,6.9,80,31,50,1.28,0.68,280,1,0.71,1.8028169014084507,0.9577464788732396]
[3,7.4,80,31,60,1.45,0.68,280,1,0.71,2.0422535211267605,0.9577464788732396]
[3,8,80,31,70,1.63,0.67,280,1,0.71,2.295774647887324,0.94366197183098599]
[3,9.5,80,31,99,2.14,0.66,280,1,0.71,3.0140845070422539,0.92957746478873249]
[3,8.1,80,32,1,0.71,0.71,120,0,0.71,1,1]
[3,11.9,80,32,50,1.25,0.66,120,1,0.71,1.7605633802816902,0.92957746478873249]
[3,13.2,80,32,60,1.43,0.64,120,1,0.71,2.0140845070422535,0.90140845070422537]
[3,14.4,80,32,70,1.6,0.63,120,1,0.71,2.2535211267605635,0.88732394366197187]
[3,18,80,32,99,2.1,0.6,120,1,0.71,2.9577464788732395,0.84507042253521125]
[3,6.1,80,32,1,0.73,0.73,200,0,0.73,1,1]
[3,8.6999999999999993,80,32,50,1.33,0.69,200,{"$f":"IF(F598<>G598,1,0)","v":1},0.73,{"$f":"F598/J598","v":1.8219178082191783},0.9452054794520548]
[3,9.5,80,32,60,1.51,0.69,200,1,0.73,2.0684931506849318,{"$f":"G599/J599","v":0.9452054794520548}]
[3,10.3,80,32,70,1.69,0.68,200,1,0.73,2.3150684931506849,0.93150684931506855]
[3,12.5,80,32,99,2.2200000000000002,0.66,200,1,{"$f":"IF(F601/G601=1,F601,J600)","v":0.73},3.0410958904109591,0.90410958904109595]
[3,5.2,80,32,1,0.73,0.73,280,0,0.73,1,1]
[3,7.1,80,32,50,1.35,0.7,280,1,0.73,1.8493150684931507,0.95890410958904104]
[3,7.7,80,32,60,1.53,0.7,280,1,0.73,2.095890410958904,0.95890410958904104]
[3,8.3000000000000007,80,32,70,1.72,0.69,280,1,0.73,2.3561643835616439,0.9452054794520548]
[3,9.9,80,32,99,2.2599999999999998,0.68,280,1,0.73,3.095890410958904,0.93150684931506855]
[3,6.7,100,20,1,0.52,0.52,120,0,0.52,1,1]
[3,7.6,100,20,50,0.65,0.49,120,1,0.52,1.25,0.94230769230769229]
[3,8.3000000000000007,100,20,60,0.75,0.48,120,1,0.52,1.4423076923076923,0.92307692307692302]
[3,9.1,100,20,70,0.85,0.47,120,1,0.52,1.6346153846153846,0.90384615384615374]
[3,11.2,100,20,99,1.1399999999999999,0.44,120,1,0.52,2.1923076923076921,0.84615384615384615]
[3,5.3,100,20,1,0.54,0.54,200,0,0.54,1,1]
[3,6,100,20,50,0.71,0.52,200,1,0.54,1.3148148148148147,0.96296296296296291]
[3,6.5,100,20,60,0.82,0.52,200,1,0.54,1.5185185185185184,0.96296296296296291]
[3,7,100,20,70,0.93,0.51,200,1,0.54,1.7222222222222221,0.94444444444444442]
[3,8.4,100,20,99,1.25,0.49,200,1,0.54,2.3148148148148149,0.90740740740740733]
[3,4.7,100,20,1,0.55000000000000004,0.55000000000000004,280,0,0.55000000000000004,1,1]
[3,5.2,100,20,50,0.73,0.53,280,1,0.55000000000000004,1.3272727272727272,0.96363636363636362]
[3,5.6,100,20,60,0.84,0.53,280,1,0.55000000000000004,1.5272727272727271,0.96363636363636362]
[3,5.9,100,20,70,0.96,0.52,280,1,0.55000000000000004,1.7454545454545451,0.94545454545454544]
[3,6.9,100,20,99,1.29,0.51,280,1,0.55000000000000004,2.3454545454545452,0.92727272727272725]
[3,6.9,100,21,1,0.55000000000000004,0.55000000000000004,120,0,0.55000000000000004,1,1]
[3,8,100,21,50,0.71,0.51,120,1,0.55000000000000004,1.2909090909090908,0.92727272727272725]
[3,8.8000000000000007,100,21,60,0.81,0.5,120,1,0.55000000000000004,1.4727272727272727,0.90909090909090906]
[3,9.6,100,21,70,0.92,0.49,120,1,0.55000000000000004,1.6727272727272726,0.89090909090909087]
[3,11.8,100,21,99,1.23,0.46,120,1,0.55000000000000004,2.2363636363636363,0.83636363636363631]
[3,5.4,100,21,1,0.56999999999999995,0.56999999999999995,200,0,0.56999999999999995,1,1]
[3,6.3,100,21,50,0.77,0.55000000000000004,200,1,0.56999999999999995,1.3508771929824563,0.9649122807017545]
[3,6.8,100,21,60,0.89,0.54,200,1,0.56999999999999995,1.56140350877193,0.94736842105263175]
[3,7.3,100,21,70,1.01,0.54,200,1,0.56999999999999995,1.7719298245614037,0.94736842105263175]
[3,8.8000000000000007,100,21,99,1.35,0.52,200,1,0.56999999999999995,2.3684210526315792,0.91228070175438603]
[3,4.8,100,21,1,0.57999999999999996,0.57999999999999996,280,0,0.57999999999999996,1,1]
[3,5.4,100,21,50,0.8,0.56000000000000005,280,1,0.57999999999999996,1.3793103448275863,0.9655172413793105]
[3,5.8,100,21,60,0.92,0.56000000000000005,280,1,0.57999999999999996,1.5862068965517244,0.9655172413793105]
[3,6.2,100,21,70,1.04,0.55000000000000004,280,1,0.57999999999999996,1.7931034482758623,0.94827586206896564]
[3,7.3,100,21,99,1.39,0.54,280,1,0.57999999999999996,2.396551724137931,0.93103448275862077]
[3,7.1,100,22,1,0.57999999999999996,0.57999999999999996,120,0,0.57999999999999996,1,1]
[3,8.5,100,22,50,0.77,0.54,120,1,0.57999999999999996,1.3275862068965518,0.93103448275862077]
[3,9.3000000000000007,100,22,60,0.88,0.53,120,1,0.57999999999999996,1.517241379310345,0.91379310344827602]
[3,10.1,100,22,70,0.99,0.52,120,1,0.57999999999999996,1.7068965517241381,0.89655172413793116]
[3,12.5,100,22,99,1.33,0.48,120,1,0.57999999999999996,2.2931034482758625,0.82758620689655171]
[3,5.6,100,22,1,0.6,0.6,200,0,0.6,1,1]
[3,6.6,100,22,50,0.84,0.57999999999999996,200,1,0.6,1.4,0.96666666666666667]
[3,7.1,100,22,60,0.96,0.56999999999999995,200,1,0.6,1.6,0.95]
[3,7.7,100,22,70,1.0900000000000001,0.56000000000000005,200,1,0.6,1.8166666666666669,0.93333333333333346]
[3,9.1999999999999993,100,22,99,1.45,0.54,200,1,0.6,2.4166666666666665,0.90000000000000013]
[3,4.9000000000000004,100,22,1,0.61,0.61,280,0,0.61,1,1]
[3,5.6,100,22,50,0.86,0.59,280,1,0.61,1.4098360655737705,0.96721311475409832]
[3,6,100,22,60,0.99,0.57999999999999996,280,1,0.61,1.6229508196721312,0.95081967213114749]
[3,6.4,100,22,70,1.1200000000000001,0.57999999999999996,280,1,0.61,1.8360655737704921,0.95081967213114749]
[3,7.6,100,22,99,1.49,0.56000000000000005,280,1,0.61,2.442622950819672,0.91803278688524603]
[3,7.3,100,23,1,0.61,0.61,120,0,0.61,1,1]
[3,8.9,100,23,50,0.83,0.56000000000000005,120,1,0.61,1.360655737704918,0.91803278688524603]
[3,9.8000000000000007,100,23,60,0.95,0.55000000000000004,120,1,0.61,1.5573770491803278,0.90163934426229519]
[3,10.6,100,23,70,1.07,0.54,120,1,0.61,1.7540983606557379,0.88524590163934436]
[3,13.2,100,23,99,1.42,0.5,120,1,0.61,2.3278688524590163,0.81967213114754101]
[3,5.7,100,23,1,0.63,0.63,200,0,0.63,1,1]
[3,6.9,100,23,50,0.91,0.6,200,1,0.63,1.4444444444444444,0.95238095238095233]
[3,7.4,100,23,60,1.04,0.6,200,1,0.63,1.6507936507936509,0.95238095238095233]
[3,8,100,23,70,1.17,0.59,200,1,0.63,1.857142857142857,0.9365079365079364]
[3,9.6999999999999993,100,23,99,1.56,0.56999999999999995,200,1,0.63,2.4761904761904763,0.90476190476190466]
[3,4.9000000000000004,100,23,1,0.64,0.64,280,{"$f":"IF(F662<>G662,1,0)","v":0},0.64,{"$f":"F662/J662","v":1},1]
[3,5.8,100,23,50,0.93,0.62,280,1,0.64,1.453125,{"$f":"G663/J663","v":0.96875}]
[3,6.3,100,23,60,1.07,0.61,280,1,0.64,1.671875,0.953125]
[3,6.7,100,23,70,1.2,0.61,280,1,{"$f":"IF(F665/G665=1,F665,J664)","v":0.64},1.875,0.953125]
[3,7.9,100,23,99,1.6,0.59,280,1,0.64,2.5,0.92187499999999989]
[3,7.6,100,24,1,0.64,0.64,120,0,0.64,1,1]
[3,9.4,100,24,50,0.89,0.59,120,1,0.64,1.390625,0.92187499999999989]
[3,10.3,100,24,60,1.02,0.56999999999999995,120,1,0.64,1.59375,0.89062499999999989]
[3,11.2,100,24,70,1.1499999999999999,0.56000000000000005,120,1,0.64,1.7968749999999998,0.87500000000000011]
[3,13.9,100,24,99,1.52,0.52,120,1,0.64,2.375,0.8125]
[3,5.8,100,24,1,0.66,0.66,200,0,0.66,1,1]
[3,7.2,100,24,50,0.98,0.63,200,1,0.66,1.4848484848484849,0.95454545454545447]
[3,7.8,100,24,60,1.1200000000000001,0.62,200,1,0.66,1.696969696969697,0.93939393939393934]
[3,8.4,100,24,70,1.26,0.62,200,1,0.66,1.9090909090909089,0.93939393939393934]
[3,10.1,100,24,99,1.66,0.59,200,1,0.66,2.5151515151515147,0.89393939393939381]
[3,5,100,24,1,0.67,0.67,280,0,0.67,1,1]
[3,6.1,100,24,50,1,0.64,280,1,0.67,1.4925373134328357,0.95522388059701491]
[3,6.5,100,24,60,1.1499999999999999,0.64,280,1,0.67,1.716417910447761,0.95522388059701491]
[3,6.9,100,24,70,1.29,0.63,280,1,0.67,1.9253731343283582,0.94029850746268651]
[3,8.1999999999999993,100,24,99,1.71,0.62,280,1,0.67,2.5522388059701488,0.9253731343283581]
[3,7.8,100,25,1,0.67,0.67,120,0,0.67,1,1]
[3,9.8000000000000007,100,25,50,0.96,0.61,120,1,0.67,1.4328358208955223,0.91044776119402981]
[3,10.8,100,25,60,1.0900000000000001,0.6,120,1,0.67,1.6268656716417911,0.89552238805970141]
[3,11.8,100,25,70,1.23,0.57999999999999996,120,1,0.67,1.835820895522388,0.86567164179104461]
[3,14.6,100,25,99,1.62,0.54,120,1,0.67,2.4179104477611939,0.80597014925373134]
[3,6,100,25,1,0.69,0.69,200,0,0.69,1,1]
[3,7.5,100,25,50,1.05,0.66,200,1,0.69,1.5217391304347827,0.95652173913043492]
[3,8.1,100,25,60,1.2,0.65,200,1,0.69,1.7391304347826089,0.94202898550724645]
[3,8.8000000000000007,100,25,70,1.34,0.64,200,1,0.69,1.9420289855072466,0.92753623188405809]
[3,10.6,100,25,99,1.78,0.62,200,1,0.69,2.5797101449275366,0.89855072463768126]
[3,5.0999999999999996,100,25,1,0.7,0.7,280,0,0.7,1,1]
[3,6.3,100,25,50,1.08,0.67,280,1,0.7,1.5428571428571431,0.9571428571428573]
[3,6.8,100,25,60,1.23,0.67,280,1,0.7,1.7571428571428573,0.9571428571428573]
[3,7.2,100,25,70,1.38,0.66,280,1,0.7,1.9714285714285713,0.94285714285714295]
[3,8.6,100,25,99,1.82,0.64,280,1,0.7,2.6,0.91428571428571437]
[3,8,100,26,1,0.69,0.69,120,0,0.69,1,1]
[3,10.3,100,26,50,1.02,0.64,120,1,0.69,1.4782608695652175,0.92753623188405809]
[3,11.3,100,26,60,1.17,0.62,120,1,0.69,1.6956521739130435,0.89855072463768126]
[3,12.4,100,26,70,1.31,0.61,120,1,0.69,1.8985507246376814,0.88405797101449279]
[3,15.4,100,26,99,1.73,0.56000000000000005,120,1,0.69,2.5072463768115942,0.81159420289855089]
[3,6.1,100,26,1,0.72,0.72,200,0,0.72,1,1]
[3,7.8,100,26,50,1.1200000000000001,0.68,200,1,0.72,1.5555555555555558,0.94444444444444453]
[3,8.5,100,26,60,1.28,0.68,200,1,0.72,1.7777777777777779,0.94444444444444453]
[3,9.1,100,26,70,1.43,0.67,200,1,0.72,1.9861111111111112,0.93055555555555569]
[3,11.1,100,26,99,1.89,0.64,200,1,0.72,2.625,0.88888888888888895]
[3,5.2,100,26,1,0.73,0.73,280,0,0.73,1,1]
[3,6.5,100,26,50,1.1499999999999999,0.7,280,1,0.73,1.5753424657534245,0.95890410958904104]
[3,7,100,26,60,1.31,0.69,280,1,0.73,1.7945205479452055,0.9452054794520548]
[3,7.5,100,26,70,1.47,0.69,280,1,0.73,2.0136986301369864,0.9452054794520548]
[3,9,100,26,99,1.95,0.67,280,1,0.73,2.6712328767123288,0.91780821917808231]
[3,8.1999999999999993,100,27,1,0.72,0.72,120,0,0.72,1,1]
[3,10.8,100,27,50,1.0900000000000001,0.66,120,1,0.72,1.5138888888888891,0.91666666666666674]
[3,11.9,100,27,60,1.25,0.64,120,1,0.72,1.7361111111111112,0.88888888888888895]
[3,13,100,27,70,1.4,0.63,120,1,0.72,1.9444444444444444,0.875]
[3,16.2,100,27,99,1.84,0.57999999999999996,120,1,0.72,2.5555555555555558,0.80555555555555558]
[3,6.2,100,27,1,0.75,0.75,200,0,0.75,1,1]
[3,8.1,100,27,50,1.19,0.71,200,1,0.75,1.5866666666666667,0.94666666666666666]
[3,8.8000000000000007,100,27,60,1.36,0.7,200,1,0.75,1.8133333333333335,0.93333333333333324]
[3,9.5,100,27,70,1.53,0.69,200,1,0.75,2.04,0.91999999999999993]
[3,11.6,100,27,99,2.0099999999999998,0.67,200,1,0.75,2.6799999999999997,0.89333333333333342]
[3,5.3,100,27,1,0.76,0.76,280,0,0.76,1,1]
[3,6.8,100,27,50,1.23,0.73,280,1,0.76,1.618421052631579,0.96052631578947367]
[3,7.3,100,27,60,1.4,0.72,280,1,0.76,1.8421052631578947,0.94736842105263153]
[3,7.8,100,27,70,1.57,0.71,280,1,0.76,2.0657894736842106,0.93421052631578938]
[3,9.3000000000000007,100,27,99,2.0699999999999998,0.69,280,{"$f":"IF(F726<>G726,1,0)","v":1},0.76,{"$f":"F726/J726","v":2.7236842105263155},0.9078947368421052]
[3,8.4,100,28,1,0.75,0.75,120,0,0.75,1,{"$f":"G727/J727","v":1}]
[3,11.3,100,28,50,1.1599999999999999,0.68,120,1,0.75,1.5466666666666666,0.90666666666666673]
[3,12.5,100,28,60,1.32,0.67,120,1,{"$f":"IF(F729/G729=1,F729,J728)","v":0.75},1.76,0.89333333333333342]
[3,13.6,100,28,70,1.49,0.65,120,1,0.75,1.9866666666666666,0.8666666666666667]
[3,17,100,28,99,1.95,0.6,120,1,0.75,2.6,0.79999999999999993]
[3,6.3,100,28,1,0.78,0.78,200,0,0.78,1,1]
[3,8.4,100,28,50,1.27,0.74,200,1,0.78,1.6282051282051282,0.94871794871794868]
[3,9.1999999999999993,100,28,60,1.45,0.73,200,1,0.78,1.8589743589743588,0.93589743589743579]
[3,10,100,28,70,1.62,0.72,200,1,0.78,2.0769230769230771,0.92307692307692302]
[3,12.2,100,28,99,2.14,0.69,200,1,0.78,2.7435897435897436,0.88461538461538447]
[3,5.4,100,28,1,0.78,0.78,280,0,0.78,1,1]
[3,7,100,28,50,1.3,0.75,280,1,0.78,1.6666666666666667,0.96153846153846145]
[3,7.5,100,28,60,1.49,0.75,280,1,0.78,1.9102564102564101,0.96153846153846145]
[3,8.1,100,28,70,1.67,0.74,280,1,0.78,2.141025641025641,0.94871794871794868]
[3,9.6999999999999993,100,28,99,2.2000000000000002,0.72,280,1,0.78,2.8205128205128207,0.92307692307692302]
[3,8.6,100,29,1,0.78,0.78,120,0,0.78,1,1]
[3,11.8,100,29,50,1.24,0.7,120,1,0.78,1.5897435897435896,0.89743589743589736]
[3,13.1,100,29,60,1.41,0.69,120,1,0.78,1.8076923076923075,0.88461538461538447]
[3,14.3,100,29,70,1.58,0.67,120,1,0.78,2.0256410256410255,0.85897435897435903]
[3,17.8,100,29,99,2.0699999999999998,0.62,120,1,0.78,2.6538461538461537,0.79487179487179482]
[3,6.4,100,29,1,0.81,0.81,200,0,0.81,1,1]
[3,8.8000000000000007,100,29,50,1.35,0.76,200,1,0.81,1.6666666666666667,0.93827160493827155]
[3,9.6,100,29,60,1.54,0.75,200,1,0.81,1.9012345679012346,0.92592592592592582]
[3,10.4,100,29,70,1.72,0.74,200,1,0.81,2.1234567901234565,0.9135802469135802]
[3,12.7,100,29,99,2.27,0.71,200,1,0.81,2.8024691358024691,0.87654320987654311]
[3,5.5,100,29,1,0.81,0.81,280,0,0.81,1,1]
[3,7.2,100,29,50,1.39,0.78,280,1,0.81,1.7160493827160492,0.96296296296296291]
[3,7.8,100,29,60,1.58,0.77,280,1,0.81,1.9506172839506173,0.95061728395061729]
[3,8.4,100,29,70,1.77,0.76,280,1,0.81,2.1851851851851851,0.93827160493827155]
[3,10.1,100,29,99,2.33,0.74,280,1,0.81,2.8765432098765431,0.9135802469135802]
[3,8.8000000000000007,100,30,1,0.81,0.81,120,0,0.81,1,1]
[3,12.4,100,30,50,1.31,0.73,120,1,0.81,1.6172839506172838,0.90123456790123446]
[3,13.7,100,30,60,1.49,0.71,120,1,0.81,1.8395061728395061,0.87654320987654311]
[3,15,100,30,70,1.67,0.69,120,1,0.81,2.0617283950617282,0.85185185185185175]
[3,18.7,100,30,99,2.19,0.64,120,1,0.81,2.7037037037037033,0.79012345679012341]
[3,6.6,100,30,1,0.83,0.83,200,0,0.83,1,1]
[3,9.1,100,30,50,1.43,0.79,200,1,0.83,1.7228915662650603,0.95180722891566272]
[3,10,100,30,60,1.63,0.78,200,1,0.83,1.963855421686747,0.93975903614457834]
[3,10.8,100,30,70,1.83,0.76,200,1,0.83,2.2048192771084341,0.9156626506024097]
[3,13.3,100,30,99,2.4,0.73,200,1,0.83,2.8915662650602409,0.87951807228915668]
[3,5.6,100,30,1,0.84,0.84,280,0,0.84,1,1]
[3,7.5,100,30,50,1.47,0.81,280,1,0.84,1.75,0.96428571428571441]
[3,8.1,100,30,60,1.67,0.8,280,1,0.84,1.9880952380952381,0.95238095238095244]
[3,8.6999999999999993,100,30,70,1.88,0.79,280,1,0.84,2.2380952380952381,0.94047619047619058]
[3,10.5,100,30,99,2.46,0.77,280,1,0.84,2.9285714285714288,0.91666666666666674]
[3,9,100,31,1,0.84,0.84,120,0,0.84,1,1]
[3,12.9,100,31,50,1.39,0.75,120,1,0.84,1.6547619047619047,0.8928571428571429]
[3,14.3,100,31,60,1.58,0.73,120,1,0.84,1.8809523809523812,0.86904761904761907]
[3,15.7,100,31,70,1.77,0.71,120,1,0.84,2.1071428571428572,0.84523809523809523]
[3,19.600000000000001,100,31,99,2.3199999999999998,0.66,120,1,0.84,2.7619047619047619,0.78571428571428581]
[3,6.7,100,31,1,0.86,0.86,200,0,0.86,1,1]
[3,9.5,100,31,50,1.51,0.81,200,1,0.86,1.7558139534883721,0.94186046511627919]
[3,10.4,100,31,60,1.72,0.8,200,1,0.86,2,0.93023255813953498]
[3,11.3,100,31,70,1.93,0.79,200,1,0.86,2.2441860465116279,0.91860465116279078]
[3,13.9,100,31,99,2.54,0.76,200,1,0.86,2.9534883720930232,0.88372093023255816]
[3,5.7,100,31,1,0.87,0.87,280,0,0.87,1,1]
[3,7.8,100,31,50,1.55,0.83,280,1,0.87,1.781609195402299,0.95402298850574707]
[3,8.4,100,31,60,1.77,0.82,280,1,0.87,2.0344827586206895,0.94252873563218387]
[3,9.1,100,31,70,1.98,0.81,280,1,0.87,2.2758620689655173,0.93103448275862077]
[3,11,100,31,99,2.61,0.79,280,1,0.87,3,0.90804597701149425]
[3,9.1999999999999993,100,32,1,0.86,0.86,120,0,0.86,1,1]
[3,13.5,100,32,50,1.47,0.77,120,1,0.86,1.7093023255813953,0.89534883720930236]
[3,14.9,100,32,60,1.67,0.75,120,1,0.86,1.941860465116279,0.87209302325581395]
[3,16.399999999999999,100,32,70,1.87,0.73,120,{"$f":"IF(F790<>G790,1,0)","v":1},0.86,{"$f":"F790/J790","v":2.1744186046511631},0.84883720930232553]
[3,20.6,100,32,99,2.4500000000000002,0.67,120,1,0.86,2.8488372093023258,{"$f":"G791/J791","v":0.77906976744186052}]
[3,6.8,100,32,1,0.89,0.89,200,0,0.89,1,1]
[3,9.9,100,32,50,1.6,0.84,200,1,{"$f":"IF(F793/G793=1,F793,J792)","v":0.89},1.7977528089887642,0.9438202247191011]
[3,10.8,100,32,60,1.82,0.82,200,1,0.89,2.0449438202247192,0.92134831460674149]
[3,11.8,100,32,70,2.04,0.81,200,1,0.89,2.292134831460674,0.9101123595505618]
[3,14.5,100,32,99,2.68,0.78,200,1,0.89,3.01123595505618,0.8764044943820225]
[3,5.8,100,32,1,0.9,0.9,280,0,0.9,1,1]
[3,8,100,32,50,1.64,0.86,280,1,0.9,1.822222222222222,0.95555555555555549]
[3,8.6999999999999993,100,32,60,1.87,0.85,280,1,0.9,2.0777777777777779,0.94444444444444442]
[3,9.4,100,32,70,2.1,0.84,280,1,0.9,2.3333333333333335,0.93333333333333324]
[3,11.4,100,32,99,2.76,0.81,280,1,0.9,3.0666666666666664,0.9]
[3,7.3,120,20,1,0.6,0.6,120,0,0.6,1,1]
[3,8.1999999999999993,120,20,50,0.73,0.56000000000000005,120,1,0.6,1.2166666666666668,0.93333333333333346]
[3,9,120,20,60,0.84,0.54,120,1,0.6,1.4,0.90000000000000013]
[3,9.8000000000000007,120,20,70,0.95,0.53,120,1,0.6,1.5833333333333333,0.88333333333333341]
[3,12.2,120,20,99,1.28,0.48,120,1,0.6,2.1333333333333333,0.8]
[3,5.7,120,20,1,0.63,0.63,200,0,0.63,1,1]
[3,6.5,120,20,50,0.82,0.6,200,1,0.63,1.3015873015873014,0.95238095238095233]
[3,7,120,20,60,0.94,0.6,200,1,0.63,1.4920634920634919,0.95238095238095233]
[3,7.6,120,20,70,1.07,0.59,200,1,0.63,1.6984126984126986,0.9365079365079364]
[3,9.1999999999999993,120,20,99,1.44,0.56000000000000005,200,1,0.63,2.2857142857142856,0.88888888888888895]
[3,5,120,20,1,0.64,0.64,280,0,0.64,1,1]
[3,5.6,120,20,50,0.85,0.62,280,1,0.64,1.328125,0.96875]
[3,6,120,20,60,0.98,0.61,280,1,0.64,1.53125,0.953125]
[3,6.4,120,20,70,1.1200000000000001,0.61,280,1,0.64,1.7500000000000002,0.953125]
[3,7.6,120,20,99,1.5,0.59,280,1,0.64,2.34375,0.92187499999999989]
[3,7.5,120,21,1,0.64,0.64,120,0,0.64,1,1]
[3,8.6,120,21,50,0.79,0.59,120,1,0.64,1.234375,0.92187499999999989]
[3,9.5,120,21,60,0.91,0.56999999999999995,120,1,0.64,1.421875,0.89062499999999989]
[3,10.4,120,21,70,1.03,0.55000000000000004,120,1,0.64,1.609375,0.859375]
[3,12.9,120,21,99,1.38,0.51,120,1,0.64,2.15625,0.796875]
[3,5.9,120,21,1,0.67,0.67,200,0,0.67,1,1]
[3,6.8,120,21,50,0.89,0.64,200,1,0.67,1.3283582089552237,0.95522388059701491]
[3,7.4,120,21,60,1.03,0.63,200,1,0.67,1.5373134328358209,0.94029850746268651]
[3,8,120,21,70,1.1599999999999999,0.62,200,1,0.67,1.7313432835820892,0.9253731343283581]
[3,9.6999999999999993,120,21,99,1.56,0.59,200,1,0.67,2.3283582089552239,0.88059701492537301]
[3,5.0999999999999996,120,21,1,0.68,0.68,280,0,0.68,1,1]
[3,5.8,120,21,50,0.93,0.65,280,1,0.68,1.3676470588235294,0.95588235294117641]
[3,6.3,120,21,60,1.07,0.65,280,1,0.68,1.5735294117647058,0.95588235294117641]
[3,6.7,120,21,70,1.21,0.64,280,1,0.68,1.7794117647058822,0.94117647058823528]
[3,8,120,21,99,1.62,0.62,280,1,0.68,2.3823529411764706,0.91176470588235292]
[3,7.8,120,22,1,0.67,0.67,120,0,0.67,1,1]
[3,9.1,120,22,50,0.86,0.61,120,1,0.67,1.2835820895522387,0.91044776119402981]
[3,10,120,22,60,0.99,0.6,120,1,0.67,1.4776119402985073,0.89552238805970141]
[3,11,120,22,70,1.1100000000000001,0.57999999999999996,120,1,0.67,1.6567164179104479,0.86567164179104461]
[3,13.6,120,22,99,1.48,0.53,120,1,0.67,2.2089552238805967,0.79104477611940294]
[3,6,120,22,1,0.7,0.7,200,0,0.7,1,1]
[3,7.1,120,22,50,0.97,0.67,200,1,0.7,1.3857142857142857,0.9571428571428573]
[3,7.8,120,22,60,1.1100000000000001,0.66,200,1,0.7,1.5857142857142859,0.94285714285714295]
[3,8.4,120,22,70,1.25,0.65,200,1,0.7,1.7857142857142858,0.92857142857142871]
[3,10.199999999999999,120,22,99,1.67,0.62,200,1,0.7,2.3857142857142857,0.88571428571428579]
[3,5.2,120,22,1,0.71,0.71,280,0,0.71,1,1]
[3,6.1,120,22,50,1,0.69,280,1,0.71,1.4084507042253522,0.97183098591549288]
[3,6.5,120,22,60,1.1499999999999999,0.68,280,1,0.71,1.619718309859155,0.9577464788732396]
[3,7,120,22,70,1.3,0.67,280,1,0.71,1.830985915492958,0.94366197183098599]
[3,8.3000000000000007,120,22,99,1.74,0.65,280,1,0.71,2.450704225352113,0.91549295774647899]
[3,8,120,23,1,0.7,0.7,120,0,0.7,1,1]
[3,9.6,120,23,50,0.93,0.64,120,1,0.7,1.3285714285714287,0.91428571428571437]
[3,10.6,120,23,60,1.06,0.62,120,1,0.7,1.5142857142857145,0.88571428571428579]
[3,11.6,120,23,70,1.2,0.6,120,1,0.7,1.7142857142857144,0.85714285714285721]
[3,14.4,120,23,99,1.59,0.55000000000000004,120,1,0.7,2.2714285714285718,0.78571428571428581]
[3,6.2,120,23,1,0.74,0.74,200,0,0.74,1,1]
[3,7.5,120,23,50,1.04,0.7,200,1,0.74,1.4054054054054055,0.94594594594594594]
[3,8.1,120,23,60,1.2,0.69,200,{"$f":"IF(F854<>G854,1,0)","v":1},0.74,{"$f":"F854/J854","v":1.6216216216216215},0.93243243243243235]
[3,8.8000000000000007,120,23,70,1.35,0.68,200,1,0.74,1.8243243243243246,{"$f":"G855/J855","v":0.91891891891891897}]
[3,10.7,120,23,99,1.79,0.65,200,1,0.74,2.4189189189189189,0.8783783783783784]
[3,5.3,120,23,1,0.75,0.75,280,0,{"$f":"IF(F857/G857=1,F857,J856)","v":0.75},1,1]
[3,6.3,120,23,50,1.08,0.72,280,1,0.75,1.4400000000000002,0.96]
[3,6.8,120,23,60,1.24,0.71,280,1,0.75,1.6533333333333333,0.94666666666666666]
[3,7.3,120,23,70,1.4,0.7,280,1,0.75,1.8666666666666665,0.93333333333333324]
[3,8.6999999999999993,120,23,99,1.86,0.68,280,1,0.75,2.48,0.90666666666666673]
[3,8.3000000000000007,120,24,1,0.74,0.74,120,0,0.74,1,1]
[3,10.1,120,24,50,1,0.67,120,1,0.74,1.3513513513513513,0.90540540540540548]
[3,11.2,120,24,60,1.1399999999999999,0.65,120,1,0.74,1.5405405405405403,0.8783783783783784]
[3,12.2,120,24,70,1.29,0.63,120,1,0.74,1.7432432432432432,0.85135135135135132]
[3,15.2,120,24,99,1.7,0.56999999999999995,120,1,0.74,2.2972972972972974,0.77027027027027017]
[3,6.3,120,24,1,0.77,0.77,200,0,0.77,1,1]
[3,7.8,120,24,50,1.1200000000000001,0.73,200,1,0.77,1.4545454545454546,0.94805194805194803]
[3,8.5,120,24,60,1.29,0.72,200,1,0.77,1.6753246753246753,0.93506493506493504]
[3,9.1999999999999993,120,24,70,1.45,0.71,200,1,0.77,1.883116883116883,0.92207792207792205]
[3,11.2,120,24,99,1.92,0.67,200,1,0.77,2.4935064935064934,0.8701298701298702]
[3,5.4,120,24,1,0.78,0.78,280,0,0.78,1,1]
[3,6.6,120,24,50,1.17,0.75,280,1,0.78,1.4999999999999998,0.96153846153846145]
[3,7.1,120,24,60,1.34,0.74,280,1,0.78,1.7179487179487181,0.94871794871794868]
[3,7.6,120,24,70,1.5,0.74,280,1,0.78,1.9230769230769229,0.94871794871794868]
[3,9.1,120,24,99,1.99,0.71,280,1,0.78,2.5512820512820511,0.91025641025641013]
[3,8.5,120,25,1,0.77,0.77,120,0,0.77,1,1]
[3,10.7,120,25,50,1.07,0.69,120,1,0.77,1.3896103896103897,0.89610389610389607]
[3,11.7,120,25,60,1.22,0.67,120,1,0.77,1.5844155844155843,0.8701298701298702]
[3,12.8,120,25,70,1.38,0.65,120,1,0.77,1.7922077922077921,0.84415584415584421]
[3,16,120,25,99,1.82,0.59,120,1,0.77,2.3636363636363638,0.76623376623376616]
[3,6.5,120,25,1,0.81,0.81,200,0,0.81,1,1]
[3,8.1999999999999993,120,25,50,1.21,0.76,200,1,0.81,1.4938271604938269,0.93827160493827155]
[3,8.9,120,25,60,1.38,0.75,200,1,0.81,1.7037037037037035,0.92592592592592582]
[3,9.6,120,25,70,1.55,0.74,200,1,0.81,1.9135802469135801,0.9135802469135802]
[3,11.8,120,25,99,2.0499999999999998,0.7,200,1,0.81,2.5308641975308639,0.86419753086419737]
[3,5.5,120,25,1,0.82,0.82,280,0,0.82,1,1]
[3,6.8,120,25,50,1.25,0.78,280,1,0.82,1.524390243902439,0.95121951219512202]
[3,7.4,120,25,60,1.43,0.77,280,1,0.82,1.7439024390243902,0.9390243902439025]
[3,7.9,120,25,70,1.61,0.77,280,1,0.82,1.9634146341463417,0.9390243902439025]
[3,9.5,120,25,99,2.13,0.74,280,1,0.82,2.5975609756097562,0.90243902439024393]
[3,8.6999999999999993,120,26,1,0.8,0.8,120,0,0.8,1,1]
[3,11.2,120,26,50,1.1499999999999999,0.72,120,1,0.8,1.4374999999999998,0.89999999999999991]
[3,12.3,120,26,60,1.31,0.7,120,1,0.8,1.6375,0.87499999999999989]
[3,13.5,120,26,70,1.47,0.68,120,1,0.8,1.8374999999999999,0.85]
[3,16.8,120,26,99,1.93,0.61,120,1,0.8,2.4124999999999996,0.76249999999999996]
[3,6.6,120,26,1,0.84,0.84,200,0,0.84,1,1]
[3,8.5,120,26,50,1.29,0.79,200,1,0.84,1.5357142857142858,0.94047619047619058]
[3,9.3000000000000007,120,26,60,1.47,0.78,200,1,0.84,1.75,0.9285714285714286]
[3,10.1,120,26,70,1.65,0.76,200,1,0.84,1.9642857142857142,0.90476190476190477]
[3,12.4,120,26,99,2.1800000000000002,0.73,200,1,0.84,2.5952380952380953,0.86904761904761907]
[3,5.6,120,26,1,0.85,0.85,280,0,0.85,1,1]
[3,7.1,120,26,50,1.34,0.82,280,1,0.85,1.5764705882352943,0.96470588235294119]
[3,7.7,120,26,60,1.53,0.81,280,1,0.85,1.8,0.95294117647058829]
[3,8.3000000000000007,120,26,70,1.72,0.8,280,1,0.85,2.0235294117647058,0.94117647058823539]
[3,9.9,120,26,99,2.27,0.77,280,1,0.85,2.6705882352941179,0.90588235294117647]
[3,9,120,27,1,0.84,0.84,120,0,0.84,1,1]
[3,11.7,120,27,50,1.22,0.75,120,1,0.84,1.4523809523809523,0.8928571428571429]
[3,13,120,27,60,1.39,0.72,120,1,0.84,1.6547619047619047,0.8571428571428571]
[3,14.2,120,27,70,1.56,0.7,120,1,0.84,1.8571428571428572,0.83333333333333326]
[3,17.7,120,27,99,2.06,0.63,120,1,0.84,2.4523809523809526,0.75]
[3,6.8,120,27,1,0.88,0.88,200,0,0.88,1,1]
[3,8.9,120,27,50,1.38,0.82,200,1,0.88,1.5681818181818181,0.93181818181818177]
[3,9.6999999999999993,120,27,60,1.57,0.81,200,1,0.88,1.7840909090909092,0.92045454545454553]
[3,10.5,120,27,70,1.76,0.79,200,1,0.88,2,0.89772727272727282]
[3,13,120,27,99,2.3199999999999998,0.75,200,1,0.88,2.6363636363636362,0.85227272727272729]
[3,5.7,120,27,1,0.89,0.89,280,0,0.89,1,1]
[3,7.4,120,27,50,1.43,0.85,280,{"$f":"IF(F918<>G918,1,0)","v":1},0.89,{"$f":"F918/J918","v":1.6067415730337078},0.9550561797752809]
[3,8,120,27,60,1.63,0.84,280,1,0.89,1.8314606741573032,{"$f":"G919/J919","v":0.9438202247191011}]
[3,8.6,120,27,70,1.83,0.83,280,1,0.89,2.0561797752808988,0.93258426966292129]
[3,10.4,120,27,99,2.41,0.8,280,1,{"$f":"IF(F921/G921=1,F921,J920)","v":0.89},2.707865168539326,0.89887640449438211]
[3,9.1999999999999993,120,28,1,0.87,0.87,120,0,0.87,1,1]
[3,12.3,120,28,50,1.3,0.77,120,1,0.87,1.4942528735632183,0.88505747126436785]
[3,13.6,120,28,60,1.48,0.75,120,1,0.87,1.7011494252873562,0.86206896551724144]
[3,14.9,120,28,70,1.66,0.72,120,1,0.87,1.9080459770114941,0.82758620689655171]
[3,18.600000000000001,120,28,99,2.1800000000000002,0.65,120,1,0.87,2.5057471264367819,0.74712643678160917]
[3,6.9,120,28,1,0.91,0.91,200,0,0.91,1,1]
[3,9.3000000000000007,120,28,50,1.47,0.85,200,1,0.91,1.6153846153846152,0.93406593406593397]
[3,10.199999999999999,120,28,60,1.67,0.83,200,1,0.91,1.8351648351648351,0.91208791208791207]
[3,11,120,28,70,1.87,0.82,200,1,0.91,2.0549450549450552,0.90109890109890101]
[3,13.6,120,28,99,2.4700000000000002,0.78,200,1,0.91,2.7142857142857144,0.8571428571428571]
[3,5.8,120,28,1,0.92,0.92,280,0,0.92,1,1]
[3,7.7,120,28,50,1.52,0.88,280,1,0.92,1.6521739130434783,0.9565217391304347]
[3,8.3000000000000007,120,28,60,1.73,0.87,280,1,0.92,1.8804347826086956,0.94565217391304346]
[3,8.9,120,28,70,1.95,0.86,280,1,0.92,2.1195652173913042,0.93478260869565211]
[3,10.8,120,28,99,2.56,0.82,280,1,0.92,2.7826086956521738,0.89130434782608692]
[3,9.4,120,29,1,0.9,0.9,120,0,0.9,1,1]
[3,12.9,120,29,50,1.39,0.8,120,1,0.9,1.5444444444444443,0.88888888888888895]
[3,14.3,120,29,60,1.58,0.77,120,1,0.9,1.7555555555555555,0.85555555555555551]
[3,15.6,120,29,70,1.77,0.74,120,1,0.9,1.9666666666666666,0.82222222222222219]
[3,19.600000000000001,120,29,99,2.31,0.67,120,1,0.9,2.5666666666666669,0.74444444444444446]
[3,7,120,29,1,0.94,0.94,200,0,0.94,1,1]
[3,9.6999999999999993,120,29,50,1.56,0.88,200,1,0.94,1.6595744680851066,0.93617021276595747]
[3,10.6,120,29,60,1.77,0.86,200,1,0.94,1.8829787234042554,0.91489361702127658]
[3,11.5,120,29,70,1.99,0.85,200,1,0.94,2.1170212765957448,0.9042553191489362]
[3,14.2,120,29,99,2.62,0.8,200,1,0.94,2.7872340425531918,0.85106382978723416]
[3,5.9,120,29,1,0.96,0.96,280,0,0.96,1,1]
[3,7.9,120,29,50,1.61,0.91,280,1,0.96,1.6770833333333335,0.94791666666666674]
[3,8.6,120,29,60,1.84,0.9,280,1,0.96,1.9166666666666667,0.93750000000000011]
[3,9.3000000000000007,120,29,70,2.06,0.88,280,1,0.96,2.1458333333333335,0.91666666666666674]
[3,11.3,120,29,99,2.72,0.85,280,1,0.96,2.8333333333333335,0.88541666666666663]
[3,9.6999999999999993,120,30,1,0.94,0.94,120,0,0.94,1,1]
[3,13.5,120,30,50,1.47,0.82,120,1,0.94,1.5638297872340425,0.87234042553191493]
[3,14.9,120,30,60,1.67,0.79,120,1,0.94,1.7765957446808511,0.84042553191489366]
[3,16.399999999999999,120,30,70,1.87,0.77,120,1,0.94,1.9893617021276597,0.81914893617021278]
[3,20.5,120,30,99,2.4500000000000002,0.69,120,1,0.94,2.6063829787234045,0.73404255319148937]
[3,7.2,120,30,1,0.98,0.98,200,0,0.98,1,1]
[3,10.1,120,30,50,1.65,0.91,200,1,0.98,1.6836734693877551,0.9285714285714286]
[3,11.1,120,30,60,1.88,0.89,200,1,0.98,1.9183673469387754,0.90816326530612246]
[3,12,120,30,70,2.11,0.87,200,1,0.98,2.1530612244897958,0.88775510204081631]
[3,14.9,120,30,99,2.77,0.83,200,1,0.98,2.8265306122448979,0.84693877551020402]
[3,6,120,30,1,0.99,0.99,280,0,0.99,1,1]
[3,8.1999999999999993,120,30,50,1.71,0.94,280,1,0.99,1.7272727272727273,0.9494949494949495]
[3,9,120,30,60,1.95,0.93,280,1,0.99,1.9696969696969697,0.93939393939393945]
[3,9.6999999999999993,120,30,70,2.19,0.91,280,1,0.99,2.2121212121212119,0.91919191919191923]
[3,11.8,120,30,99,2.88,0.88,280,1,0.99,2.9090909090909092,0.88888888888888895]
[3,9.9,120,31,1,0.97,0.97,120,0,0.97,1,1]
[3,14.1,120,31,50,1.56,0.84,120,1,0.97,1.6082474226804124,0.865979381443299]
[3,15.6,120,31,60,1.77,0.82,120,1,0.97,1.8247422680412373,0.84536082474226804]
[3,17.2,120,31,70,1.98,0.79,120,1,0.97,2.0412371134020617,0.81443298969072175]
[3,21.5,120,31,99,2.59,0.7,120,1,0.97,2.670103092783505,0.72164948453608246]
[3,7.3,120,31,1,1.01,1.01,200,0,1.01,1,1]
[3,10.5,120,31,50,1.75,0.94,200,1,1.01,1.7326732673267327,0.93069306930693063]
[3,11.5,120,31,60,1.99,0.92,200,1,1.01,1.9702970297029703,0.91089108910891092]
[3,12.6,120,31,70,2.23,0.9,200,1,1.01,2.2079207920792081,0.8910891089108911]
[3,15.6,120,31,99,2.93,0.85,200,1,1.01,2.9009900990099009,0.84158415841584155]
[3,6.1,120,31,1,1.03,1.03,280,0,1.03,1,1]
[3,8.6,120,31,50,1.82,0.97,280,1,1.03,1.766990291262136,0.9417475728155339]
[3,9.3000000000000007,120,31,60,2.06,0.95,280,1,1.03,2,0.92233009708737856]
[3,10.1,120,31,70,2.3199999999999998,0.94,280,1,1.03,2.2524271844660193,0.9126213592233009]
[3,12.3,120,31,99,3.04,0.9,280,1,1.03,2.9514563106796117,0.87378640776699024]
[3,10.199999999999999,120,32,1,1,1,120,{"$f":"IF(F982<>G982,1,0)","v":0},1,{"$f":"F982/J982","v":1},1]
[3,14.8,120,32,50,1.65,0.87,120,1,1,1.65,{"$f":"G983/J983","v":0.87}]
[3,16.399999999999999,120,32,60,1.87,0.84,120,1,1,1.87,0.84]
[3,18,120,32,70,2.09,0.81,120,1,{"$f":"IF(F985/G985=1,F985,J984)","v":1},2.09,0.81]
[3,22.5,120,32,99,2.73,0.72,120,1,1,2.73,0.72]
[3,7.5,120,32,1,1.05,1.05,200,0,1.05,1,1]
[3,10.9,120,32,50,1.85,0.96,200,1,1.05,1.7619047619047619,0.91428571428571426]
[3,12,120,32,60,2.1,0.94,200,1,1.05,2,0.89523809523809517]
[3,13.1,120,32,70,2.36,0.93,200,1,1.05,2.2476190476190476,0.88571428571428568]
[3,16.3,120,32,99,3.1,0.87,200,1,1.05,2.9523809523809526,0.82857142857142851]
[3,6.2,120,32,1,1.06,1.06,280,0,1.06,1,1]
[3,8.9,120,32,50,1.92,1,280,1,1.06,1.811320754716981,0.94339622641509424]
[3,9.6999999999999993,120,32,60,2.1800000000000002,0.98,280,1,1.06,2.0566037735849059,0.92452830188679236]
[3,10.5,120,32,70,2.4500000000000002,0.97,280,1,1.06,2.3113207547169812,0.91509433962264142]
[3,12.9,120,32,99,3.22,0.93,280,1,1.06,3.0377358490566038,0.87735849056603776]
[3,7.8,140,20,1,0.67,0.67,120,0,0.67,1,1]
[3,8.6,140,20,50,0.79,0.62,120,1,0.67,1.1791044776119404,0.9253731343283581]
[3,9.5,140,20,60,0.91,0.6,120,1,0.67,1.3582089552238805,0.89552238805970141]
[3,10.4,140,20,70,1.04,0.57999999999999996,120,1,0.67,1.5522388059701493,0.86567164179104461]
[3,13,140,20,99,1.39,0.52,120,1,0.67,2.0746268656716413,0.77611940298507465]
[3,6.1,140,20,1,0.72,0.72,200,0,0.72,1,1]
[3,6.9,140,20,50,0.91,0.68,200,1,0.72,1.2638888888888891,0.94444444444444453]
[3,7.5,140,20,60,1.06,0.67,200,1,0.72,1.4722222222222223,0.93055555555555569]
[3,8.1,140,20,70,1.2,0.66,200,1,0.72,1.6666666666666667,0.91666666666666674]
[3,9.9,140,20,99,1.61,0.62,200,1,0.72,2.2361111111111112,0.86111111111111116]
[3,5.2,140,20,1,0.73,0.73,280,0,0.73,1,1]
[3,5.9,140,20,50,0.96,0.7,280,1,0.73,1.3150684931506849,0.95890410958904104]
[3,6.4,140,20,60,1.1100000000000001,0.7,280,1,0.73,1.5205479452054795,0.95890410958904104]
[3,6.9,140,20,70,1.26,0.69,280,1,0.73,1.726027397260274,0.9452054794520548]
[3,8.1999999999999993,140,20,99,1.7,0.66,280,1,0.73,2.3287671232876712,0.90410958904109595]
[3,8.1,140,21,1,0.71,0.71,120,0,0.71,1,1]
[3,9.1999999999999993,140,21,50,0.86,0.65,120,1,0.71,1.2112676056338028,0.91549295774647899]
[3,10.1,140,21,60,0.99,0.63,120,1,0.71,1.3943661971830987,0.88732394366197187]
[3,11,140,21,70,1.1200000000000001,0.61,120,1,0.71,1.5774647887323945,0.85915492957746487]
[3,13.7,140,21,99,1.5,0.54,120,1,0.71,2.1126760563380285,0.76056338028169024]
[3,6.2,140,21,1,0.76,0.76,200,0,0.76,1,1]
[3,7.3,140,21,50,1,0.72,200,1,0.76,1.3157894736842106,0.94736842105263153]
[3,7.9,140,21,60,1.1499999999999999,0.7,200,1,0.76,1.513157894736842,0.92105263157894735]
[3,8.6,140,21,70,1.3,0.69,200,1,0.76,1.7105263157894737,0.9078947368421052]
[3,10.5,140,21,99,1.74,0.65,200,1,0.76,2.2894736842105261,0.85526315789473684]
[3,5.4,140,21,1,0.77,0.77,280,0,0.77,1,1]
[3,6.2,140,21,50,1.05,0.74,280,1,0.77,1.3636363636363638,0.96103896103896103]
[3,6.7,140,21,60,1.21,0.73,280,1,0.77,1.5714285714285714,0.94805194805194803]
[3,7.2,140,21,70,1.36,0.72,280,1,0.77,1.7662337662337664,0.93506493506493504]
[3,8.6,140,21,99,1.83,0.69,280,1,0.77,2.3766233766233769,0.89610389610389607]
[3,8.4,140,22,1,0.75,0.75,120,0,0.75,1,1]
[3,9.6999999999999993,140,22,50,0.94,0.68,120,1,0.75,1.2533333333333332,0.90666666666666673]
[3,10.7,140,22,60,1.07,0.66,120,1,0.75,1.4266666666666667,0.88]
[3,11.7,140,22,70,1.21,0.63,120,1,0.75,1.6133333333333333,0.84]
[3,14.5,140,22,99,1.61,0.56000000000000005,120,1,0.75,2.1466666666666669,0.7466666666666667]
[3,6.4,140,22,1,0.8,0.8,200,0,0.8,1,1]
[3,7.6,140,22,50,1.08,0.75,200,1,0.8,1.35,0.9375]
[3,8.3000000000000007,140,22,60,1.24,0.74,200,1,0.8,1.5499999999999998,0.92499999999999993]
[3,9,140,22,70,1.4,0.72,200,1,0.8,1.7499999999999998,0.89999999999999991]
[3,11,140,22,99,1.87,0.68,200,1,0.8,2.3374999999999999,0.85]
[3,5.5,140,22,1,0.81,0.81,280,0,0.81,1,1]
[3,6.5,140,22,50,1.1299999999999999,0.78,280,1,0.81,1.3950617283950615,0.96296296296296291]
[3,7,140,22,60,1.3,0.77,280,1,0.81,1.6049382716049383,0.95061728395061729]
[3,7.5,140,22,70,1.47,0.76,280,1,0.81,1.8148148148148147,0.93827160493827155]
[3,9,140,22,99,1.97,0.73,280,1,0.81,2.4320987654320985,0.90123456790123446]
[3,8.6,140,23,1,0.79,0.79,120,0,0.79,1,1]
[3,10.199999999999999,140,23,50,1.01,0.71,120,1,0.79,1.2784810126582278,0.89873417721518978]
[3,11.3,140,23,60,1.1599999999999999,0.68,120,1,0.79,1.4683544303797467,0.86075949367088611]
[3,12.3,140,23,70,1.3,0.66,120,1,0.79,1.6455696202531644,0.83544303797468356]
[3,15.4,140,23,99,1.73,0.59,120,{"$f":"IF(F1046<>G1046,1,0)","v":1},0.79,{"$f":"F1046/J1046","v":2.1898734177215187},0.74683544303797456]
[3,6.6,140,23,1,0.84,0.84,200,0,0.84,1,{"$f":"G1047/J1047","v":1}]
[3,8,140,23,50,1.17,0.79,200,1,0.84,1.3928571428571428,0.94047619047619058]
[3,8.6999999999999993,140,23,60,1.34,0.77,200,1,{"$f":"IF(F1049/G1049=1,F1049,J1048)","v":0.84},1.5952380952380953,0.91666666666666674]
[3,9.5,140,23,70,1.51,0.76,200,1,0.84,1.7976190476190477,0.90476190476190477]
[3,11.6,140,23,99,2,0.71,200,1,0.84,2.3809523809523809,0.84523809523809523]
[3,5.6,140,23,1,0.85,0.85,280,0,0.85,1,1]
[3,6.7,140,23,50,1.23,0.82,280,1,0.85,1.4470588235294117,0.96470588235294119]
[3,7.3,140,23,60,1.41,0.8,280,1,0.85,1.6588235294117646,0.94117647058823539]
[3,7.8,140,23,70,1.58,0.79,280,1,0.85,1.8588235294117648,0.92941176470588238]
[3,9.4,140,23,99,2.11,0.76,280,1,0.85,2.4823529411764707,0.89411764705882357]
[3,8.9,140,24,1,0.83,0.83,120,0,0.83,1,1]
[3,10.8,140,24,50,1.0900000000000001,0.74,120,1,0.83,1.3132530120481929,0.89156626506024095]
[3,11.9,140,24,60,1.24,0.71,120,1,0.83,1.493975903614458,0.85542168674698793]
[3,13,140,24,70,1.4,0.69,120,1,0.83,1.6867469879518071,0.83132530120481929]
[3,16.2,140,24,99,1.85,0.61,120,1,0.83,2.2289156626506026,0.73493975903614461]
[3,6.8,140,24,1,0.88,0.88,200,0,0.88,1,1]
[3,8.4,140,24,50,1.26,0.82,200,1,0.88,1.4318181818181819,0.93181818181818177]
[3,9.1999999999999993,140,24,60,1.44,0.8,200,1,0.88,1.6363636363636362,0.90909090909090917]
[3,9.9,140,24,70,1.62,0.79,200,1,0.88,1.8409090909090911,0.89772727272727282]
[3,12.2,140,24,99,2.14,0.74,200,1,0.88,2.4318181818181821,0.84090909090909094]
[3,5.7,140,24,1,0.9,0.9,280,0,0.9,1,1]
[3,7,140,24,50,1.32,0.85,280,1,0.9,1.4666666666666668,0.94444444444444442]
[3,7.6,140,24,60,1.51,0.84,280,1,0.9,1.6777777777777778,0.93333333333333324]
[3,8.1999999999999993,140,24,70,1.7,0.83,280,1,0.9,1.8888888888888888,0.92222222222222217]
[3,9.9,140,24,99,2.25,0.79,280,1,0.9,2.5,0.87777777777777777]
[3,9.1999999999999993,140,25,1,0.87,0.87,120,0,0.87,1,1]
[3,11.3,140,25,50,1.17,0.77,120,1,0.87,1.3448275862068966,0.88505747126436785]
[3,12.5,140,25,60,1.33,0.74,120,1,0.87,1.5287356321839081,0.85057471264367812]
[3,13.7,140,25,70,1.5,0.71,120,1,0.87,1.7241379310344829,0.81609195402298851]
[3,17.100000000000001,140,25,99,1.97,0.63,120,1,0.87,2.264367816091954,0.72413793103448276]
[3,6.9,140,25,1,0.92,0.92,200,0,0.92,1,1]
[3,8.8000000000000007,140,25,50,1.35,0.85,200,1,0.92,1.4673913043478262,0.92391304347826075]
[3,9.6,140,25,60,1.54,0.84,200,1,0.92,1.6739130434782608,0.91304347826086951]
[3,10.4,140,25,70,1.73,0.82,200,1,0.92,1.8804347826086956,0.89130434782608692]
[3,12.8,140,25,99,2.29,0.77,200,1,0.92,2.4891304347826084,0.83695652173913038]
[3,5.9,140,25,1,0.94,0.94,280,0,0.94,1,1]
[3,7.3,140,25,50,1.41,0.89,280,1,0.94,1.5,0.94680851063829796]
[3,7.9,140,25,60,1.62,0.87,280,1,0.94,1.7234042553191491,0.92553191489361708]
[3,8.6,140,25,70,1.82,0.86,280,1,0.94,1.9361702127659577,0.91489361702127658]
[3,10.4,140,25,99,2.4,0.82,280,1,0.94,2.5531914893617023,0.87234042553191493]
[3,9.4,140,26,1,0.9,0.9,120,0,0.9,1,1]
[3,11.9,140,26,50,1.25,0.8,120,1,0.9,1.3888888888888888,0.88888888888888895]
[3,13.2,140,26,60,1.42,0.77,120,1,0.9,1.5777777777777777,0.85555555555555551]
[3,14.4,140,26,70,1.6,0.74,120,1,0.9,1.7777777777777779,0.82222222222222219]
[3,18,140,26,99,2.1,0.65,120,1,0.9,2.3333333333333335,0.72222222222222221]
[3,7.1,140,26,1,0.96,0.96,200,0,0.96,1,1]
[3,9.1999999999999993,140,26,50,1.44,0.89,200,1,0.96,1.5,0.92708333333333337]
[3,10.1,140,26,60,1.64,0.87,200,1,0.96,1.7083333333333333,0.90625]
[3,10.9,140,26,70,1.85,0.85,200,1,0.96,1.9270833333333335,0.88541666666666663]
[3,13.5,140,26,99,2.44,0.8,200,1,0.96,2.5416666666666665,0.83333333333333337]
[3,6,140,26,1,0.98,0.98,280,0,0.98,1,1]
[3,7.6,140,26,50,1.51,0.92,280,1,0.98,1.5408163265306123,0.93877551020408168]
[3,8.3000000000000007,140,26,60,1.73,0.91,280,1,0.98,1.7653061224489797,0.9285714285714286]
[3,8.9,140,26,70,1.94,0.9,280,1,0.98,1.9795918367346939,0.91836734693877553]
[3,10.8,140,26,99,2.56,0.86,280,1,0.98,2.6122448979591839,0.87755102040816324]
[3,9.6999999999999993,140,27,1,0.94,0.94,120,0,0.94,1,1]
[3,12.5,140,27,50,1.33,0.82,120,1,0.94,1.4148936170212767,0.87234042553191493]
[3,13.8,140,27,60,1.52,0.79,120,1,0.94,1.6170212765957448,0.84042553191489366]
[3,15.2,140,27,70,1.7,0.76,120,1,0.94,1.8085106382978724,0.8085106382978724]
[3,19,140,27,99,2.23,0.67,120,1,0.94,2.3723404255319149,0.7127659574468086]
[3,7.3,140,27,1,1,1,200,0,1,1,1]
[3,9.6,140,27,50,1.54,0.92,200,1,1,1.54,0.92]
[3,10.5,140,27,60,1.75,0.9,200,1,1,1.75,0.9]
[3,11.4,140,27,70,1.97,0.88,200,{"$f":"IF(F1110<>G1110,1,0)","v":1},1,{"$f":"F1110/J1110","v":1.97},0.88]
[3,14.1,140,27,99,2.6,0.83,200,1,1,2.6,{"$f":"G1111/J1111","v":0.83}]
[3,6.1,140,27,1,1.02,1.02,280,0,1.02,1,1]
[3,7.9,140,27,50,1.62,0.96,280,1,{"$f":"IF(F1113/G1113=1,F1113,J1112)","v":1.02},1.5882352941176472,0.94117647058823528]
[3,8.6,140,27,60,1.84,0.94,280,1,1.02,1.803921568627451,0.92156862745098034]
[3,9.3000000000000007,140,27,70,2.0699999999999998,0.93,280,1,1.02,2.0294117647058822,0.91176470588235292]
[3,11.3,140,27,99,2.73,0.89,280,1,1.02,2.6764705882352939,0.87254901960784315]
[3,10,140,28,1,0.98,0.98,120,0,0.98,1,1]
[3,13.1,140,28,50,1.42,0.85,120,1,0.98,1.4489795918367347,0.86734693877551017]
[3,14.5,140,28,60,1.62,0.82,120,1,0.98,1.653061224489796,0.83673469387755095]
[3,15.9,140,28,70,1.81,0.78,120,1,0.98,1.8469387755102042,0.79591836734693877]
[3,19.899999999999999,140,28,99,2.36,0.69,120,1,0.98,2.4081632653061225,0.70408163265306123]
[3,7.4,140,28,1,1.03,1.03,200,0,1.03,1,1]
[3,10,140,28,50,1.64,0.95,200,1,1.03,1.5922330097087378,0.92233009708737856]
[3,11,140,28,60,1.87,0.93,200,1,1.03,1.8155339805825244,0.90291262135922334]
[3,12,140,28,70,2.09,0.91,200,1,1.03,2.029126213592233,0.88349514563106801]
[3,14.8,140,28,99,2.76,0.85,200,1,1.03,2.6796116504854366,0.82524271844660191]
[3,6.2,140,28,1,1.05,1.05,280,0,1.05,1,1]
[3,8.3000000000000007,140,28,50,1.72,0.99,280,1,1.05,1.638095238095238,0.94285714285714284]
[3,9,140,28,60,1.96,0.98,280,1,1.05,1.8666666666666665,0.93333333333333324]
[3,9.6999999999999993,140,28,70,2.2000000000000002,0.96,280,1,1.05,2.0952380952380953,0.91428571428571426]
[3,11.9,140,28,99,2.9,0.92,280,1,1.05,2.7619047619047619,0.87619047619047619]
[3,10.3,140,29,1,1.02,1.02,120,0,1.02,1,1]
[3,13.8,140,29,50,1.51,0.88,120,1,1.02,1.4803921568627452,0.86274509803921573]
[3,15.3,140,29,60,1.72,0.84,120,1,1.02,1.6862745098039216,0.82352941176470584]
[3,16.7,140,29,70,1.92,0.81,120,1,1.02,1.8823529411764706,0.79411764705882359]
[3,20.9,140,29,99,2.5,0.7,120,1,1.02,2.4509803921568629,0.68627450980392146]
[3,7.6,140,29,1,1.07,1.07,200,0,1.07,1,1]
[3,10.5,140,29,50,1.74,0.98,200,1,1.07,1.6261682242990654,0.9158878504672896]
[3,11.5,140,29,60,1.98,0.96,200,1,1.07,1.8504672897196262,0.89719626168224287]
[3,12.5,140,29,70,2.2200000000000002,0.94,200,1,1.07,2.0747663551401869,0.87850467289719614]
[3,15.5,140,29,99,2.92,0.88,200,1,1.07,2.7289719626168223,0.82242990654205606]
[3,6.3,140,29,1,1.0900000000000001,1.0900000000000001,280,0,1.0900000000000001,1,1]
[3,8.6,140,29,50,1.83,1.03,280,1,1.0900000000000001,1.6788990825688073,0.94495412844036697]
[3,9.4,140,29,60,2.08,1.01,280,1,1.0900000000000001,1.9082568807339448,0.92660550458715585]
[3,10.1,140,29,70,2.33,0.99,280,1,1.0900000000000001,2.1376146788990824,0.90825688073394484]
[3,12.4,140,29,99,3.07,0.95,280,1,1.0900000000000001,2.8165137614678897,0.87155963302752282]
[3,10.5,140,30,1,1.05,1.05,120,0,1.05,1,1]
[3,14.4,140,30,50,1.6,0.9,120,1,1.05,1.5238095238095237,0.8571428571428571]
[3,16,140,30,60,1.82,0.86,120,1,1.05,1.7333333333333334,0.81904761904761902]
[3,17.5,140,30,70,2.0299999999999998,0.83,120,1,1.05,1.9333333333333331,0.79047619047619044]
[3,22,140,30,99,2.65,0.72,120,1,1.05,2.5238095238095237,0.68571428571428561]
[3,7.8,140,30,1,1.1100000000000001,1.1100000000000001,200,0,1.1100000000000001,1,1]
[3,10.9,140,30,50,1.85,1.02,200,1,1.1100000000000001,1.6666666666666665,0.91891891891891886]
[3,12,140,30,60,2.1,0.99,200,1,1.1100000000000001,1.8918918918918919,0.89189189189189177]
[3,13.1,140,30,70,2.36,0.97,200,1,1.1100000000000001,2.1261261261261257,0.87387387387387372]
[3,16.3,140,30,99,3.1,0.9,200,1,1.1100000000000001,2.7927927927927927,0.81081081081081074]
[3,6.5,140,30,1,1.1299999999999999,1.1299999999999999,280,0,1.1299999999999999,1,1]
[3,8.9,140,30,50,1.94,1.06,280,1,1.1299999999999999,1.7168141592920354,0.93805309734513287]
[3,9.8000000000000007,140,30,60,2.21,1.04,280,1,1.1299999999999999,1.9557522123893807,0.92035398230088505]
[3,10.6,140,30,70,2.4700000000000002,1.03,280,1,1.1299999999999999,2.1858407079646023,0.91150442477876115]
[3,13,140,30,99,3.25,0.98,280,1,1.1299999999999999,2.8761061946902657,0.86725663716814161]
[3,10.8,140,31,1,1.0900000000000001,1.0900000000000001,120,0,1.0900000000000001,1,1]
[3,15.1,140,31,50,1.69,0.93,120,1,1.0900000000000001,1.5504587155963301,0.85321100917431192]
[3,16.8,140,31,60,1.92,0.89,120,1,1.0900000000000001,1.7614678899082568,0.8165137614678899]
[3,18.399999999999999,140,31,70,2.15,0.85,120,1,1.0900000000000001,1.9724770642201832,0.77981651376146777]
[3,23,140,31,99,2.79,0.73,120,1,1.0900000000000001,2.5596330275229358,0.66972477064220182]
[3,7.9,140,31,1,1.1499999999999999,1.1499999999999999,200,0,1.1499999999999999,1,1]
[3,11.4,140,31,50,1.96,1.05,200,1,1.1499999999999999,1.7043478260869567,0.91304347826086962]
[3,12.5,140,31,60,2.2200000000000002,1.02,200,1,1.1499999999999999,1.9304347826086961,0.88695652173913053]
[3,13.7,140,31,70,2.5,1,200,1,1.1499999999999999,2.1739130434782612,0.86956521739130443]
[3,17.100000000000001,140,31,99,3.28,0.93,200,1,1.1499999999999999,2.8521739130434782,0.80869565217391315]
[3,6.6,140,31,1,1.17,1.17,280,0,1.17,1,1]
[3,9.3000000000000007,140,31,50,2.0499999999999998,1.0900000000000001,280,1,1.17,1.7521367521367521,0.93162393162393176]
[3,10.1,140,31,60,2.34,1.07,280,{"$f":"IF(F1174<>G1174,1,0)","v":1},1.17,{"$f":"F1174/J1174","v":2},0.91452991452991461]
[3,11,140,31,70,2.62,1.06,280,1,1.17,2.2393162393162394,{"$f":"G1175/J1175","v":0.90598290598290609}]
[3,13.6,140,31,99,3.44,1,280,1,1.17,2.9401709401709404,0.85470085470085477]
[3,11,140,32,1,1.1299999999999999,1.1299999999999999,120,0,{"$f":"IF(F1177/G1177=1,F1177,J1176)","v":1.1299999999999999},1,1]
[3,15.8,140,32,50,1.79,0.95,120,1,1.1299999999999999,1.5840707964601772,0.84070796460177]
[3,17.5,140,32,60,2.0299999999999998,0.91,120,1,1.1299999999999999,1.7964601769911503,0.80530973451327448]
[3,19.3,140,32,70,2.27,0.87,120,1,1.1299999999999999,2.0088495575221241,0.76991150442477885]
[3,24.1,140,32,99,2.95,0.75,120,1,1.1299999999999999,2.610619469026549,0.66371681415929207]
[3,8.1,140,32,1,1.19,1.19,200,0,1.19,1,1]
[3,11.9,140,32,50,2.0699999999999998,1.08,200,1,1.19,1.7394957983193278,0.90756302521008414]
[3,13.1,140,32,60,2.36,1.05,200,1,1.19,1.9831932773109244,0.88235294117647067]
[3,14.3,140,32,70,2.64,1.03,200,1,1.19,2.2184873949579833,0.86554621848739499]
[3,17.899999999999999,140,32,99,3.46,0.95,200,1,1.19,2.9075630252100839,0.79831932773109249]
[3,6.7,140,32,1,1.21,1.21,280,0,1.21,1,1]
[3,9.6,140,32,50,2.17,1.1299999999999999,280,1,1.21,1.7933884297520661,0.93388429752066104]
[3,10.6,140,32,60,2.4700000000000002,1.1100000000000001,280,1,1.21,2.0413223140495869,0.9173553719008265]
[3,11.5,140,32,70,2.77,1.0900000000000001,280,1,1.21,2.2892561983471076,0.90082644628099184]
[3,14.2,140,32,99,3.64,1.03,280,1,1.21,3.0082644628099175,0.85123966942148765]
[3,8.3000000000000007,160,20,1,0.74,0.74,120,0,0.74,1,1]
[3,9,160,20,50,0.85,0.68,120,1,0.74,1.1486486486486487,0.91891891891891897]
[3,10,160,20,60,0.98,0.65,120,1,0.74,1.3243243243243243,0.8783783783783784]
[3,10.9,160,20,70,1.1100000000000001,0.62,120,1,0.74,1.5000000000000002,0.83783783783783783]
[3,13.6,160,20,99,1.49,0.54,120,1,0.74,2.0135135135135136,0.72972972972972983]
[3,6.4,160,20,1,0.8,0.8,200,0,0.8,1,1]
[3,7.3,160,20,50,1,0.75,200,1,0.8,1.25,0.9375]
[3,7.9,160,20,60,1.1499999999999999,0.74,200,1,0.8,1.4374999999999998,0.92499999999999993]
[3,8.6,160,20,70,1.31,0.72,200,1,0.8,1.6375,0.89999999999999991]
[3,10.6,160,20,99,1.77,0.67,200,1,0.8,2.2124999999999999,0.83750000000000002]
[3,5.5,160,20,1,0.82,0.82,280,0,0.82,1,1]
[3,6.2,160,20,50,1.06,0.78,280,1,0.82,1.2926829268292683,0.95121951219512202]
[3,6.8,160,20,60,1.23,0.77,280,1,0.82,1.5,0.9390243902439025]
[3,7.3,160,20,70,1.39,0.76,280,1,0.82,1.6951219512195121,0.92682926829268297]
[3,8.6999999999999993,160,20,99,1.87,0.72,280,1,0.82,2.280487804878049,0.87804878048780488]
[3,8.6,160,21,1,0.78,0.78,120,0,0.78,1,1]
[3,9.6,160,21,50,0.92,0.71,120,1,0.78,1.1794871794871795,0.91025641025641013]
[3,10.6,160,21,60,1.06,0.68,120,1,0.78,1.358974358974359,0.87179487179487181]
[3,11.6,160,21,70,1.2,0.65,120,1,0.78,1.5384615384615383,0.83333333333333337]
[3,14.4,160,21,99,1.6,0.56999999999999995,120,1,0.78,2.0512820512820515,0.73076923076923073]
[3,6.6,160,21,1,0.84,0.84,200,0,0.84,1,1]
[3,7.7,160,21,50,1.0900000000000001,0.79,200,1,0.84,1.2976190476190477,0.94047619047619058]
[3,8.4,160,21,60,1.25,0.77,200,1,0.84,1.4880952380952381,0.91666666666666674]
[3,9.1,160,21,70,1.42,0.75,200,1,0.84,1.6904761904761905,0.8928571428571429]
[3,11.2,160,21,99,1.9,0.7,200,1,0.84,2.2619047619047619,0.83333333333333326]
[3,5.6,160,21,1,0.86,0.86,280,0,0.86,1,1]
[3,6.5,160,21,50,1.1599999999999999,0.82,280,1,0.86,1.3488372093023255,0.95348837209302317]
[3,7.1,160,21,60,1.33,0.81,280,1,0.86,1.5465116279069768,0.94186046511627919]
[3,7.6,160,21,70,1.51,0.8,280,1,0.86,1.7558139534883721,0.93023255813953498]
[3,9.1999999999999993,160,21,99,2.02,0.76,280,1,0.86,2.3488372093023258,0.88372093023255816]
[3,8.9,160,22,1,0.83,0.83,120,0,0.83,1,1]
[3,10.1,160,22,50,1,0.74,120,1,0.83,1.2048192771084338,0.89156626506024095]
[3,11.2,160,22,60,1.1499999999999999,0.71,120,1,0.83,1.3855421686746987,0.85542168674698793]
[3,12.3,160,22,70,1.3,0.68,120,1,0.83,1.566265060240964,0.81927710843373502]
[3,15.3,160,22,99,1.72,0.59,120,1,0.83,2.072289156626506,0.71084337349397586]
[3,6.8,160,22,1,0.89,0.89,200,0,0.89,1,1]
[3,8.1,160,22,50,1.18,0.83,200,1,0.89,1.3258426966292134,0.93258426966292129]
[3,8.8000000000000007,160,22,60,1.36,0.81,200,1,0.89,1.5280898876404496,0.9101123595505618]
[3,9.6,160,22,70,1.53,0.79,200,1,0.89,1.7191011235955056,0.88764044943820231]
[3,11.8,160,22,99,2.04,0.74,200,1,0.89,2.292134831460674,0.8314606741573034]
[3,5.8,160,22,1,0.91,0.91,280,0,0.91,1,1]
[3,6.8,160,22,50,1.25,0.87,280,1,0.91,1.3736263736263736,0.95604395604395598]
[3,7.4,160,22,60,1.44,0.85,280,1,0.91,1.5824175824175823,0.93406593406593397]
[3,8,160,22,70,1.63,0.84,280,1,0.91,1.7912087912087911,0.92307692307692302]
[3,9.6,160,22,99,2.17,0.79,280,1,0.91,2.3846153846153846,0.86813186813186816]
[3,9.1999999999999993,160,23,1,0.87,0.87,120,0,0.87,1,1]
[3,10.7,160,23,50,1.08,0.77,120,{"$f":"IF(F1238<>G1238,1,0)","v":1},0.87,{"$f":"F1238/J1238","v":1.2413793103448276},0.88505747126436785]
[3,11.8,160,23,60,1.24,0.74,120,1,0.87,1.4252873563218391,{"$f":"G1239/J1239","v":0.85057471264367812}]
[3,13,160,23,70,1.39,0.71,120,1,0.87,1.5977011494252873,0.81609195402298851]
[3,16.2,160,23,99,1.84,0.61,120,1,{"$f":"IF(F1241/G1241=1,F1241,J1240)","v":0.87},2.1149425287356323,0.70114942528735635]
[3,7,160,23,1,0.93,0.93,200,0,0.93,1,1]
[3,8.5,160,23,50,1.28,0.87,200,1,0.93,1.3763440860215053,0.93548387096774188]
[3,9.3000000000000007,160,23,60,1.46,0.85,200,1,0.93,1.5698924731182795,0.91397849462365588]
[3,10.1,160,23,70,1.65,0.83,200,1,0.93,1.7741935483870965,0.89247311827956977]
[3,12.4,160,23,99,2.19,0.77,200,1,0.93,2.354838709677419,0.82795698924731176]
[3,5.9,160,23,1,0.95,0.95,280,0,0.95,1,1]
[3,7.1,160,23,50,1.35,0.91,280,1,0.95,1.4210526315789476,0.95789473684210535]
[3,7.8,160,23,60,1.55,0.89,280,1,0.95,1.6315789473684212,0.93684210526315792]
[3,8.4,160,23,70,1.75,0.88,280,1,0.95,1.8421052631578949,0.9263157894736842]
[3,10.1,160,23,99,2.33,0.83,280,1,0.95,2.4526315789473685,0.87368421052631584]
[3,9.5,160,24,1,0.91,0.91,120,0,0.91,1,1]
[3,11.3,160,24,50,1.1599999999999999,0.8,120,1,0.91,1.2747252747252746,0.87912087912087911]
[3,12.5,160,24,60,1.33,0.77,120,1,0.91,1.4615384615384617,0.84615384615384615]
[3,13.7,160,24,70,1.49,0.73,120,1,0.91,1.6373626373626373,0.80219780219780212]
[3,17.100000000000001,160,24,99,1.97,0.63,120,1,0.91,2.1648351648351647,0.69230769230769229]
[3,7.2,160,24,1,0.98,0.98,200,0,0.98,1,1]
[3,8.9,160,24,50,1.37,0.9,200,1,0.98,1.3979591836734695,0.91836734693877553]
[3,9.6999999999999993,160,24,60,1.57,0.88,200,1,0.98,1.6020408163265307,0.89795918367346939]
[3,10.6,160,24,70,1.77,0.86,200,1,0.98,1.806122448979592,0.87755102040816324]
[3,13.1,160,24,99,2.35,0.8,200,1,0.98,2.3979591836734695,0.81632653061224492]
[3,6.1,160,24,1,1,1,280,0,1,1,1]
[3,7.5,160,24,50,1.46,0.94,280,1,1,1.46,0.94]
[3,8.1,160,24,60,1.67,0.93,280,1,1,1.67,0.93]
[3,8.6999999999999993,160,24,70,1.88,0.91,280,1,1,1.88,0.91]
[3,10.6,160,24,99,2.4900000000000002,0.86,280,1,1,2.4900000000000002,0.86]
[3,9.8000000000000007,160,25,1,0.95,0.95,120,0,0.95,1,1]
[3,11.9,160,25,50,1.25,0.83,120,1,0.95,1.3157894736842106,0.87368421052631584]
[3,13.2,160,25,60,1.42,0.8,120,1,0.95,1.4947368421052631,0.8421052631578948]
[3,14.4,160,25,70,1.6,0.76,120,1,0.95,1.6842105263157896,0.8]
[3,18,160,25,99,2.1,0.66,120,1,0.95,2.2105263157894739,0.69473684210526321]
[3,7.4,160,25,1,1.02,1.02,200,0,1.02,1,1]
[3,9.3000000000000007,160,25,50,1.47,0.94,200,1,1.02,1.4411764705882353,0.92156862745098034]
[3,10.199999999999999,160,25,60,1.68,0.92,200,1,1.02,1.6470588235294117,0.90196078431372551]
[3,11.1,160,25,70,1.89,0.89,200,1,1.02,1.8529411764705881,0.87254901960784315]
[3,13.7,160,25,99,2.5,0.83,200,1,1.02,2.4509803921568629,0.81372549019607843]
[3,6.2,160,25,1,1.05,1.05,280,0,1.05,1,1]
[3,7.8,160,25,50,1.56,0.98,280,1,1.05,1.4857142857142858,0.93333333333333324]
[3,8.5,160,25,60,1.79,0.97,280,1,1.05,1.7047619047619047,0.92380952380952375]
[3,9.1999999999999993,160,25,70,2.0099999999999998,0.95,280,1,1.05,1.9142857142857139,0.90476190476190466]
[3,11.1,160,25,99,2.66,0.9,280,1,1.05,2.5333333333333332,0.8571428571428571]
[3,10.1,160,26,1,0.99,0.99,120,0,0.99,1,1]
[3,12.5,160,26,50,1.33,0.86,120,1,0.99,1.3434343434343434,0.86868686868686873]
[3,13.9,160,26,60,1.52,0.82,120,1,0.99,1.5353535353535355,0.82828282828282829]
[3,15.2,160,26,70,1.7,0.79,120,1,0.99,1.7171717171717171,0.79797979797979801]
[3,19,160,26,99,2.23,0.68,120,1,0.99,2.2525252525252526,0.68686868686868696]
[3,7.6,160,26,1,1.06,1.06,200,0,1.06,1,1]
[3,9.8000000000000007,160,26,50,1.58,0.98,200,1,1.06,1.4905660377358489,0.92452830188679236]
[3,10.7,160,26,60,1.8,0.95,200,1,1.06,1.6981132075471699,0.89622641509433953]
[3,11.7,160,26,70,2.02,0.93,200,1,1.06,1.9056603773584906,0.87735849056603776]
[3,14.4,160,26,99,2.67,0.86,200,1,1.06,2.5188679245283017,0.81132075471698106]
[3,6.3,160,26,1,1.0900000000000001,1.0900000000000001,280,0,1.0900000000000001,1,1]
[3,8.1,160,26,50,1.67,1.02,280,1,1.0900000000000001,1.5321100917431192,0.93577981651376141]
[3,8.8000000000000007,160,26,60,1.91,1,280,1,1.0900000000000001,1.7522935779816511,0.9174311926605504]
[3,9.6,160,26,70,2.15,0.99,280,1,1.0900000000000001,1.9724770642201832,0.90825688073394484]
[3,11.7,160,26,99,2.83,0.93,280,1,1.0900000000000001,2.5963302752293576,0.85321100917431192]
[3,10.4,160,27,1,1.03,1.03,120,0,1.03,1,1]
[3,13.2,160,27,50,1.43,0.89,120,1,1.03,1.3883495145631066,0.86407766990291257]
[3,14.6,160,27,60,1.62,0.85,120,1,1.03,1.5728155339805825,0.82524271844660191]
[3,16,160,27,70,1.81,0.81,120,1,1.03,1.7572815533980584,0.78640776699029125]
[3,20,160,27,99,2.37,0.69,120,1,1.03,2.3009708737864076,0.66990291262135915]
[3,7.7,160,27,1,1.1100000000000001,1.1100000000000001,200,{"$f":"IF(F1302<>G1302,1,0)","v":0},1.1100000000000001,{"$f":"F1302/J1302","v":1},1]
[3,10.199999999999999,160,27,50,1.68,1.01,200,1,1.1100000000000001,1.5135135135135134,{"$f":"G1303/J1303","v":0.90990990990990983}]
[3,11.2,160,27,60,1.92,0.99,200,1,1.1100000000000001,1.7297297297297296,0.89189189189189177]
[3,12.2,160,27,70,2.15,0.96,200,1,{"$f":"IF(F1305/G1305=1,F1305,J1304)","v":1.1100000000000001},1.9369369369369367,0.8648648648648648]
[3,15.2,160,27,99,2.84,0.89,200,1,1.1100000000000001,2.5585585585585582,0.80180180180180172]
[3,6.5,160,27,1,1.1399999999999999,1.1399999999999999,280,0,1.1399999999999999,1,1]
[3,8.5,160,27,50,1.79,1.06,280,1,1.1399999999999999,1.5701754385964914,0.92982456140350889]
[3,9.1999999999999993,160,27,60,2.04,1.04,280,1,1.1399999999999999,1.7894736842105265,0.91228070175438603]
[3,10,160,27,70,2.29,1.02,280,1,1.1399999999999999,2.0087719298245617,0.89473684210526327]
[3,12.2,160,27,99,3.02,0.97,280,1,1.1399999999999999,2.6491228070175441,0.85087719298245623]
[3,10.7,160,28,1,1.08,1.08,120,0,1.08,1,1]
[3,13.8,160,28,50,1.52,0.92,120,1,1.08,1.4074074074074074,0.85185185185185186]
[3,15.3,160,28,60,1.72,0.88,120,1,1.08,1.5925925925925926,0.81481481481481477]
[3,16.8,160,28,70,1.93,0.83,120,1,1.08,1.7870370370370368,0.76851851851851838]
[3,21,160,28,99,2.5099999999999998,0.71,120,1,1.08,2.3240740740740735,0.65740740740740733]
[3,7.9,160,28,1,1.1499999999999999,1.1499999999999999,200,0,1.1499999999999999,1,1]
[3,10.7,160,28,50,1.8,1.05,200,1,1.1499999999999999,1.5652173913043479,0.91304347826086962]
[3,11.8,160,28,60,2.04,1.02,200,1,1.1499999999999999,1.7739130434782611,0.88695652173913053]
[3,12.8,160,28,70,2.29,0.99,200,1,1.1499999999999999,1.9913043478260872,0.86086956521739133]
[3,15.9,160,28,99,3.01,0.91,200,1,1.1499999999999999,2.6173913043478261,0.79130434782608705]
[3,6.6,160,28,1,1.18,1.18,280,0,1.18,1,1]
[3,8.8000000000000007,160,28,50,1.9,1.1000000000000001,280,1,1.18,1.6101694915254237,0.93220338983050854]
[3,9.6,160,28,60,2.17,1.08,280,1,1.18,1.8389830508474576,0.91525423728813571]
[3,10.4,160,28,70,2.4300000000000002,1.06,280,1,1.18,2.0593220338983054,0.89830508474576276]
[3,12.8,160,28,99,3.2,1,280,1,1.18,2.7118644067796613,0.84745762711864414]
[3,11,160,29,1,1.1200000000000001,1.1200000000000001,120,0,1.1200000000000001,1,1]
[3,14.5,160,29,50,1.61,0.95,120,1,1.1200000000000001,1.4375,0.84821428571428559]
[3,16.100000000000001,160,29,60,1.83,0.9,120,1,1.1200000000000001,1.6339285714285714,0.80357142857142849]
[3,17.600000000000001,160,29,70,2.04,0.86,120,1,1.1200000000000001,1.8214285714285714,0.76785714285714279]
[3,22,160,29,99,2.65,0.73,120,1,1.1200000000000001,2.3660714285714284,0.65178571428571419]
[3,8.1,160,29,1,1.2,1.2,200,0,1.2,1,1]
[3,11.2,160,29,50,1.91,1.08,200,1,1.2,1.5916666666666666,0.90000000000000013]
[3,12.3,160,29,60,2.17,1.05,200,1,1.2,1.8083333333333333,0.87500000000000011]
[3,13.4,160,29,70,2.4300000000000002,1.02,200,1,1.2,2.0250000000000004,0.85000000000000009]
[3,16.7,160,29,99,3.19,0.94,200,1,1.2,2.6583333333333332,0.78333333333333333]
[3,6.7,160,29,1,1.22,1.22,280,0,1.22,1,1]
[3,9.1999999999999993,160,29,50,2.02,1.1399999999999999,280,1,1.22,1.6557377049180328,0.93442622950819665]
[3,10,160,29,60,2.2999999999999998,1.1100000000000001,280,1,1.22,1.8852459016393441,0.90983606557377061]
[3,10.9,160,29,70,2.58,1.0900000000000001,280,1,1.22,2.1147540983606556,0.89344262295081978]
[3,13.4,160,29,99,3.4,1.03,280,1,1.22,2.7868852459016393,0.84426229508196726]
[3,11.3,160,30,1,1.1599999999999999,1.1599999999999999,120,0,1.1599999999999999,1,1]
[3,15.2,160,30,50,1.71,0.97,120,1,1.1599999999999999,1.4741379310344829,0.8362068965517242]
[3,16.899999999999999,160,30,60,1.94,0.93,120,1,1.1599999999999999,1.6724137931034484,0.80172413793103459]
[3,18.5,160,30,70,2.16,0.88,120,1,1.1599999999999999,1.8620689655172415,0.75862068965517249]
[3,23.1,160,30,99,2.8,0.74,120,1,1.1599999999999999,2.4137931034482758,0.63793103448275867]
[3,8.3000000000000007,160,30,1,1.24,1.24,200,0,1.24,1,1]
[3,11.7,160,30,50,2.02,1.1100000000000001,200,1,1.24,1.6290322580645162,0.89516129032258074]
[3,12.9,160,30,60,2.2999999999999998,1.08,200,1,1.24,1.8548387096774193,0.87096774193548399]
[3,14.1,160,30,70,2.58,1.05,200,1,1.24,2.0806451612903225,0.84677419354838712]
[3,17.5,160,30,99,3.38,0.97,200,1,1.24,2.725806451612903,0.782258064516129]
[3,6.9,160,30,1,1.27,1.27,280,0,1.27,1,1]
[3,9.6,160,30,50,2.14,1.17,280,1,1.27,1.6850393700787403,0.92125984251968496]
[3,10.5,160,30,60,2.44,1.1499999999999999,280,1,1.27,1.921259842519685,0.90551181102362199]
[3,11.4,160,30,70,2.74,1.1299999999999999,280,1,1.27,2.1574803149606301,0.88976377952755892]
[3,14,160,30,99,3.6,1.06,280,1,1.27,2.8346456692913384,0.83464566929133865]
[3,11.6,160,31,1,1.2,1.2,120,0,1.2,1,1]
[3,15.9,160,31,50,1.81,1,120,1,1.2,1.5083333333333335,0.83333333333333337]
[3,17.7,160,31,60,2.0499999999999998,0.95,120,1,1.2,1.7083333333333333,0.79166666666666663]
[3,19.399999999999999,160,31,70,2.29,0.9,120,1,1.2,1.9083333333333334,0.75]
[3,24.2,160,31,99,2.96,0.75,120,1,1.2,2.4666666666666668,0.625]
[3,8.5,160,31,1,1.28,1.28,200,0,1.28,1,1]
[3,12.2,160,31,50,2.14,1.1499999999999999,200,1,1.28,1.671875,0.89843749999999989]
[3,13.5,160,31,60,2.44,1.1200000000000001,200,1,1.28,1.90625,0.87500000000000011]
[3,14.7,160,31,70,2.73,1.08,200,1,1.28,2.1328125,0.84375]
[3,18.399999999999999,160,31,99,3.58,0.99,200,{"$f":"IF(F1366<>G1366,1,0)","v":1},1.28,{"$f":"F1366/J1366","v":2.796875},0.7734375]
[3,7,160,31,1,1.31,1.31,280,0,1.31,1,{"$f":"G1367/J1367","v":1}]
[3,10,160,31,50,2.27,1.21,280,1,1.31,1.7328244274809159,0.92366412213740456]
[3,10.9,160,31,60,2.59,1.18,280,1,{"$f":"IF(F1369/G1369=1,F1369,J1368)","v":1.31},1.9770992366412212,0.9007633587786259]
[3,11.9,160,31,70,2.9,1.1599999999999999,280,1,1.31,2.2137404580152671,0.88549618320610679]
[3,14.7,160,31,99,3.81,1.0900000000000001,280,1,1.31,2.9083969465648853,0.83206106870229013]
[3,11.9,160,32,1,1.24,1.24,120,0,1.24,1,1]
[3,16.7,160,32,50,1.91,1.02,120,1,1.24,1.5403225806451613,0.82258064516129037]
[3,18.5,160,32,60,2.16,0.97,120,1,1.24,1.741935483870968,0.782258064516129]
[3,20.3,160,32,70,2.42,0.92,120,1,1.24,1.9516129032258065,0.74193548387096775]
[3,25.3,160,32,99,3.11,0.76,120,1,1.24,2.508064516129032,0.61290322580645162]
[3,8.6999999999999993,160,32,1,1.32,1.32,200,0,1.32,1,1]
[3,12.7,160,32,50,2.27,1.18,200,1,1.32,1.7196969696969697,0.89393939393939381]
[3,14,160,32,60,2.58,1.1499999999999999,200,1,1.32,1.9545454545454546,0.8712121212121211]
[3,15.4,160,32,70,2.89,1.1100000000000001,200,1,1.32,2.1893939393939394,0.84090909090909094]
[3,19.2,160,32,99,3.79,1.01,200,1,1.32,2.8712121212121211,0.76515151515151514]
[3,7.1,160,32,1,1.36,1.36,280,0,1.36,1,1]
[3,10.4,160,32,50,2.4,1.24,280,1,1.36,1.7647058823529409,0.91176470588235292]
[3,11.4,160,32,60,2.73,1.22,280,1,1.36,2.0073529411764706,0.89705882352941169]
[3,12.4,160,32,70,3.06,1.19,280,1,1.36,2.25,0.87499999999999989]
[3,15.3,160,32,99,4.03,1.1200000000000001,280,1,1.36,2.9632352941176472,0.82352941176470595]
[3,8.6999999999999993,180,20,1,0.8,0.8,120,0,0.8,1,1]
[3,9.4,180,20,50,0.89,0.73,120,1,0.8,1.1125,0.91249999999999998]
[3,10.4,180,20,60,1.03,0.69,120,1,0.8,1.2874999999999999,0.86249999999999993]
[3,11.3,180,20,70,1.17,0.66,120,1,0.8,1.4624999999999999,0.82499999999999996]
[3,14.2,180,20,99,1.56,0.56000000000000005,120,1,0.8,1.95,0.70000000000000007]
[3,6.7,180,20,1,0.87,0.87,200,0,0.87,1,1]
[3,7.6,180,20,50,1.08,0.82,200,1,0.87,1.2413793103448276,0.94252873563218387]
[3,8.3000000000000007,180,20,60,1.24,0.8,200,1,0.87,1.4252873563218391,0.91954022988505757]
[3,9,180,20,70,1.41,0.77,200,1,0.87,1.6206896551724137,0.88505747126436785]
[3,11.1,180,20,99,1.9,0.71,200,1,0.87,2.1839080459770113,0.81609195402298851]
[3,5.7,180,20,1,0.9,0.9,280,0,0.9,1,1]
[3,6.5,180,20,50,1.1499999999999999,0.86,280,1,0.9,1.2777777777777777,0.95555555555555549]
[3,7.1,180,20,60,1.33,0.84,280,1,0.9,1.4777777777777779,0.93333333333333324]
[3,7.6,180,20,70,1.51,0.82,280,1,0.9,1.6777777777777778,0.91111111111111098]
[3,9.1999999999999993,180,20,99,2.04,0.78,280,1,0.9,2.2666666666666666,0.8666666666666667]
[3,9.1,180,21,1,0.85,0.85,120,0,0.85,1,1]
[3,9.9,180,21,50,0.97,0.76,120,1,0.85,1.1411764705882352,0.89411764705882357]
[3,11,180,21,60,1.1200000000000001,0.73,120,1,0.85,1.3176470588235296,0.85882352941176465]
[3,12,180,21,70,1.26,0.69,120,1,0.85,1.4823529411764707,0.81176470588235294]
[3,15,180,21,99,1.68,0.59,120,1,0.85,1.9764705882352942,0.69411764705882351]
[3,6.9,180,21,1,0.92,0.92,200,0,0.92,1,1]
[3,8,180,21,50,1.17,0.86,200,1,0.92,1.2717391304347825,0.93478260869565211]
[3,8.8000000000000007,180,21,60,1.35,0.84,200,1,0.92,1.4673913043478262,0.91304347826086951]
[3,9.6,180,21,70,1.53,0.81,200,1,0.92,1.6630434782608696,0.88043478260869568]
[3,11.8,180,21,99,2.0499999999999998,0.75,200,1,0.92,2.2282608695652173,0.81521739130434778]
[3,5.9,180,21,1,0.95,0.95,280,0,0.95,1,1]
[3,6.8,180,21,50,1.26,0.9,280,1,0.95,1.3263157894736843,0.94736842105263164]
[3,7.4,180,21,60,1.45,0.88,280,1,0.95,1.5263157894736843,0.9263157894736842]
[3,8,180,21,70,1.64,0.87,280,1,0.95,1.7263157894736842,0.9157894736842106]
[3,9.6999999999999993,180,21,99,2.2000000000000002,0.82,280,1,0.95,2.3157894736842106,0.86315789473684212]
[3,9.4,180,22,1,0.89,0.89,120,0,0.89,1,1]
[3,10.5,180,22,50,1.05,0.8,120,1,0.89,1.1797752808988764,0.89887640449438211]
[3,11.6,180,22,60,1.21,0.76,120,1,0.89,1.3595505617977528,0.8539325842696629]
[3,12.7,180,22,70,1.36,0.72,120,1,0.89,1.5280898876404496,0.8089887640449438]
[3,15.9,180,22,99,1.81,0.61,120,1,0.89,2.0337078651685392,0.6853932584269663]
[3,7.2,180,22,1,0.97,0.97,200,0,0.97,1,1]
[3,8.5,180,22,50,1.27,0.9,200,1,0.97,1.3092783505154639,0.92783505154639179]
[3,9.3000000000000007,180,22,60,1.46,0.88,200,1,0.97,1.5051546391752577,0.90721649484536082]
[3,10.1,180,22,70,1.65,0.85,200,1,0.97,1.7010309278350515,0.87628865979381443]
[3,12.4,180,22,99,2.2000000000000002,0.78,200,1,0.97,2.2680412371134024,0.80412371134020622]
[3,6.1,180,22,1,1,1,280,0,1,1,1]
[3,7.2,180,22,50,1.36,0.94,280,1,1,1.36,0.94]
[3,7.8,180,22,60,1.57,0.93,280,1,1,1.57,0.93]
[3,8.4,180,22,70,1.77,0.91,280,{"$f":"IF(F1430<>G1430,1,0)","v":1},1,{"$f":"F1430/J1430","v":1.77},0.91]
[3,10.199999999999999,180,22,99,2.36,0.86,280,1,1,2.36,{"$f":"G1431/J1431","v":0.86}]
[3,9.6999999999999993,180,23,1,0.94,0.94,120,0,0.94,1,1]
[3,11.1,180,23,50,1.1399999999999999,0.83,120,1,{"$f":"IF(F1433/G1433=1,F1433,J1432)","v":0.94},1.2127659574468084,0.88297872340425532]
[3,12.3,180,23,60,1.3,0.79,120,1,0.94,1.3829787234042554,0.84042553191489366]
[3,13.5,180,23,70,1.47,0.75,120,1,0.94,1.5638297872340425,0.79787234042553201]
[3,16.8,180,23,99,1.93,0.63,120,1,0.94,2.0531914893617023,0.67021276595744683]
[3,7.4,180,23,1,1.02,1.02,200,0,1.02,1,1]
[3,8.9,180,23,50,1.38,0.94,200,1,1.02,1.3529411764705881,0.92156862745098034]
[3,9.8000000000000007,180,23,60,1.58,0.91,200,1,1.02,1.5490196078431373,0.89215686274509809]
[3,10.6,180,23,70,1.78,0.89,200,1,1.02,1.7450980392156863,0.87254901960784315]
[3,13.1,180,23,99,2.36,0.81,200,1,1.02,2.3137254901960782,0.79411764705882359]
[3,6.2,180,23,1,1.05,1.05,280,0,1.05,1,1]
[3,7.5,180,23,50,1.47,0.99,280,1,1.05,1.4,0.94285714285714284]
[3,8.1999999999999993,180,23,60,1.69,0.97,280,1,1.05,1.6095238095238094,0.92380952380952375]
[3,8.8000000000000007,180,23,70,1.91,0.95,280,1,1.05,1.8190476190476188,0.90476190476190466]
[3,10.8,180,23,99,2.5299999999999998,0.89,280,1,1.05,2.4095238095238094,0.84761904761904761]
[3,10,180,24,1,0.98,0.98,120,0,0.98,1,1]
[3,11.8,180,24,50,1.23,0.86,120,1,0.98,1.2551020408163265,0.87755102040816324]
[3,13,180,24,60,1.4,0.82,120,1,0.98,1.4285714285714286,0.83673469387755095]
[3,14.2,180,24,70,1.57,0.78,120,1,0.98,1.6020408163265307,0.79591836734693877]
[3,17.8,180,24,99,2.0699999999999998,0.66,120,1,0.98,2.1122448979591835,0.67346938775510212]
[3,7.6,180,24,1,1.07,1.07,200,0,1.07,1,1]
[3,9.3000000000000007,180,24,50,1.48,0.98,200,1,1.07,1.3831775700934579,0.9158878504672896]
[3,10.3,180,24,60,1.69,0.95,200,1,1.07,1.5794392523364484,0.8878504672897195]
[3,11.2,180,24,70,1.91,0.93,200,1,1.07,1.7850467289719625,0.86915887850467288]
[3,13.8,180,24,99,2.52,0.85,200,1,1.07,2.3551401869158877,0.79439252336448596]
[3,6.4,180,24,1,1.1000000000000001,1.1000000000000001,280,0,1.1000000000000001,1,1]
[3,7.9,180,24,50,1.59,1.03,280,1,1.1000000000000001,1.4454545454545453,0.93636363636363629]
[3,8.6,180,24,60,1.81,1.01,280,1,1.1000000000000001,1.6454545454545453,0.9181818181818181]
[3,9.3000000000000007,180,24,70,2.04,0.99,280,1,1.1000000000000001,1.8545454545454545,0.89999999999999991]
[3,11.3,180,24,99,2.71,0.93,280,1,1.1000000000000001,2.4636363636363634,0.84545454545454546]
[3,10.4,180,25,1,1.03,1.03,120,0,1.03,1,1]
[3,12.4,180,25,50,1.31,0.89,120,1,1.03,1.2718446601941749,0.86407766990291257]
[3,13.7,180,25,60,1.5,0.85,120,1,1.03,1.4563106796116505,0.82524271844660191]
[3,15,180,25,70,1.68,0.8,120,1,1.03,1.6310679611650485,0.77669902912621358]
[3,18.7,180,25,99,2.2000000000000002,0.68,120,1,1.03,2.1359223300970873,0.66019417475728159]
[3,7.8,180,25,1,1.1200000000000001,1.1200000000000001,200,0,1.1200000000000001,1,1]
[3,9.8000000000000007,180,25,50,1.59,1.02,200,1,1.1200000000000001,1.419642857142857,0.9107142857142857]
[3,10.8,180,25,60,1.81,0.99,200,1,1.1200000000000001,1.6160714285714284,0.88392857142857129]
[3,11.7,180,25,70,2.04,0.96,200,1,1.1200000000000001,1.8214285714285714,0.85714285714285698]
[3,14.6,180,25,99,2.69,0.88,200,1,1.1200000000000001,2.401785714285714,0.7857142857142857]
[3,6.5,180,25,1,1.1499999999999999,1.1499999999999999,280,0,1.1499999999999999,1,1]
[3,8.1999999999999993,180,25,50,1.7,1.07,280,1,1.1499999999999999,1.4782608695652175,0.93043478260869583]
[3,8.9,180,25,60,1.95,1.05,280,1,1.1499999999999999,1.6956521739130437,0.91304347826086962]
[3,9.6999999999999993,180,25,70,2.19,1.03,280,1,1.1499999999999999,1.9043478260869566,0.89565217391304353]
[3,11.9,180,25,99,2.89,0.97,280,1,1.1499999999999999,2.5130434782608697,0.84347826086956523]
[3,10.7,180,26,1,1.08,1.08,120,0,1.08,1,1]
[3,13.1,180,26,50,1.41,0.92,120,1,1.08,1.3055555555555554,0.85185185185185186]
[3,14.4,180,26,60,1.6,0.88,120,1,1.08,1.4814814814814814,0.81481481481481477]
[3,15.8,180,26,70,1.79,0.83,120,1,1.08,1.6574074074074074,0.76851851851851838]
[3,19.7,180,26,99,2.34,0.69,120,1,1.08,2.1666666666666665,0.63888888888888884]
[3,8,180,26,1,1.17,1.17,200,0,1.17,1,1]
[3,10.3,180,26,50,1.7,1.06,200,1,1.17,1.4529914529914529,0.90598290598290609]
[3,11.3,180,26,60,1.94,1.03,200,1,1.17,1.6581196581196582,0.88034188034188043]
[3,12.3,180,26,70,2.1800000000000002,1,200,1,1.17,1.8632478632478635,0.85470085470085477]
[3,15.3,180,26,99,2.87,0.91,200,1,1.17,2.4529914529914532,0.7777777777777779]
[3,6.7,180,26,1,1.2,1.2,280,0,1.2,1,1]
[3,8.6,180,26,50,1.82,1.1100000000000001,280,1,1.2,1.5166666666666668,0.92500000000000016]
[3,9.4,180,26,60,2.08,1.0900000000000001,280,1,1.2,1.7333333333333334,0.90833333333333344]
[3,10.1,180,26,70,2.34,1.07,280,1,1.2,1.95,0.89166666666666672]
[3,12.4,180,26,99,3.08,1,280,1,1.2,2.5666666666666669,0.83333333333333337]
[3,11,180,27,1,1.1200000000000001,1.1200000000000001,120,0,1.1200000000000001,1,1]
[3,13.7,180,27,50,1.5,0.95,120,1,1.1200000000000001,1.3392857142857142,0.84821428571428559]
[3,15.2,180,27,60,1.71,0.9,120,{"$f":"IF(F1494<>G1494,1,0)","v":1},1.1200000000000001,{"$f":"F1494/J1494","v":1.5267857142857142},0.80357142857142849]
[3,16.600000000000001,180,27,70,1.91,0.85,120,1,1.1200000000000001,1.7053571428571426,{"$f":"G1495/J1495","v":0.75892857142857129}]
[3,20.8,180,27,99,2.48,0.71,120,1,1.1200000000000001,2.214285714285714,0.63392857142857129]
[3,8.1999999999999993,180,27,1,1.21,1.21,200,0,{"$f":"IF(F1497/G1497=1,F1497,J1496)","v":1.21},1,1]
[3,10.8,180,27,50,1.82,1.0900000000000001,200,1,1.21,1.5041322314049588,0.90082644628099184]
[3,11.9,180,27,60,2.0699999999999998,1.06,200,1,1.21,1.7107438016528924,0.87603305785123975]
[3,12.9,180,27,70,2.3199999999999998,1.03,200,1,1.21,1.9173553719008263,0.85123966942148765]
[3,16.100000000000001,180,27,99,3.05,0.94,200,1,1.21,2.5206611570247932,0.77685950413223137]
[3,6.8,180,27,1,1.25,1.25,280,0,1.25,1,1]
[3,8.9,180,27,50,1.94,1.1599999999999999,280,1,1.25,1.552,0.92799999999999994]
[3,9.8000000000000007,180,27,60,2.2200000000000002,1.1299999999999999,280,1,1.25,1.7760000000000002,0.90399999999999991]
[3,10.6,180,27,70,2.4900000000000002,1.1100000000000001,280,1,1.25,1.9920000000000002,0.88800000000000012]
[3,13,180,27,99,3.28,1.04,280,1,1.25,2.6239999999999997,0.83200000000000007]
[3,11.3,180,28,1,1.17,1.17,120,0,1.17,1,1]
[3,14.4,180,28,50,1.6,0.98,120,1,1.17,1.3675213675213678,0.83760683760683763]
[3,16,180,28,60,1.81,0.93,120,1,1.17,1.5470085470085471,0.79487179487179493]
[3,17.5,180,28,70,2.0299999999999998,0.88,120,1,1.17,1.7350427350427349,0.75213675213675224]
[3,21.8,180,28,99,2.63,0.73,120,1,1.17,2.2478632478632479,0.62393162393162394]
[3,8.4,180,28,1,1.26,1.26,200,0,1.26,1,1]
[3,11.3,180,28,50,1.93,1.1299999999999999,200,1,1.26,1.5317460317460316,0.89682539682539675]
[3,12.4,180,28,60,2.2000000000000002,1.1000000000000001,200,1,1.26,1.7460317460317463,0.87301587301587313]
[3,13.6,180,28,70,2.4700000000000002,1.06,200,1,1.26,1.9603174603174605,0.84126984126984128]
[3,16.899999999999999,180,28,99,3.24,0.96,200,1,1.26,2.5714285714285716,0.76190476190476186]
[3,7,180,28,1,1.3,1.3,280,0,1.3,1,1]
[3,9.3000000000000007,180,28,50,2.0699999999999998,1.2,280,1,1.3,1.5923076923076922,0.92307692307692302]
[3,10.199999999999999,180,28,60,2.36,1.17,280,1,1.3,1.8153846153846152,0.89999999999999991]
[3,11.1,180,28,70,2.65,1.1399999999999999,280,1,1.3,2.0384615384615383,0.87692307692307681]
[3,13.7,180,28,99,3.48,1.07,280,1,1.3,2.6769230769230767,0.82307692307692315]
[3,11.6,180,29,1,1.21,1.21,120,0,1.21,1,1]
[3,15.1,180,29,50,1.7,1.01,120,1,1.21,1.4049586776859504,0.83471074380165289]
[3,16.7,180,29,60,1.92,0.96,120,1,1.21,1.5867768595041323,0.79338842975206614]
[3,18.399999999999999,180,29,70,2.15,0.9,120,1,1.21,1.7768595041322315,0.74380165289256206]
[3,22.9,180,29,99,2.78,0.74,120,1,1.21,2.2975206611570247,0.61157024793388426]
[3,8.6,180,29,1,1.31,1.31,200,0,1.31,1,1]
[3,11.8,180,29,50,2.0499999999999998,1.17,200,1,1.31,1.5648854961832059,0.89312977099236635]
[3,13,180,29,60,2.34,1.1299999999999999,200,1,1.31,1.7862595419847327,0.86259541984732813]
[3,14.2,180,29,70,2.62,1.1000000000000001,200,1,1.31,2,0.83969465648854968]
[3,17.7,180,29,99,3.44,0.99,200,1,1.31,2.6259541984732824,0.75572519083969458]
[3,7.1,180,29,1,1.35,1.35,280,0,1.35,1,1]
[3,9.6999999999999993,180,29,50,2.2000000000000002,1.24,280,1,1.35,1.6296296296296298,0.9185185185185184]
[3,10.7,180,29,60,2.5,1.21,280,1,1.35,1.8518518518518516,0.89629629629629626]
[3,11.6,180,29,70,2.81,1.18,280,1,1.35,2.0814814814814815,0.874074074074074]
[3,14.3,180,29,99,3.7,1.1000000000000001,280,1,1.35,2.7407407407407405,0.81481481481481488]
[3,12,180,30,1,1.26,1.26,120,0,1.26,1,1]
[3,15.8,180,30,50,1.8,1.04,120,1,1.26,1.4285714285714286,0.82539682539682546]
[3,17.600000000000001,180,30,60,2.04,0.98,120,1,1.26,1.6190476190476191,0.77777777777777779]
[3,19.2,180,30,70,2.27,0.92,120,1,1.26,1.8015873015873016,0.73015873015873023]
[3,24,180,30,99,2.93,0.75,120,1,1.26,2.3253968253968256,0.59523809523809523]
[3,8.8000000000000007,180,30,1,1.36,1.36,200,0,1.36,1,1]
[3,12.3,180,30,50,2.1800000000000002,1.2,200,1,1.36,1.6029411764705883,0.88235294117647045]
[3,13.6,180,30,60,2.48,1.17,200,1,1.36,1.8235294117647058,0.86029411764705876]
[3,14.9,180,30,70,2.78,1.1299999999999999,200,1,1.36,2.0441176470588234,0.83088235294117629]
[3,18.600000000000001,180,30,99,3.64,1.02,200,1,1.36,2.6764705882352939,0.75]
[3,7.3,180,30,1,1.4,1.4,280,0,1.4,1,1]
[3,10.1,180,30,50,2.33,1.28,280,1,1.4,1.6642857142857144,0.91428571428571437]
[3,11.1,180,30,60,2.66,1.25,280,1,1.4,1.9000000000000001,0.8928571428571429]
[3,12.1,180,30,70,2.98,1.22,280,1,1.4,2.1285714285714286,0.87142857142857144]
[3,15,180,30,99,3.92,1.1299999999999999,280,1,1.4,2.8000000000000003,0.80714285714285716]
[3,12.3,180,31,1,1.3,1.3,120,0,1.3,1,1]
[3,16.600000000000001,180,31,50,1.9,1.06,120,1,1.3,1.4615384615384615,0.81538461538461537]
[3,18.399999999999999,180,31,60,2.15,1,120,1,1.3,1.6538461538461537,0.76923076923076916]
[3,20.2,180,31,70,2.4,0.94,120,1,1.3,1.846153846153846,0.72307692307692306]
[3,25.1,180,31,99,3.09,0.76,120,1,1.3,2.3769230769230769,0.58461538461538465]
[3,9,180,31,1,1.4,1.4,200,0,1.4,1,1]
[3,12.9,180,31,50,2.31,1.24,200,{"$f":"IF(F1558<>G1558,1,0)","v":1},1.4,{"$f":"F1558/J1558","v":1.6500000000000001},0.88571428571428579]
[3,14.3,180,31,60,2.62,1.2,200,1,1.4,1.8714285714285717,{"$f":"G1559/J1559","v":0.85714285714285721}]
[3,15.6,180,31,70,2.94,1.1599999999999999,200,1,1.4,2.1,0.82857142857142851]
[3,19.5,180,31,99,3.85,1.04,200,1,{"$f":"IF(F1561/G1561=1,F1561,J1560)","v":1.4},2.7500000000000004,0.74285714285714288]
[3,7.4,180,31,1,1.44,1.44,280,0,1.44,1,1]
[3,10.6,180,31,50,2.4700000000000002,1.31,280,1,1.44,1.7152777777777779,0.90972222222222232]
[3,11.6,180,31,60,2.81,1.28,280,1,1.44,1.9513888888888891,0.88888888888888895]
[3,12.7,180,31,70,3.16,1.25,280,1,1.44,2.1944444444444446,0.86805555555555558]
[3,15.7,180,31,99,4.1500000000000004,1.1599999999999999,280,1,1.44,2.8819444444444446,0.80555555555555558]
[3,12.6,180,32,1,1.34,1.34,120,0,1.34,1,1]
[3,17.399999999999999,180,32,50,2.0099999999999998,1.0900000000000001,120,1,1.34,1.4999999999999998,0.81343283582089554]
[3,19.3,180,32,60,2.27,1.02,120,1,1.34,1.6940298507462686,0.76119402985074625]
[3,21.1,180,32,70,2.5299999999999998,0.96,120,1,1.34,1.8880597014925371,0.71641791044776115]
[3,26.2,180,32,99,3.24,0.77,120,1,1.34,2.4179104477611939,0.57462686567164178]
[3,9.1999999999999993,180,32,1,1.45,1.45,200,0,1.45,1,1]
[3,13.5,180,32,50,2.44,1.27,200,1,1.45,1.6827586206896552,0.87586206896551733]
[3,14.9,180,32,60,2.77,1.23,200,1,1.45,1.9103448275862069,0.84827586206896555]
[3,16.3,180,32,70,3.1,1.19,200,1,1.45,2.1379310344827589,0.82068965517241377]
[3,20.5,180,32,99,4.0599999999999996,1.06,200,1,1.45,2.8,0.73103448275862071]
[3,7.6,180,32,1,1.49,1.49,280,0,1.49,1,1]
[3,11,180,32,50,2.61,1.35,280,1,1.49,1.7516778523489933,0.90604026845637586]
[3,12.1,180,32,60,2.97,1.32,280,1,1.49,1.993288590604027,0.88590604026845643]
[3,13.2,180,32,70,3.34,1.29,280,1,1.49,2.2416107382550337,0.865771812080537]
[3,16.399999999999999,180,32,99,4.3899999999999997,1.19,280,1,1.49,2.9463087248322144,0.79865771812080533]
[3,9.1,200,20,1,0.86,0.86,120,0,0.86,1,1]
[3,9.6,200,20,50,0.93,0.78,120,1,0.86,1.0813953488372094,0.90697674418604657]
[3,10.7,200,20,60,1.07,0.74,120,1,0.86,1.2441860465116279,0.86046511627906974]
[3,11.7,200,20,70,1.22,0.7,120,1,0.86,1.4186046511627908,0.81395348837209303]
[3,14.7,200,20,99,1.63,0.57999999999999996,120,1,0.86,1.8953488372093021,0.67441860465116277]
[3,7,200,20,1,0.94,0.94,200,0,0.94,1,1]
[3,7.9,200,20,50,1.1399999999999999,0.88,200,1,0.94,1.2127659574468084,0.93617021276595747]
[3,8.6999999999999993,200,20,60,1.32,0.85,200,1,0.94,1.4042553191489364,0.9042553191489362]
[3,9.4,200,20,70,1.5,0.82,200,1,0.94,1.595744680851064,0.87234042553191493]
[3,11.7,200,20,99,2.02,0.75,200,1,0.94,2.1489361702127661,0.79787234042553201]
[3,6,200,20,1,0.98,0.98,280,0,0.98,1,1]
[3,6.8,200,20,50,1.24,0.92,280,1,0.98,1.2653061224489797,0.93877551020408168]
[3,7.4,200,20,60,1.43,0.9,280,1,0.98,1.4591836734693877,0.91836734693877553]
[3,8,200,20,70,1.63,0.88,280,1,0.98,1.6632653061224489,0.89795918367346939]
[3,9.6999999999999993,200,20,99,2.19,0.83,280,1,0.98,2.2346938775510203,0.84693877551020402]
[3,9.5,200,21,1,0.91,0.91,120,0,0.91,1,1]
[3,10.199999999999999,200,21,50,1.01,0.81,120,1,0.91,1.1098901098901099,0.89010989010989017]
[3,11.3,200,21,60,1.17,0.77,120,1,0.91,1.2857142857142856,0.84615384615384615]
[3,12.4,200,21,70,1.32,0.73,120,1,0.91,1.4505494505494505,0.80219780219780212]
[3,15.5,200,21,99,1.75,0.6,120,1,0.91,1.9230769230769229,0.65934065934065933]
[3,7.3,200,21,1,1,1,200,0,1,1,1]
[3,8.3000000000000007,200,21,50,1.25,0.92,200,1,1,1.25,0.92]
[3,9.1999999999999993,200,21,60,1.44,0.89,200,1,1,1.44,0.89]
[3,10,200,21,70,1.63,0.87,200,1,1,1.63,0.87]
[3,12.3,200,21,99,2.1800000000000002,0.78,200,1,1,2.1800000000000002,0.78]
[3,6.2,200,21,1,1.03,1.03,280,0,1.03,1,1]
[3,7.1,200,21,50,1.35,0.97,280,1,1.03,1.3106796116504855,0.9417475728155339]
[3,7.8,200,21,60,1.56,0.95,280,1,1.03,1.5145631067961165,0.92233009708737856]
[3,8.4,200,21,70,1.76,0.93,280,1,1.03,1.7087378640776698,0.90291262135922334]
[3,10.199999999999999,200,21,99,2.36,0.87,280,1,1.03,2.29126213592233,0.84466019417475724]
[3,9.8000000000000007,200,22,1,0.95,0.95,120,0,0.95,1,1]
[3,10.9,200,22,50,1.1000000000000001,0.85,120,1,0.95,1.1578947368421053,0.89473684210526316]
[3,12,200,22,60,1.26,0.8,120,1,0.95,1.3263157894736843,0.8421052631578948]
[3,13.2,200,22,70,1.42,0.76,120,1,0.95,1.4947368421052631,0.8]
[3,16.399999999999999,200,22,99,1.88,0.63,120,1,0.95,1.9789473684210526,0.66315789473684217]
[3,7.5,200,22,1,1.05,1.05,200,0,1.05,1,1]
[3,8.8000000000000007,200,22,50,1.35,0.96,200,1,1.05,1.2857142857142858,0.91428571428571426]
[3,9.6999999999999993,200,22,60,1.56,0.94,200,1,1.05,1.4857142857142858,0.89523809523809517]
[3,10.5,200,22,70,1.76,0.9,200,1,1.05,1.6761904761904762,0.8571428571428571]
[3,13,200,22,99,2.34,0.82,200,1,1.05,2.2285714285714282,0.78095238095238084]
[3,6.3,200,22,1,1.0900000000000001,1.0900000000000001,280,{"$f":"IF(F1622<>G1622,1,0)","v":0},1.0900000000000001,{"$f":"F1622/J1622","v":1},1]
[3,7.5,200,22,50,1.46,1.02,280,1,1.0900000000000001,1.3394495412844036,{"$f":"G1623/J1623","v":0.93577981651376141}]
[3,8.1,200,22,60,1.68,1,280,1,1.0900000000000001,1.5412844036697246,0.9174311926605504]
[3,8.8000000000000007,200,22,70,1.9,0.97,280,1,{"$f":"IF(F1625/G1625=1,F1625,J1624)","v":1.0900000000000001},1.7431192660550456,0.88990825688073383]
[3,10.8,200,22,99,2.54,0.91,280,1,1.0900000000000001,2.330275229357798,0.83486238532110091]
[3,10.199999999999999,200,23,1,1,1,120,0,1,1,1]
[3,11.5,200,23,50,1.19,0.88,120,1,1,1.19,0.88]
[3,12.7,200,23,60,1.36,0.83,120,1,1,1.36,0.83]
[3,13.9,200,23,70,1.53,0.78,120,1,1,1.53,0.78]
[3,17.399999999999999,200,23,99,2.0099999999999998,0.65,120,1,1,2.0099999999999998,0.65]
[3,7.7,200,23,1,1.1000000000000001,1.1000000000000001,200,0,1.1000000000000001,1,1]
[3,9.3000000000000007,200,23,50,1.46,1.01,200,1,1.1000000000000001,1.3272727272727272,0.9181818181818181]
[3,10.199999999999999,200,23,60,1.68,0.98,200,1,1.1000000000000001,1.5272727272727271,0.89090909090909087]
[3,11.1,200,23,70,1.89,0.94,200,1,1.1000000000000001,1.718181818181818,0.85454545454545439]
[3,13.8,200,23,99,2.5099999999999998,0.85,200,1,1.1000000000000001,2.2818181818181813,0.7727272727272726]
[3,6.5,200,23,1,1.1399999999999999,1.1399999999999999,280,0,1.1399999999999999,1,1]
[3,7.8,200,23,50,1.58,1.07,280,1,1.1399999999999999,1.3859649122807018,0.93859649122807032]
[3,8.6,200,23,60,1.81,1.04,280,1,1.1399999999999999,1.5877192982456143,0.91228070175438603]
[3,9.3000000000000007,200,23,70,2.0499999999999998,1.02,280,1,1.1399999999999999,1.7982456140350878,0.89473684210526327]
[3,11.3,200,23,99,2.72,0.95,280,1,1.1399999999999999,2.3859649122807021,0.83333333333333337]
[3,10.5,200,24,1,1.05,1.05,120,0,1.05,1,1]
[3,12.1,200,24,50,1.28,0.91,120,1,1.05,1.2190476190476189,0.8666666666666667]
[3,13.4,200,24,60,1.46,0.86,120,1,1.05,1.3904761904761904,0.81904761904761902]
[3,14.7,200,24,70,1.64,0.81,120,1,1.05,1.5619047619047617,0.77142857142857146]
[3,18.399999999999999,200,24,99,2.15,0.67,120,1,1.05,2.0476190476190474,0.63809523809523816]
[3,7.9,200,24,1,1.1599999999999999,1.1599999999999999,200,0,1.1599999999999999,1,1]
[3,9.8000000000000007,200,24,50,1.58,1.05,200,1,1.1599999999999999,1.3620689655172415,0.90517241379310354]
[3,10.7,200,24,60,1.8,1.02,200,1,1.1599999999999999,1.5517241379310347,0.8793103448275863]
[3,11.7,200,24,70,2.0299999999999998,0.98,200,1,1.1599999999999999,1.75,0.84482758620689657]
[3,14.5,200,24,99,2.68,0.89,200,1,1.1599999999999999,2.3103448275862073,0.76724137931034486]
[3,6.7,200,24,1,1.19,1.19,280,0,1.19,1,1]
[3,8.1999999999999993,200,24,50,1.7,1.1100000000000001,280,1,1.19,1.4285714285714286,0.93277310924369761]
[3,9,200,24,60,1.95,1.0900000000000001,280,1,1.19,1.6386554621848739,0.91596638655462193]
[3,9.6999999999999993,200,24,70,2.19,1.06,280,1,1.19,1.8403361344537816,0.89075630252100846]
[3,11.9,200,24,99,2.91,0.99,280,1,1.19,2.4453781512605044,0.83193277310924374]
[3,10.9,200,25,1,1.1000000000000001,1.1000000000000001,120,0,1.1000000000000001,1,1]
[3,12.8,200,25,50,1.37,0.95,120,1,1.1000000000000001,1.2454545454545454,0.86363636363636354]
[3,14.2,200,25,60,1.56,0.89,120,1,1.1000000000000001,1.4181818181818182,0.80909090909090908]
[3,15.5,200,25,70,1.75,0.84,120,1,1.1000000000000001,1.5909090909090908,0.76363636363636356]
[3,19.399999999999999,200,25,99,2.29,0.69,120,1,1.1000000000000001,2.0818181818181816,0.6272727272727272]
[3,8.1999999999999993,200,25,1,1.21,1.21,200,0,1.21,1,1]
[3,10.199999999999999,200,25,50,1.69,1.0900000000000001,200,1,1.21,1.3966942148760331,0.90082644628099184]
[3,11.3,200,25,60,1.93,1.06,200,1,1.21,1.5950413223140496,0.87603305785123975]
[3,12.3,200,25,70,2.17,1.02,200,1,1.21,1.7933884297520661,0.84297520661157033]
[3,15.3,200,25,99,2.86,0.92,200,1,1.21,2.3636363636363638,0.76033057851239672]
[3,6.8,200,25,1,1.25,1.25,280,0,1.25,1,1]
[3,8.6,200,25,50,1.83,1.1599999999999999,280,1,1.25,1.464,0.92799999999999994]
[3,9.4,200,25,60,2.09,1.1299999999999999,280,1,1.25,1.6719999999999999,0.90399999999999991]
[3,10.199999999999999,200,25,70,2.35,1.1000000000000001,280,1,1.25,1.8800000000000001,0.88000000000000012]
[3,12.5,200,25,99,3.11,1.03,280,1,1.25,2.488,0.82400000000000007]
[3,11.2,200,26,1,1.1499999999999999,1.1499999999999999,120,0,1.1499999999999999,1,1]
[3,13.5,200,26,50,1.47,0.98,120,1,1.1499999999999999,1.2782608695652176,0.85217391304347834]
[3,14.9,200,26,60,1.67,0.92,120,1,1.1499999999999999,1.4521739130434783,0.8]
[3,16.3,200,26,70,1.87,0.87,120,1,1.1499999999999999,1.6260869565217393,0.75652173913043486]
[3,20.399999999999999,200,26,99,2.4300000000000002,0.71,120,1,1.1499999999999999,2.1130434782608698,0.61739130434782608]
[3,8.4,200,26,1,1.26,1.26,200,0,1.26,1,1]
[3,10.8,200,26,50,1.81,1.1299999999999999,200,1,1.26,1.4365079365079365,0.89682539682539675]
[3,11.8,200,26,60,2.06,1.0900000000000001,200,1,1.26,1.6349206349206349,0.86507936507936511]
[3,12.9,200,26,70,2.3199999999999998,1.06,200,1,1.26,1.8412698412698412,0.84126984126984128]
[3,16.100000000000001,200,26,99,3.05,0.95,200,1,1.26,2.4206349206349205,0.75396825396825395]
[3,7,200,26,1,1.3,1.3,280,0,1.3,1,1]
[3,9,200,26,50,1.96,1.2,280,1,1.3,1.5076923076923077,0.92307692307692302]
[3,9.8000000000000007,200,26,60,2.23,1.17,280,1,1.3,1.7153846153846153,0.89999999999999991]
[3,10.7,200,26,70,2.5099999999999998,1.1399999999999999,280,1,1.3,1.9307692307692306,0.87692307692307681]
[3,13.1,200,26,99,3.31,1.06,280,{"$f":"IF(F1686<>G1686,1,0)","v":1},1.3,{"$f":"F1686/J1686","v":2.546153846153846},0.81538461538461537]
[3,11.6,200,27,1,1.2,1.2,120,0,1.2,1,{"$f":"G1687/J1687","v":1}]
[3,14.2,200,27,50,1.56,1.01,120,1,1.2,1.3,0.84166666666666667]
[3,15.7,200,27,60,1.78,0.95,120,1,{"$f":"IF(F1689/G1689=1,F1689,J1688)","v":1.2},1.4833333333333334,0.79166666666666663]
[3,17.2,200,27,70,1.99,0.89,120,1,1.2,1.6583333333333334,0.7416666666666667]
[3,21.4,200,27,99,2.57,0.72,120,1,1.2,2.1416666666666666,0.6]
[3,8.6,200,27,1,1.31,1.31,200,0,1.31,1,1]
[3,11.3,200,27,50,1.93,1.17,200,1,1.31,1.4732824427480915,0.89312977099236635]
[3,12.4,200,27,60,2.2000000000000002,1.1299999999999999,200,1,1.31,1.6793893129770994,0.86259541984732813]
[3,13.6,200,27,70,2.4700000000000002,1.0900000000000001,200,1,1.31,1.885496183206107,0.83206106870229013]
[3,16.899999999999999,200,27,99,3.24,0.98,200,1,1.31,2.4732824427480917,0.74809160305343503]
[3,7.1,200,27,1,1.36,1.36,280,0,1.36,1,1]
[3,9.4,200,27,50,2.09,1.25,280,1,1.36,1.5367647058823528,0.91911764705882348]
[3,10.3,200,27,60,2.38,1.21,280,1,1.36,1.7499999999999998,0.88970588235294112]
[3,11.2,200,27,70,2.67,1.19,280,1,1.36,1.963235294117647,0.87499999999999989]
[3,13.8,200,27,99,3.52,1.1000000000000001,280,1,1.36,2.5882352941176467,0.80882352941176472]
[3,11.9,200,28,1,1.25,1.25,120,0,1.25,1,1]
[3,14.9,200,28,50,1.66,1.04,120,1,1.25,1.3279999999999998,0.83200000000000007]
[3,16.5,200,28,60,1.89,0.98,120,1,1.25,1.512,0.78400000000000003]
[3,18.100000000000001,200,28,70,2.11,0.92,120,1,1.25,1.6879999999999999,0.73599999999999999]
[3,22.5,200,28,99,2.72,0.74,120,1,1.25,2.1760000000000002,0.59199999999999997]
[3,8.8000000000000007,200,28,1,1.36,1.36,200,0,1.36,1,1]
[3,11.8,200,28,50,2.06,1.21,200,1,1.36,1.5147058823529411,0.88970588235294112]
[3,13,200,28,60,2.34,1.17,200,1,1.36,1.7205882352941175,0.86029411764705876]
[3,14.3,200,28,70,2.62,1.1299999999999999,200,1,1.36,1.9264705882352942,0.83088235294117629]
[3,17.8,200,28,99,3.44,1.01,200,1,1.36,2.5294117647058822,0.74264705882352933]
[3,7.3,200,28,1,1.41,1.41,280,0,1.41,1,1]
[3,9.8000000000000007,200,28,50,2.23,1.29,280,1,1.41,1.5815602836879434,0.91489361702127669]
[3,10.8,200,28,60,2.5299999999999998,1.26,280,1,1.41,1.7943262411347518,0.89361702127659581]
[3,11.7,200,28,70,2.84,1.22,280,1,1.41,2.0141843971631204,0.86524822695035464]
[3,14.5,200,28,99,3.74,1.1299999999999999,280,1,1.41,2.6524822695035466,0.80141843971631199]
[3,12.3,200,29,1,1.3,1.3,120,0,1.3,1,1]
[3,15.6,200,29,50,1.77,1.07,120,1,1.3,1.3615384615384616,0.82307692307692315]
[3,17.3,200,29,60,2,1,120,1,1.3,1.5384615384615383,0.76923076923076916]
[3,19,200,29,70,2.23,0.94,120,1,1.3,1.7153846153846153,0.72307692307692306]
[3,23.6,200,29,99,2.87,0.75,120,1,1.3,2.2076923076923078,0.57692307692307687]
[3,9.1,200,29,1,1.42,1.42,200,0,1.42,1,1]
[3,12.4,200,29,50,2.1800000000000002,1.25,200,1,1.42,1.535211267605634,0.88028169014084512]
[3,13.7,200,29,60,2.4900000000000002,1.2,200,1,1.42,1.7535211267605637,0.84507042253521125]
[3,14.9,200,29,70,2.79,1.1599999999999999,200,1,1.42,1.9647887323943662,0.81690140845070425]
[3,18.7,200,29,99,3.65,1.03,200,1,1.42,2.5704225352112675,0.72535211267605637]
[3,7.5,200,29,1,1.46,1.46,280,0,1.46,1,1]
[3,10.199999999999999,200,29,50,2.37,1.33,280,1,1.46,1.6232876712328768,0.91095890410958913]
[3,11.2,200,29,60,2.69,1.3,280,1,1.46,1.8424657534246576,0.8904109589041096]
[3,12.2,200,29,70,3.02,1.26,280,1,1.46,2.0684931506849318,0.86301369863013699]
[3,15.2,200,29,99,3.97,1.1599999999999999,280,1,1.46,2.7191780821917808,0.79452054794520544]
[3,12.6,200,30,1,1.34,1.34,120,0,1.34,1,1]
[3,16.399999999999999,200,30,50,1.87,1.1000000000000001,120,1,1.34,1.3955223880597014,0.82089552238805974]
[3,18.100000000000001,200,30,60,2.12,1.03,120,1,1.34,1.5820895522388059,0.76865671641791045]
[3,19.899999999999999,200,30,70,2.36,0.96,120,1,1.34,1.761194029850746,0.71641791044776115]
[3,24.7,200,30,99,3.03,0.76,120,1,1.34,2.261194029850746,0.56716417910447758]
[3,9.3000000000000007,200,30,1,1.47,1.47,200,0,1.47,1,1]
[3,12.9,200,30,50,2.3199999999999998,1.29,200,1,1.47,1.5782312925170068,0.87755102040816335]
[3,14.3,200,30,60,2.64,1.24,200,1,1.47,1.795918367346939,0.84353741496598644]
[3,15.7,200,30,70,2.95,1.19,200,1,1.47,2.0068027210884356,0.80952380952380953]
[3,19.600000000000001,200,30,99,3.86,1.06,200,1,1.47,2.6258503401360542,0.72108843537414968]
[3,7.6,200,30,1,1.52,1.52,280,0,1.52,1,1]
[3,10.7,200,30,50,2.5099999999999998,1.37,280,1,1.52,1.6513157894736841,0.90131578947368429]
[3,11.7,200,30,60,2.86,1.34,280,1,1.52,1.881578947368421,0.88157894736842113]
[3,12.8,200,30,70,3.2,1.3,280,1,1.52,2.1052631578947367,0.85526315789473684]
[3,15.9,200,30,99,4.21,1.2,280,1,1.52,2.7697368421052633,0.78947368421052633]
[3,12.9,200,31,1,1.39,1.39,120,0,1.39,1,1]
[3,17.2,200,31,50,1.98,1.1299999999999999,120,1,1.39,1.4244604316546763,0.81294964028776973]
[3,19,200,31,60,2.2400000000000002,1.05,120,1,1.39,1.6115107913669067,0.75539568345323749]
[3,20.8,200,31,70,2.4900000000000002,0.98,120,{"$f":"IF(F1750<>G1750,1,0)","v":1},1.39,{"$f":"F1750/J1750","v":1.7913669064748203},0.70503597122302164]
[3,25.8,200,31,99,3.19,0.77,120,1,1.39,2.2949640287769784,{"$f":"G1751/J1751","v":0.5539568345323741}]
[3,9.5,200,31,1,1.52,1.52,200,0,1.52,1,1]
[3,13.5,200,31,50,2.4500000000000002,1.32,200,1,{"$f":"IF(F1753/G1753=1,F1753,J1752)","v":1.52},1.611842105263158,0.86842105263157898]
[3,15,200,31,60,2.79,1.27,200,1,1.52,1.8355263157894737,0.83552631578947367]
[3,16.399999999999999,200,31,70,3.12,1.22,200,1,1.52,2.0526315789473686,0.80263157894736836]
[3,20.5,200,31,99,4.08,1.08,200,1,1.52,2.6842105263157894,0.71052631578947367]
[3,7.8,200,31,1,1.57,1.57,280,0,1.57,1,1]
[3,11.1,200,31,50,2.66,1.41,280,1,1.57,1.6942675159235669,0.8980891719745222]
[3,12.3,200,31,60,3.02,1.38,280,1,1.57,1.9235668789808917,0.87898089171974514]
[3,13.4,200,31,70,3.39,1.34,280,1,1.57,2.1592356687898091,0.85350318471337583]
[3,16.600000000000001,200,31,99,4.46,1.23,280,1,1.57,2.8407643312101909,0.78343949044585981]
[3,13.3,200,32,1,1.44,1.44,120,0,1.44,1,1]
[3,18,200,32,50,2.09,1.1499999999999999,120,1,1.44,1.4513888888888888,0.79861111111111105]
[3,19.899999999999999,200,32,60,2.36,1.07,120,1,1.44,1.6388888888888888,0.74305555555555558]
[3,21.8,200,32,70,2.62,1,120,1,1.44,1.8194444444444446,0.69444444444444442]
[3,27,200,32,99,3.35,0.78,120,1,1.44,2.3263888888888888,0.54166666666666674]
[3,9.6999999999999993,200,32,1,1.57,1.57,200,0,1.57,1,1]
[3,14.1,200,32,50,2.6,1.36,200,1,1.57,1.6560509554140128,0.86624203821656054]
[3,15.7,200,32,60,2.95,1.31,200,1,1.57,1.8789808917197452,0.83439490445859876]
[3,17.2,200,32,70,3.3,1.25,200,1,1.57,2.1019108280254777,0.79617834394904452]
[3,21.5,200,32,99,4.3099999999999996,1.1000000000000001,200,1,1.57,2.7452229299363053,0.7006369426751593]
[3,8,200,32,1,1.62,1.62,280,0,1.62,1,1]
[3,11.6,200,32,50,2.81,1.45,280,1,1.62,1.7345679012345678,0.8950617283950616]
[3,12.8,200,32,60,3.2,1.41,280,1,1.62,1.9753086419753085,0.87037037037037024]
[3,14,200,32,70,3.58,1.37,280,1,1.62,2.2098765432098766,0.84567901234567899]
[3,17.399999999999999,200,32,99,4.71,1.26,280,1,1.62,2.907407407407407,0.77777777777777768]
[3,9.5,220,20,1,0.91,0.91,120,0,0.91,1,1]
[3,9.9,220,20,50,0.97,0.82,120,1,0.91,1.0659340659340659,0.90109890109890101]
[3,11,220,20,60,1.1100000000000001,0.77,120,1,0.91,1.2197802197802199,0.84615384615384615]
[3,12,220,20,70,1.26,0.73,120,1,0.91,1.3846153846153846,0.80219780219780212]
[3,15,220,20,99,1.69,0.59,120,1,0.91,1.857142857142857,0.64835164835164827]
[3,7.3,220,20,1,1.01,1.01,200,0,1.01,1,1]
[3,8.1999999999999993,220,20,50,1.21,0.94,200,1,1.01,1.198019801980198,0.93069306930693063]
[3,9,220,20,60,1.39,0.9,200,1,1.01,1.3762376237623761,0.8910891089108911]
[3,9.8000000000000007,220,20,70,1.58,0.87,200,1,1.01,1.5643564356435644,0.86138613861386137]
[3,12.1,220,20,99,2.13,0.78,200,1,1.01,2.108910891089109,0.7722772277227723]
[3,6.2,220,20,1,1.05,1.05,280,0,1.05,1,1]
[3,7,220,20,50,1.32,0.99,280,1,1.05,1.2571428571428571,0.94285714285714284]
[3,7.7,220,20,60,1.52,0.96,280,1,1.05,1.4476190476190476,0.91428571428571426]
[3,8.3000000000000007,220,20,70,1.73,0.94,280,1,1.05,1.6476190476190475,0.89523809523809517]
[3,10.1,220,20,99,2.33,0.87,280,1,1.05,2.2190476190476192,0.82857142857142851]
[3,9.8000000000000007,220,21,1,0.96,0.96,120,0,0.96,1,1]
[3,10.5,220,21,50,1.05,0.86,120,1,0.96,1.09375,0.89583333333333337]
[3,11.6,220,21,60,1.21,0.81,120,1,0.96,1.2604166666666667,0.84375000000000011]
[3,12.8,220,21,70,1.37,0.76,120,1,0.96,1.4270833333333335,0.79166666666666674]
[3,16,220,21,99,1.81,0.62,120,1,0.96,1.8854166666666667,0.64583333333333337]
[3,7.6,220,21,1,1.06,1.06,200,0,1.06,1,1]
[3,8.6,220,21,50,1.32,0.98,200,1,1.06,1.2452830188679245,0.92452830188679236]
[3,9.5,220,21,60,1.52,0.95,200,1,1.06,1.4339622641509433,0.89622641509433953]
[3,10.3,220,21,70,1.72,0.91,200,1,1.06,1.6226415094339621,0.85849056603773588]
[3,12.8,220,21,99,2.29,0.82,200,1,1.06,2.1603773584905661,0.7735849056603773]
[3,6.4,220,21,1,1.1100000000000001,1.1100000000000001,280,0,1.1100000000000001,1,1]
[3,7.4,220,21,50,1.44,1.04,280,1,1.1100000000000001,1.2972972972972971,0.93693693693693691]
[3,8.1,220,21,60,1.65,1.01,280,1,1.1100000000000001,1.4864864864864862,0.90990990990990983]
[3,8.6999999999999993,220,21,70,1.87,0.99,280,1,1.1100000000000001,1.6846846846846846,0.89189189189189177]
[3,10.7,220,21,99,2.5099999999999998,0.92,280,1,1.1100000000000001,2.2612612612612608,0.8288288288288288]
[3,10.199999999999999,220,22,1,1.01,1.01,120,0,1.01,1,1]
[3,11.2,220,22,50,1.1399999999999999,0.89,120,1,1.01,1.1287128712871286,0.88118811881188119]
[3,12.3,220,22,60,1.31,0.84,120,1,1.01,1.2970297029702971,0.83168316831683164]
[3,13.5,220,22,70,1.47,0.79,120,1,1.01,1.4554455445544554,0.78217821782178221]
[3,16.899999999999999,220,22,99,1.94,0.64,120,1,1.01,1.9207920792079207,0.63366336633663367]
[3,7.8,220,22,1,1.1200000000000001,1.1200000000000001,200,0,1.1200000000000001,1,1]
[3,9.1,220,22,50,1.43,1.03,200,1,1.1200000000000001,1.2767857142857142,0.9196428571428571]
[3,10,220,22,60,1.64,0.99,200,{"$f":"IF(F1814<>G1814,1,0)","v":1},1.1200000000000001,{"$f":"F1814/J1814","v":1.464285714285714},0.88392857142857129]
[3,10.9,220,22,70,1.85,0.96,200,1,1.1200000000000001,1.6517857142857142,{"$f":"G1815/J1815","v":0.85714285714285698}]
[3,13.6,220,22,99,2.46,0.85,200,1,1.1200000000000001,2.1964285714285712,0.75892857142857129]
[3,6.6,220,22,1,1.17,1.17,280,0,{"$f":"IF(F1817/G1817=1,F1817,J1816)","v":1.17},1,1]
[3,7.8,220,22,50,1.56,1.0900000000000001,280,1,1.17,1.3333333333333335,0.93162393162393176]
[3,8.5,220,22,60,1.79,1.06,280,1,1.17,1.52991452991453,0.90598290598290609]
[3,9.1999999999999993,220,22,70,2.02,1.04,280,1,1.17,1.7264957264957266,0.88888888888888895]
[3,11.3,220,22,99,2.7,0.96,280,1,1.17,2.3076923076923079,0.82051282051282048]
[3,10.6,220,23,1,1.06,1.06,120,0,1.06,1,1]
[3,11.8,220,23,50,1.23,0.93,120,1,1.06,1.1603773584905659,0.87735849056603776]
[3,13.1,220,23,60,1.41,0.88,120,1,1.06,1.3301886792452828,0.83018867924528295]
[3,14.3,220,23,70,1.58,0.82,120,1,1.06,1.4905660377358489,0.7735849056603773]
[3,17.899999999999999,220,23,99,2.08,0.66,120,1,1.06,1.9622641509433962,0.62264150943396224]
[3,8.1,220,23,1,1.18,1.18,200,0,1.18,1,1]
[3,9.6,220,23,50,1.54,1.07,200,1,1.18,1.3050847457627119,0.90677966101694929]
[3,10.6,220,23,60,1.77,1.03,200,1,1.18,1.5,0.87288135593220351]
[3,11.5,220,23,70,1.99,1,200,1,1.18,1.6864406779661019,0.84745762711864414]
[3,14.3,220,23,99,2.64,0.89,200,1,1.18,2.2372881355932206,0.75423728813559332]
[3,6.7,220,23,1,1.23,1.23,280,0,1.23,1,1]
[3,8.1999999999999993,220,23,50,1.68,1.1399999999999999,280,1,1.23,1.3658536585365852,0.92682926829268286]
[3,8.9,220,23,60,1.93,1.1100000000000001,280,1,1.23,1.5691056910569106,0.90243902439024404]
[3,9.6999999999999993,220,23,70,2.1800000000000002,1.08,280,1,1.23,1.7723577235772359,0.87804878048780499]
[3,11.9,220,23,99,2.89,1,280,1,1.23,2.3495934959349594,0.81300813008130079]
[3,11,220,24,1,1.1200000000000001,1.1200000000000001,120,0,1.1200000000000001,1,1]
[3,12.5,220,24,50,1.33,0.96,120,1,1.1200000000000001,1.1875,0.85714285714285698]
[3,13.8,220,24,60,1.51,0.91,120,1,1.1200000000000001,1.3482142857142856,0.8125]
[3,15.1,220,24,70,1.69,0.85,120,1,1.1200000000000001,1.5089285714285712,0.75892857142857129]
[3,18.899999999999999,220,24,99,2.2200000000000002,0.68,120,1,1.1200000000000001,1.9821428571428572,0.6071428571428571]
[3,8.3000000000000007,220,24,1,1.24,1.24,200,0,1.24,1,1]
[3,10.1,220,24,50,1.66,1.1200000000000001,200,1,1.24,1.3387096774193548,0.90322580645161299]
[3,11.1,220,24,60,1.9,1.07,200,1,1.24,1.532258064516129,0.86290322580645162]
[3,12.2,220,24,70,2.14,1.04,200,1,1.24,1.7258064516129032,0.83870967741935487]
[3,15.1,220,24,99,2.82,0.92,200,1,1.24,2.2741935483870965,0.74193548387096775]
[3,6.9,220,24,1,1.28,1.28,280,0,1.28,1,1]
[3,8.5,220,24,50,1.81,1.19,280,1,1.28,1.4140625,0.92968749999999989]
[3,9.3000000000000007,220,24,60,2.0699999999999998,1.1599999999999999,280,1,1.28,1.6171874999999998,0.90624999999999989]
[3,10.1,220,24,70,2.34,1.1299999999999999,280,1,1.28,1.8281249999999998,0.88281249999999989]
[3,12.5,220,24,99,3.09,1.04,280,1,1.28,2.4140625,0.8125]
[3,11.3,220,25,1,1.17,1.17,120,0,1.17,1,1]
[3,13.2,220,25,50,1.42,1,120,1,1.17,1.2136752136752136,0.85470085470085477]
[3,14.6,220,25,60,1.62,0.94,120,1,1.17,1.3846153846153848,0.80341880341880345]
[3,15.9,220,25,70,1.81,0.88,120,1,1.17,1.5470085470085471,0.75213675213675224]
[3,19.899999999999999,220,25,99,2.36,0.7,120,1,1.17,2.017094017094017,0.59829059829059827]
[3,8.5,220,25,1,1.29,1.29,200,0,1.29,1,1]
[3,10.6,220,25,50,1.78,1.1599999999999999,200,1,1.29,1.3798449612403101,0.89922480620155032]
[3,11.7,220,25,60,2.0299999999999998,1.1200000000000001,200,1,1.29,1.5736434108527131,0.86821705426356599]
[3,12.8,220,25,70,2.29,1.07,200,1,1.29,1.7751937984496124,0.8294573643410853]
[3,15.9,220,25,99,3.01,0.95,200,1,1.29,2.333333333333333,0.73643410852713176]
[3,7.1,220,25,1,1.34,1.34,280,0,1.34,1,1]
[3,9,220,25,50,1.95,1.23,280,1,1.34,1.4552238805970148,0.91791044776119401]
[3,9.8000000000000007,220,25,60,2.2200000000000002,1.2,280,1,1.34,1.6567164179104479,0.89552238805970141]
[3,10.7,220,25,70,2.5,1.17,280,1,1.34,1.8656716417910446,0.87313432835820881]
[3,13.1,220,25,99,3.3,1.08,280,1,1.34,2.4626865671641789,0.80597014925373134]
[3,11.7,220,26,1,1.22,1.22,120,0,1.22,1,1]
[3,13.9,220,26,50,1.52,1.03,120,1,1.22,1.2459016393442623,0.84426229508196726]
[3,15.3,220,26,60,1.73,0.97,120,1,1.22,1.4180327868852458,0.79508196721311475]
[3,16.8,220,26,70,1.93,0.9,120,1,1.22,1.5819672131147542,0.73770491803278693]
[3,20.9,220,26,99,2.5,0.72,120,1,1.22,2.0491803278688523,0.5901639344262295]
[3,8.8000000000000007,220,26,1,1.35,1.35,200,0,1.35,1,1]
[3,11.2,220,26,50,1.91,1.2,200,1,1.35,1.4148148148148147,0.88888888888888884]
[3,12.3,220,26,60,2.17,1.1599999999999999,200,1,1.35,1.6074074074074072,0.85925925925925917]
[3,13.5,220,26,70,2.44,1.1100000000000001,200,1,1.35,1.8074074074074074,0.82222222222222219]
[3,16.8,220,26,99,3.2,0.98,200,1,1.35,2.3703703703703702,0.72592592592592586]
[3,7.3,220,26,1,1.4,1.4,280,0,1.4,1,1]
[3,9.4,220,26,50,2.08,1.28,280,{"$f":"IF(F1878<>G1878,1,0)","v":1},1.4,{"$f":"F1878/J1878","v":1.4857142857142858},0.91428571428571437]
[3,10.3,220,26,60,2.38,1.25,280,1,1.4,1.7,{"$f":"G1879/J1879","v":0.8928571428571429}]
[3,11.2,220,26,70,2.67,1.21,280,1,1.4,1.9071428571428573,0.86428571428571432]
[3,13.8,220,26,99,3.52,1.1100000000000001,280,1,{"$f":"IF(F1881/G1881=1,F1881,J1880)","v":1.4},2.5142857142857147,0.79285714285714293]
[3,12.1,220,27,1,1.27,1.27,120,0,1.27,1,1]
[3,14.6,220,27,50,1.62,1.06,120,1,1.27,1.2755905511811025,0.83464566929133865]
[3,16.100000000000001,220,27,60,1.84,0.99,120,1,1.27,1.4488188976377954,0.77952755905511806]
[3,17.7,220,27,70,2.0499999999999998,0.93,120,1,1.27,1.6141732283464565,0.73228346456692917]
[3,22,220,27,99,2.65,0.73,120,1,1.27,2.0866141732283463,0.57480314960629919]
[3,9,220,27,1,1.4,1.4,200,0,1.4,1,1]
[3,11.7,220,27,50,2.0299999999999998,1.24,200,1,1.4,1.45,0.88571428571428579]
[3,12.9,220,27,60,2.3199999999999998,1.2,200,1,1.4,1.657142857142857,0.85714285714285721]
[3,14.1,220,27,70,2.6,1.1499999999999999,200,1,1.4,1.8571428571428574,0.8214285714285714]
[3,17.600000000000001,220,27,99,3.41,1.01,200,1,1.4,2.4357142857142859,0.72142857142857153]
[3,7.5,220,27,1,1.46,1.46,280,0,1.46,1,1]
[3,9.8000000000000007,220,27,50,2.2200000000000002,1.33,280,1,1.46,1.5205479452054795,0.91095890410958913]
[3,10.8,220,27,60,2.5299999999999998,1.29,280,1,1.46,1.7328767123287669,0.88356164383561653]
[3,11.7,220,27,70,2.84,1.26,280,1,1.46,1.9452054794520548,0.86301369863013699]
[3,14.5,220,27,99,3.75,1.1499999999999999,280,1,1.46,2.5684931506849318,0.78767123287671226]
[3,12.4,220,28,1,1.32,1.32,120,0,1.32,1,1]
[3,15.3,220,28,50,1.72,1.0900000000000001,120,1,1.32,1.303030303030303,0.8257575757575758]
[3,17,220,28,60,1.95,1.02,120,1,1.32,1.4772727272727271,0.77272727272727271]
[3,18.600000000000001,220,28,70,2.1800000000000002,0.95,120,1,1.32,1.6515151515151516,0.71969696969696961]
[3,23,220,28,99,2.8,0.75,120,1,1.32,2.1212121212121211,0.56818181818181812]
[3,9.3000000000000007,220,28,1,1.46,1.46,200,0,1.46,1,1]
[3,12.3,220,28,50,2.17,1.28,200,1,1.46,1.4863013698630136,0.87671232876712335]
[3,13.6,220,28,60,2.4700000000000002,1.23,200,1,1.46,1.6917808219178083,0.84246575342465757]
[3,14.9,220,28,70,2.76,1.18,200,1,1.46,1.8904109589041096,0.80821917808219179]
[3,18.5,220,28,99,3.61,1.04,200,1,1.46,2.4726027397260273,0.71232876712328774]
[3,7.6,220,28,1,1.52,1.52,280,0,1.52,1,1]
[3,10.199999999999999,220,28,50,2.37,1.37,280,1,1.52,1.5592105263157896,0.90131578947368429]
[3,11.3,220,28,60,2.7,1.33,280,1,1.52,1.7763157894736843,0.875]
[3,12.3,220,28,70,3.02,1.3,280,1,1.52,1.986842105263158,0.85526315789473684]
[3,15.2,220,28,99,3.98,1.19,280,1,1.52,2.6184210526315788,0.7828947368421052]
[3,12.8,220,29,1,1.37,1.37,120,0,1.37,1,1]
[3,16.100000000000001,220,29,50,1.83,1.1200000000000001,120,1,1.37,1.3357664233576643,0.81751824817518248]
[3,17.8,220,29,60,2.0699999999999998,1.05,120,1,1.37,1.5109489051094889,0.76642335766423353]
[3,19.5,220,29,70,2.2999999999999998,0.97,120,1,1.37,1.6788321167883209,0.70802919708029188]
[3,24.2,220,29,99,2.95,0.76,120,1,1.37,2.1532846715328469,0.55474452554744524]
[3,9.5,220,29,1,1.52,1.52,200,0,1.52,1,1]
[3,12.9,220,29,50,2.2999999999999998,1.32,200,1,1.52,1.513157894736842,0.86842105263157898]
[3,14.2,220,29,60,2.62,1.27,200,1,1.52,1.7236842105263159,0.83552631578947367]
[3,15.6,220,29,70,2.93,1.22,200,1,1.52,1.9276315789473686,0.80263157894736836]
[3,19.5,220,29,99,3.83,1.07,200,1,1.52,2.5197368421052633,0.70394736842105265]
[3,7.8,220,29,1,1.57,1.57,280,0,1.57,1,1]
[3,10.7,220,29,50,2.52,1.42,280,1,1.57,1.6050955414012738,0.90445859872611456]
[3,11.8,220,29,60,2.86,1.38,280,1,1.57,1.8216560509554138,0.87898089171974514]
[3,12.8,220,29,70,3.21,1.34,280,1,1.57,2.0445859872611463,0.85350318471337583]
[3,15.9,220,29,99,4.22,1.22,280,1,1.57,2.6878980891719744,0.77707006369426745]
[3,13.2,220,30,1,1.43,1.43,120,0,1.43,1,1]
[3,16.8,220,30,50,1.94,1.1499999999999999,120,1,1.43,1.3566433566433567,0.80419580419580416]
[3,18.600000000000001,220,30,60,2.19,1.07,120,1,1.43,1.5314685314685315,0.74825174825174834]
[3,20.399999999999999,220,30,70,2.4300000000000002,0.99,120,1,1.43,1.6993006993006994,0.69230769230769229]
[3,25.3,220,30,99,3.11,0.77,120,1,1.43,2.174825174825175,0.53846153846153855]
[3,9.6999999999999993,220,30,1,1.57,1.57,200,0,1.57,1,1]
[3,13.5,220,30,50,2.44,1.36,200,1,1.57,1.5541401273885349,0.86624203821656054]
[3,14.9,220,30,60,2.78,1.3,200,1,1.57,1.770700636942675,0.82802547770700641]
[3,16.3,220,30,70,3.11,1.25,200,1,1.57,1.9808917197452227,0.79617834394904452]
[3,20.399999999999999,220,30,99,4.05,1.0900000000000001,200,1,1.57,2.5796178343949041,0.69426751592356695]
[3,8,220,30,1,1.63,1.63,280,0,1.63,1,1]
[3,11.2,220,30,50,2.67,1.46,280,1,1.63,1.638036809815951,0.89570552147239269]
[3,12.3,220,30,60,3.04,1.42,280,1,1.63,1.8650306748466259,0.87116564417177911]
[3,13.4,220,30,70,3.41,1.37,280,1,1.63,2.092024539877301,0.84049079754601241]
[3,16.7,220,30,99,4.47,1.25,280,1,1.63,2.7423312883435584,0.76687116564417179]
[3,13.6,220,31,1,1.48,1.48,120,{"$f":"IF(F1942<>G1942,1,0)","v":0},1.48,{"$f":"F1942/J1942","v":1},1]
[3,17.600000000000001,220,31,50,2.0499999999999998,1.18,120,1,1.48,1.3851351351351351,{"$f":"G1943/J1943","v":0.79729729729729726}]
[3,19.5,220,31,60,2.31,1.1000000000000001,120,1,1.48,1.560810810810811,0.74324324324324331]
[3,21.4,220,31,70,2.56,1.01,120,1,{"$f":"IF(F1945/G1945=1,F1945,J1944)","v":1.48},1.7297297297297298,0.68243243243243246]
[3,26.4,220,31,99,3.27,0.78,120,1,1.48,2.2094594594594597,0.52702702702702708]
[3,10,220,31,1,1.63,1.63,200,0,1.63,1,1]
[3,14.1,220,31,50,2.59,1.4,200,1,1.63,1.5889570552147239,0.85889570552147243]
[3,15.6,220,31,60,2.94,1.34,200,1,1.63,1.803680981595092,0.82208588957055229]
[3,17.100000000000001,220,31,70,3.29,1.28,200,1,1.63,2.0184049079754605,0.78527607361963192]
[3,21.4,220,31,99,4.28,1.1100000000000001,200,1,1.63,2.6257668711656446,0.68098159509202461]
[3,8.1999999999999993,220,31,1,1.69,1.69,280,0,1.69,1,1]
[3,11.7,220,31,50,2.83,1.5,280,1,1.69,1.6745562130177516,0.8875739644970414]
[3,12.9,220,31,60,3.22,1.46,280,1,1.69,1.9053254437869824,0.86390532544378695]
[3,14,220,31,70,3.61,1.41,280,1,1.69,2.136094674556213,0.83431952662721887]
[3,17.5,220,31,99,4.7300000000000004,1.28,280,1,1.69,2.7988165680473376,0.75739644970414211]
[3,13.9,220,32,1,1.53,1.53,120,0,1.53,1,1]
[3,18.399999999999999,220,32,50,2.16,1.21,120,1,1.53,1.411764705882353,0.79084967320261434]
[3,20.399999999999999,220,32,60,2.4300000000000002,1.1200000000000001,120,1,1.53,1.5882352941176472,0.73202614379084974]
[3,22.3,220,32,70,2.7,1.03,120,1,1.53,1.7647058823529413,0.67320261437908502]
[3,27.6,220,32,99,3.43,0.78,120,1,1.53,2.2418300653594772,0.50980392156862742]
[3,10.199999999999999,220,32,1,1.68,1.68,200,0,1.68,1,1]
[3,14.7,220,32,50,2.74,1.44,200,1,1.68,1.6309523809523812,0.8571428571428571]
[3,16.3,220,32,60,3.11,1.37,200,1,1.68,1.8511904761904763,0.81547619047619058]
[3,17.899999999999999,220,32,70,3.47,1.31,200,1,1.68,2.0654761904761907,0.77976190476190477]
[3,22.4,220,32,99,4.5199999999999996,1.1299999999999999,200,1,1.68,2.6904761904761902,0.67261904761904756]
[3,8.3000000000000007,220,32,1,1.74,1.74,280,0,1.74,1,1]
[3,12.2,220,32,50,2.99,1.55,280,1,1.74,1.7183908045977012,0.8908045977011495]
[3,13.4,220,32,60,3.4,1.5,280,1,1.74,1.9540229885057472,0.86206896551724144]
[3,14.7,220,32,70,3.81,1.45,280,1,1.74,2.1896551724137931,0.83333333333333326]
[3,18.3,220,32,99,5,1.32,280,1,1.74,2.8735632183908044,0.75862068965517249]
[4,5.5,40,20,1,0.21,0.21,120,0,0.21,1,1]
[4,6,40,20,50,0.28000000000000003,0.21,120,1,0.21,1.3333333333333335,1]
[4,6.4,40,20,60,0.33,0.21,120,1,0.21,1.5714285714285716,1]
[4,6.7,40,20,70,0.38,0.21,120,1,0.21,1.8095238095238095,1]
[4,7.7,40,20,99,0.52,0.21,120,1,0.21,2.4761904761904763,1]
[4,4.9000000000000004,40,20,1,0.21,0.21,200,0,0.21,1,1]
[4,5.2,40,20,50,0.28999999999999998,0.21,200,1,0.21,1.3809523809523809,1]
[4,5.4,40,20,60,0.33,0.21,200,1,0.21,1.5714285714285716,1]
[4,5.6,40,20,70,0.38,0.21,200,1,0.21,1.8095238095238095,1]
[4,6.2,40,20,99,0.52,0.21,200,1,0.21,2.4761904761904763,1]
[4,4.7,40,20,1,0.21,0.21,280,0,0.21,1,1]
[4,4.9000000000000004,40,20,50,0.28999999999999998,0.21,280,1,0.21,1.3809523809523809,1]
[4,5,40,20,60,0.34,0.21,280,1,0.21,1.6190476190476193,1]
[4,5.2,40,20,70,0.38,0.21,280,1,0.21,1.8095238095238095,1]
[4,5.6,40,20,99,0.53,0.21,280,1,0.21,2.5238095238095242,1]
[4,5.6,40,21,1,0.23,0.23,120,0,0.23,1,1]
[4,6.2,40,21,50,0.31,0.22,120,1,0.23,1.3478260869565217,0.9565217391304347]
[4,6.6,40,21,60,0.36,0.22,120,1,0.23,1.5652173913043477,0.9565217391304347]
[4,6.9,40,21,70,0.41,0.22,120,1,0.23,1.7826086956521738,0.9565217391304347]
[4,8,40,21,99,0.56000000000000005,0.22,120,1,0.23,2.4347826086956523,0.9565217391304347]
[4,5,40,21,1,0.23,0.23,200,0,0.23,1,1]
[4,5.3,40,21,50,0.31,0.22,200,1,0.23,1.3478260869565217,0.9565217391304347]
[4,5.6,40,21,60,0.37,0.22,200,1,0.23,1.6086956521739129,0.9565217391304347]
[4,5.8,40,21,70,0.42,0.22,200,1,0.23,1.826086956521739,0.9565217391304347]
[4,6.4,40,21,99,0.56999999999999995,0.22,200,1,0.23,2.4782608695652169,0.9565217391304347]
[4,4.7,40,21,1,0.23,0.23,280,0,0.23,1,1]
[4,5,40,21,50,0.31,0.22,280,1,0.23,1.3478260869565217,0.9565217391304347]
[4,5.0999999999999996,40,21,60,0.37,0.22,280,1,0.23,1.6086956521739129,0.9565217391304347]
[4,5.3,40,21,70,0.42,0.22,280,1,0.23,1.826086956521739,0.9565217391304347]
[4,4.7,40,22,1,0.24,0.24,280,0,0.24,1,1]
[4,5.8,40,23,1,0.25,0.25,120,0,0.25,1,1]
[4,5.5,40,23,70,0.49,0.25,280,1,0.25,1.96,1]
[4,5.2,40,25,1,0.28000000000000003,0.28000000000000003,200,0,0.28000000000000003,1,1]
[4,5.2,40,26,1,0.28999999999999998,0.28999999999999998,200,0,0.28999999999999998,1,1]
[4,5.6,40,26,60,0.53,0.28000000000000003,280,1,0.28999999999999998,1.827586206896552,0.9655172413793105]
[4,5.5,40,27,50,0.5,0.3,280,1,0.3,1.6666666666666667,1]
[4,5.6,40,28,50,0.53,0.31,280,1,0.31,1.7096774193548387,1]
[4,6,40,29,60,0.64,0.32,280,1,0.33,1.9393939393939394,0.96969696969696972]
[4,8.5,40,31,50,0.63,0.34,120,1,0.35,1.8,0.97142857142857153]
[4,8.6999999999999993,40,32,50,0.66,0.35,120,1,0.36,1.8333333333333335,0.97222222222222221]
[4,6.1,40,32,50,0.67,0.35,280,1,0.36,1.8611111111111114,0.97222222222222221]
[4,6.1,60,20,60,0.49,0.31,200,1,0.32,1.53125,0.96875]
[4,5,60,21,1,0.34,0.34,280,0,0.34,1,1]
[4,5.8,60,22,60,0.59,0.35,280,1,0.36,1.6388888888888888,0.97222222222222221]
[4,5.9,60,23,60,0.64,0.37,280,1,0.37,1.7297297297297298,1]
[4,5.2,60,24,1,0.39,0.39,280,0,0.39,1,1]
[4,9.6999999999999993,60,25,70,0.8,0.38,120,1,0.41,1.9512195121951221,0.92682926829268297]
[4,10.1,60,26,70,0.85,0.4,120,1,0.42,2.0238095238095237,0.95238095238095244]
[4,9.4,60,27,99,1.25,0.42,200,1,0.45,2.7777777777777777,0.93333333333333324]
[4,8.3000000000000007,60,28,70,1,0.45,200,1,0.46,2.1739130434782608,0.97826086956521741]
[4,6.9,60,29,60,0.95,0.47,280,1,0.48,1.9791666666666667,0.97916666666666663]
[4,8.8000000000000007,60,30,70,1.1299999999999999,0.48,200,1,0.5,2.2599999999999998,0.96]
[4,8.6,60,30,99,1.51,0.47,280,1,0.5,3.02,0.94]
[4,9.4,60,32,70,1.27,0.51,200,1,0.54,2.3518518518518516,0.94444444444444442]
[4,10.7,80,20,99,0.93,0.36,120,1,0.41,2.2682926829268295,0.87804878048780488]
[4,11.2,80,21,99,1.01,0.38,120,1,0.43,2.3488372093023258,0.88372093023255816]
[4,7.2,80,22,60,0.75,0.45,200,1,0.47,1.595744680851064,0.95744680851063835]
[4,9.3000000000000007,80,23,99,1.25,0.45,200,1,0.49,2.5510204081632653,0.91836734693877553]
[4,7.9,80,23,99,1.27,0.47,280,1,0.49,2.5918367346938775,0.95918367346938771]
[4,7.5,80,25,50,0.82,0.52,200,1,0.54,1.5185185185185184,0.96296296296296291]
[4,7.9,80,26,1,0.55000000000000004,0.55000000000000004,120,0,0.55000000000000004,1,1]
[4,14.9,80,27,99,1.53,0.49,120,1,0.56999999999999995,2.6842105263157898,0.85964912280701755]
[4,6.6,80,28,1,0.61,0.61,200,0,0.61,1,1]
[4,6.7,80,29,1,0.63,0.63,200,0,0.63,1,1]
[4,5.9,80,29,1,0.64,0.64,280,0,0.64,1,1]
[4,17.899999999999999,80,31,99,1.94,0.56000000000000005,120,1,0.67,2.8955223880597014,0.83582089552238814]
[4,8.9,80,32,1,0.69,0.69,120,0,0.69,1,1]
[4,18.7,80,32,99,2.0499999999999998,0.57999999999999996,120,1,0.69,2.9710144927536231,0.84057971014492749]
[4,8.6999999999999993,100,21,50,0.65,0.49,120,1,0.52,1.25,0.94230769230769229]
[4,7.1,100,21,50,0.72,0.52,200,1,0.54,1.3333333333333333,0.96296296296296291]
[4,10.7,100,22,70,0.94,0.49,120,1,0.55000000000000004,1.7090909090909088,0.89090909090909087]
[4,6.7,100,23,50,0.87,0.59,280,1,0.61,1.4262295081967213,0.96721311475409832]
[4,6.9,100,24,50,0.94,0.61,280,1,0.64,1.4687499999999998,0.953125]
[4,11.4,100,25,60,1.04,0.56999999999999995,120,1,0.64,1.625,0.89062499999999989]
[4,12,100,26,60,1.1100000000000001,0.6,120,1,{"$f":"IF(F2649/G2649=1,F2649,J2648)","v":0.67},1.6567164179104479,0.89552238805970141]
[4,12.5,100,27,60,1.19,0.62,120,1,0.69,1.7246376811594204,0.89855072463768126]
[4,11.9,100,28,50,1.1100000000000001,0.66,120,1,0.72,1.541666666666667,0.91666666666666674]
[4,10.3,100,29,60,1.48,0.72,200,1,0.77,1.9220779220779221,0.93506493506493504]
[4,13,100,30,50,1.26,0.7,120,1,0.78,1.6153846153846154,0.89743589743589736]
[4,9.6,100,30,70,1.82,0.76,280,1,0.81,2.2469135802469133,0.93827160493827155]
[4,9.9,100,31,70,1.93,0.78,280,1,0.84,2.2976190476190474,0.9285714285714286]
[4,8.1,120,20,1,0.56999999999999995,0.56999999999999995,120,0,0.56999999999999995,1,1]
[4,10.9,120,21,70,0.97,0.52,120,1,0.6,1.6166666666666667,0.8666666666666667]
[4,11.5,120,22,70,1.05,0.55000000000000004,120,1,0.64,1.640625,0.859375]
[4,8.8000000000000007,120,23,1,0.67,0.67,120,0,0.67,1,1]
[4,11.4,120,23,99,1.73,0.61,200,1,0.7,2.4714285714285715,0.87142857142857144]
[4,11.9,120,24,99,1.85,0.64,200,1,0.74,2.5,0.86486486486486491]
[4,10.3,120,25,99,2.06,0.71,280,1,{"$f":"IF(F2841/G2841=1,F2841,J2840)","v":0.78},2.641025641025641,0.91025641025641013]
[4,10.7,120,26,99,2.2000000000000002,0.73,280,1,0.82,2.6829268292682928,0.8902439024390244]
[4,11.2,120,27,99,2.34,0.76,280,1,0.85,2.7529411764705882,0.89411764705882357]
[4,9.6999999999999993,120,28,70,1.88,0.82,280,1,0.89,2.1123595505617976,0.92134831460674149]
[4,7.9,120,29,1,0.91,0.91,200,0,0.91,1,1]
[4,10.5,120,30,70,2.12,0.88,280,1,0.96,2.2083333333333335,0.91666666666666674]
[4,7,120,31,1,0.99,0.99,280,0,0.99,1,1]
[4,7.1,120,32,1,1.02,1.02,280,0,1.02,1,1]
[4,7.2,140,20,60,1.03,0.66,280,1,0.69,1.492753623188406,0.95652173913043492]
[4,9.6999999999999993,140,21,50,0.79,0.62,120,1,0.67,1.1791044776119404,0.9253731343283581]
[4,10.199999999999999,140,22,50,0.87,0.65,120,1,0.71,1.2253521126760565,0.91549295774647899]
[4,7.5,140,23,50,1.1499999999999999,0.78,280,1,0.81,1.419753086419753,0.96296296296296291]
[4,9.1,140,24,50,1.18,0.78,200,1,0.84,1.4047619047619047,0.9285714285714286]
[4,6.7,140,25,1,0.89,0.89,280,0,0.89,1,1]
[4,6.9,140,26,1,0.93,0.93,280,0,0.93,1,1]
[4,9,140,26,60,1.65,0.87,280,1,0.93,1.7741935483870965,0.93548387096774188]
[4,7.1,140,28,1,1.01,1.01,280,0,1.01,1,1]
[4,15.7,140,29,60,1.64,0.81,120,1,0.98,1.6734693877551019,0.82653061224489799]
[4,11.6,140,30,50,1.77,0.98,200,1,1.07,1.6542056074766354,0.9158878504672896]
[4,16.899999999999999,140,30,99,3.02,0.87,200,1,1.07,2.8224299065420557,0.81308411214953269]
[4,13.8,140,32,60,2.2799999999999998,1.02,200,1,1.1499999999999999,1.9826086956521738,0.88695652173913053]
[4,11.3,140,32,60,2.39,1.07,280,1,1.17,2.042735042735043,0.91452991452991461]
[4,9.3000000000000007,160,20,70,1.23,0.68,200,1,0.75,1.64,0.90666666666666673]
[4,8.3000000000000007,160,21,70,1.42,0.75,280,1,0.82,1.7317073170731707,0.91463414634146345]
[4,12.3,160,23,60,1.1599999999999999,0.71,120,1,0.83,1.3975903614457832,0.85542168674698793]
[4,9.9,160,23,60,1.38,0.81,200,1,0.89,1.5505617977528088,0.9101123595505618]
[4,11.2,160,24,70,1.69,0.82,200,1,0.93,1.8172043010752688,0.88172043010752676]
[4,10.9,160,25,60,1.6,0.88,200,1,0.97,1.6494845360824744,0.90721649484536082]
[4,15.1,160,26,99,2.58,0.82,200,1,1.02,2.5294117647058822,0.8039215686274509]
[4,10.7,160,27,70,2.2000000000000002,0.98,280,1,1.0900000000000001,2.0183486238532109,0.89908256880733939]
[4,11.3,160,28,50,1.71,1.01,200,1,1.1100000000000001,1.5405405405405403,0.90990990990990983]
[4,14.1,160,29,99,3.31,0.99,280,1,1.18,2.8050847457627119,0.83898305084745761]
[4,23.5,160,30,99,2.71,0.71,120,1,1.1200000000000001,2.4196428571428568,0.63392857142857129]
[4,9.3000000000000007,160,31,1,1.24,1.24,200,0,1.24,1,1]
[4,19.899999999999999,160,32,99,3.69,0.98,200,1,1.28,2.8828125,0.765625]
[4,11.7,180,20,99,1.81,0.67,200,1,0.82,2.2073170731707319,0.81707317073170738]
[4,15.4,180,21,99,1.6,0.55000000000000004,120,1,0.8,2,0.6875]
[4,10.1,180,22,1,0.85,0.85,120,0,0.85,1,1]
[4,10.4,180,23,1,0.89,0.89,120,0,0.89,1,1]
[4,18.2,180,24,99,1.98,0.62,120,1,0.94,2.1063829787234045,0.65957446808510645]
[4,8.6,180,25,1,1.07,1.07,200,0,{"$f":"IF(F3417/G3417=1,F3417,J3416)","v":1.07},1,1]
[4,16.2,180,26,70,1.71,0.8,120,1,1.03,1.6601941747572815,0.77669902912621358]
[4,9.3000000000000007,180,26,50,1.73,1.07,280,1,1.1499999999999999,1.5043478260869567,0.93043478260869583]
[4,9.6999999999999993,180,27,50,1.85,1.1100000000000001,280,1,1.2,1.5416666666666667,0.92500000000000016]
[4,17.100000000000001,180,29,60,1.84,0.92,120,1,1.17,1.5726495726495728,0.78632478632478642]
[4,16.3,180,30,50,1.71,1,120,1,1.21,1.4132231404958677,0.82644628099173556]
[4,17,180,31,50,1.82,1.03,120,1,1.26,1.4444444444444444,0.81746031746031744]
[4,19.600000000000001,180,32,60,2.1800000000000002,0.99,120,1,1.3,1.676923076923077,0.7615384615384615]
[4,15.5,180,32,60,2.68,1.19,200,1,1.4,1.9142857142857146,0.85]
[4,9.3000000000000007,200,20,60,1.23,0.8,200,1,0.89,1.3820224719101124,0.89887640449438211]
[4,11.3,200,22,50,1.02,0.81,120,1,0.91,1.1208791208791209,0.89010989010989017]
[4,8.8000000000000007,200,22,60,1.58,0.95,280,1,1.03,1.5339805825242718,0.92233009708737856]
[4,12.5,200,24,50,1.2,0.88,120,1,1.01,1.1881188118811881,0.87128712871287128]
[4,15.1,200,24,70,1.55,0.78,120,1,1.01,1.5346534653465347,0.7722772277227723]
[4,15.9,200,25,70,1.66,0.81,120,1,1.05,1.5809523809523809,0.77142857142857146]
[4,12.2,200,27,1,1.1499999999999999,1.1499999999999999,120,0,1.1499999999999999,1,1]
[4,14.1,200,27,70,2.36,1.05,200,1,1.26,1.8730158730158728,0.83333333333333337]
[4,14.8,200,28,70,2.52,1.08,200,1,1.31,1.9236641221374045,0.82442748091603058]
[4,15.1,200,28,99,3.63,1.08,280,1,1.35,2.6888888888888887,0.8]
[4,15.8,200,29,99,3.86,1.1200000000000001,280,1,1.41,2.7375886524822697,0.79432624113475192]
[4,21.2,200,31,70,2.4,0.94,120,1,1.35,1.7777777777777777,0.69629629629629619]
[4,14.1,200,31,70,3.28,1.29,280,1,1.51,2.1721854304635762,0.85430463576158944]
[4,15.4,220,20,99,1.59,0.56000000000000005,120,1,0.86,1.8488372093023258,0.65116279069767447]
[4,10.9,220,21,70,1.61,0.87,200,1,1.01,1.5940594059405941,0.86138613861386137]
[4,8.6999999999999993,220,21,60,1.54,0.96,280,1,1.05,1.4666666666666666,0.91428571428571426]
[4,7.4,220,22,1,1.1100000000000001,1.1100000000000001,280,0,1.1100000000000001,1,1]
[4,9.6,220,23,60,1.82,1.06,280,1,1.1599999999999999,1.5689655172413794,0.91379310344827602]
[4,12,220,25,1,1.1200000000000001,1.1200000000000001,120,0,1.1200000000000001,1,1]
[4,21.2,220,26,99,2.4,0.68,120,1,1.17,2.0512820512820515,0.58119658119658124]
[4,10,220,26,50,1.97,1.23,280,1,1.34,1.4701492537313432,0.91791044776119401]
[4,10,220,28,1,1.4,1.4,200,0,1.4,1,1]
[4,8.5,220,28,1,1.46,1.46,280,0,1.46,1,1]
[4,8.6,220,29,1,1.51,1.51,280,0,1.51,1,1]
[4,14.2,220,31,1,1.43,1.43,120,0,1.43,1,1]
[4,14.6,220,32,1,1.48,1.48,120,0,1.48,1,1]
[4,22.9,220,32,99,4.4000000000000004,1.0900000000000001,200,1,1.63,2.6993865030674851,0.66871165644171793]
[5,6.1,40,20,50,0.26,0.2,200,1,0.2,1.3,1]
[5,7.3,40,21,99,0.54,0.21,200,1,0.21,2.5714285714285716,1]
[5,6.6,40,22,60,0.37,0.22,200,1,0.23,1.6086956521739129,0.9565217391304347]
[5,6.1,40,23,50,0.35,0.24,280,1,0.24,1.4583333333333333,1]
[5,7.1,40,24,70,0.5,0.25,200,{"$f":"IF(F3990<>G3990,1,0)","v":1},0.25,{"$f":"F3990/J3990","v":2},1]
[5,8.3000000000000007,40,25,60,0.47,0.26,120,1,0.26,1.8076923076923075,1]
[5,8.6,40,26,60,0.5,0.27,120,1,0.28000000000000003,1.7857142857142856,0.9642857142857143]
[5,7.3,40,27,60,0.54,0.28000000000000003,200,1,0.28999999999999998,1.8620689655172415,0.9655172413793105]
[5,7.5,40,28,60,0.57999999999999996,0.28999999999999998,200,1,0.3,1.9333333333333333,0.96666666666666667]
[5,7.7,40,29,60,0.62,0.3,200,1,0.31,2,0.96774193548387089]
[5,7.8,40,30,60,0.66,0.31,200,1,0.32,2.0625,0.96875]
[5,7.3,40,30,70,0.75,0.31,280,1,0.32,2.34375,0.96875]
[5,7.4,40,31,70,0.79,0.33,280,1,0.34,2.3235294117647056,0.97058823529411764]
[5,6.6,60,20,50,0.38,0.28999999999999998,200,1,0.3,1.2666666666666668,0.96666666666666667]
[5,9,60,21,70,0.55000000000000004,0.3,120,1,0.31,1.774193548387097,0.96774193548387089]
[5,6.4,60,22,1,0.34,0.34,200,0,0.34,1,1]
[5,8.6999999999999993,60,22,99,0.86,0.32,200,1,0.34,2.5294117647058822,0.94117647058823528]
[5,9,60,23,99,0.92,0.34,200,1,0.35,2.628571428571429,0.97142857142857153]
[5,6.7,60,25,1,0.39,0.39,200,0,0.39,1,1]
[5,8.3000000000000007,60,25,99,1.07,0.38,280,1,0.39,2.7435897435897436,0.97435897435897434]
[5,8.5,60,26,99,1.1499999999999999,0.39,280,1,0.41,2.8048780487804876,0.95121951219512202]
[5,13.4,60,27,99,1.18,0.38,120,1,0.42,2.8095238095238093,0.90476190476190477]
[5,6.9,60,28,1,0.45,0.45,200,0,0.45,1,1]
[5,7,60,29,1,0.46,0.46,200,0,0.46,1,1]
[5,12.6,60,30,70,1.06,0.44,120,1,0.48,2.2083333333333335,0.91666666666666674]
[5,6.5,60,31,1,0.5,0.5,280,0,0.5,1,1]
[5,13.5,60,32,70,1.19,0.47,120,1,0.51,2.333333333333333,0.92156862745098034]
[5,8.3000000000000007,80,20,50,0.46,0.37,120,1,{"$f":"IF(F4313/G4313=1,F4313,J4312)","v":0.38},1.2105263157894737,0.97368421052631582]
[5,8.6999999999999993,80,21,50,0.51,0.39,120,1,0.41,1.2439024390243902,0.95121951219512202]
[5,9.6999999999999993,80,22,60,0.66,0.4,120,1,0.43,1.5348837209302326,0.93023255813953498]
[5,7.8,80,23,50,0.66,0.45,200,1,0.46,1.4347826086956521,0.97826086956521741]
[5,6.5,80,24,1,0.49,0.49,280,0,0.49,1,1]
[5,10.199999999999999,80,25,50,0.73,0.47,120,1,0.5,1.46,0.94]
[5,7.8,80,25,60,0.91,0.5,280,1,0.52,1.75,0.96153846153846145]
[5,11,80,27,50,0.84,0.51,120,1,0.55000000000000004,1.5272727272727271,0.92727272727272725]
[5,9.1,80,28,1,0.56999999999999995,0.56999999999999995,120,0,0.56999999999999995,1,1]
[5,12.9,80,29,60,1.1100000000000001,0.54,120,1,0.6,1.8500000000000003,0.90000000000000013]
[5,9.4,80,30,1,0.62,0.62,120,0,0.62,1,1]
[5,10.7,80,31,60,1.33,0.62,200,1,0.65,2.046153846153846,0.95384615384615379]
[5,9.1999999999999993,80,31,60,1.36,0.63,280,1,0.66,2.0606060606060606,0.95454545454545447]
[5,11.6,80,32,99,2.16,0.63,280,1,0.68,3.1764705882352939,0.92647058823529405]
[5,7.6,100,20,70,0.84,0.46,280,1,0.48,1.75,0.95833333333333337]
[5,10.5,100,22,60,0.77,0.47,120,1,0.52,1.4807692307692308,0.90384615384615374]
[5,8.1,100,22,70,1,0.52,280,1,0.54,1.8518518518518516,0.96296296296296291]
[5,12.4,100,24,70,1.04,0.51,120,1,0.57999999999999996,1.7931034482758623,0.8793103448275863]
[5,9.9,100,24,70,1.1399999999999999,0.56000000000000005,200,1,0.6,1.9,0.93333333333333346]
[5,8.4,100,25,60,1.1100000000000001,0.61,280,1,0.63,1.7619047619047621,0.96825396825396826]
[5,9.1,100,26,70,1.36,0.63,280,1,0.66,2.0606060606060606,0.95454545454545447]
[5,9.4,100,27,70,1.45,0.65,280,1,0.69,2.1014492753623188,0.94202898550724645]
[5,8.6,100,28,50,1.19,0.69,280,1,0.72,1.6527777777777777,0.95833333333333326]
[5,19,100,29,99,1.95,0.56999999999999995,120,1,0.72,2.7083333333333335,0.79166666666666663]
[5,9.1,100,30,50,1.35,0.75,280,1,0.78,1.7307692307692308,0.96153846153846145]
[5,15.4,100,31,99,2.42,0.7,200,1,0.8,3.0249999999999999,0.87499999999999989]
[5,16,100,32,99,2.57,0.72,200,1,0.83,3.0963855421686746,0.86746987951807231]
[5,6.7,120,20,1,0.56999999999999995,0.56999999999999995,280,0,0.56999999999999995,1,1]
[5,9.1,120,21,1,0.56999999999999995,0.56999999999999995,120,0,0.56999999999999995,1,1]
[5,9.3000000000000007,120,22,1,0.6,0.6,120,0,0.6,1,1]
[5,12.1,120,23,99,1.65,0.57999999999999996,200,1,0.66,2.4999999999999996,0.87878787878787867]
[5,8,120,24,1,0.7,0.7,200,0,0.7,1,1]
[5,8.1,120,25,1,0.73,0.73,200,0,0.73,1,1]
[5,13.2,120,25,99,1.91,0.64,200,1,0.73,2.6164383561643834,0.87671232876712335]
[5,8.6999999999999993,120,26,50,1.2,0.75,280,1,0.78,1.5384615384615383,0.96153846153846145]
[5,12,120,27,70,1.62,0.73,200,1,0.8,2.0249999999999999,0.91249999999999998]
[5,14,120,29,50,1.26,0.74,120,1,0.84,1.5,0.88095238095238093]
[5,14.6,120,30,50,1.34,0.76,120,1,0.87,1.5402298850574714,0.87356321839080464]
[5,13.4,120,30,70,1.97,0.81,200,1,0.91,2.1648351648351647,0.89010989010989017]
[5,12.9,120,31,60,1.85,0.85,200,1,0.94,1.968085106382979,0.9042553191489362]
[5,13.4,120,32,60,1.97,0.88,200,1,{"$f":"IF(F4889/G4889=1,F4889,J4888)","v":0.97},2.0309278350515463,0.90721649484536082]
[5,8.9,140,20,60,0.9,0.59,200,1,0.63,1.4285714285714286,0.9365079365079364]
[5,8.1999999999999993,140,21,60,1.05,0.65,280,1,0.69,1.5217391304347827,0.94202898550724645]
[5,8.5,140,22,60,1.1499999999999999,0.69,280,1,0.73,1.5753424657534245,0.9452054794520548]
[5,9.3000000000000007,140,23,50,1.01,0.71,200,1,0.76,1.3289473684210527,0.93421052631578938]
[5,14,140,24,70,1.26,0.62,120,1,0.75,1.68,0.82666666666666666]
[5,10.9,140,25,60,1.38,0.76,200,1,0.84,1.6428571428571428,0.90476190476190477]
[5,8.6999999999999993,140,26,1,0.87,0.87,200,0,0.87,1,1]
[5,12.8,140,27,70,1.81,0.81,200,1,0.91,1.9890109890109891,0.89010989010989017]
[5,9.1,140,28,1,0.95,0.95,200,0,0.95,1,1]
[5,13.4,140,28,99,2.74,0.84,280,1,0.97,2.8247422680412373,0.865979381443299]
[5,13.9,140,29,99,2.91,0.87,280,1,1.01,2.8811881188118811,0.86138613861386137]
[5,23.9,140,31,99,2.63,0.67,120,1,1.02,2.5784313725490193,0.65686274509803921]
[5,24.9,140,32,99,2.78,0.69,120,1,{"$f":"IF(F5081/G5081=1,F5081,J5080)","v":1.05},2.6476190476190475,0.65714285714285703]
[5,9.9,160,20,70,1.1399999999999999,0.64,200,1,0.7,1.6285714285714286,0.91428571428571437]
[5,12.5,160,21,70,1.05,0.57999999999999996,120,1,0.7,1.5000000000000002,0.82857142857142851]
[5,7.4,160,21,1,0.77,0.77,280,0,0.77,1,1]
[5,11.1,160,22,99,1.99,0.71,280,1,0.81,2.4567901234567899,0.87654320987654311]
[5,13.4,160,24,60,1.18,0.7,120,1,0.83,1.4216867469879517,0.84337349397590355]
[5,18.8,160,25,99,1.93,0.59,120,1,0.87,2.2183908045977012,0.67816091954022983]
[5,14.8,160,26,60,1.37,0.76,120,1,0.91,1.5054945054945055,0.8351648351648352]
[5,9.4,160,27,1,1.02,1.02,200,0,1.02,1,1]
[5,8.1999999999999993,160,27,1,1.04,1.04,280,0,1.04,1,{"$f":"G5207/J5207","v":1}]
[5,15.4,160,29,50,1.45,0.88,120,1,1.04,1.3942307692307692,0.84615384615384615]
[5,10.7,160,29,50,1.84,1.05,280,1,1.1299999999999999,1.6283185840707968,0.92920353982300896]
[5,13,160,31,1,1.1200000000000001,1.1200000000000001,120,0,1.1200000000000001,1,1]
[5,13.3,160,32,1,1.1599999999999999,1.1599999999999999,120,0,1.1599999999999999,1,1]
[5,14,160,32,50,2.09,1.1000000000000001,200,1,1.24,1.6854838709677418,0.88709677419354849]
[5,8.8000000000000007,180,20,50,0.89,0.73,200,1,0.77,1.1558441558441559,0.94805194805194803]
[5,11.1,180,21,99,2,0.73,280,1,0.84,2.3809523809523809,0.86904761904761907]
[5,8.6,180,22,50,1.17,0.85,280,1,0.9,1.2999999999999998,0.94444444444444442]
[5,8.9,180,23,50,1.28,0.89,280,1,0.95,1.3473684210526318,0.93684210526315792]
[5,10.7,180,24,70,1.85,0.9,280,1,1,1.85,0.9]
[5,14.5,180,25,60,1.33,0.78,120,1,0.94,1.4148936170212767,0.82978723404255328]
[5,11.1,180,25,70,1.99,0.94,280,1,1.05,1.8952380952380952,0.89523809523809517]
[5,13.1,180,27,60,1.88,0.98,200,1,1.1100000000000001,1.6936936936936935,{"$f":"G5399/J5399","v":0.88288288288288275}]
[5,13.6,180,28,60,2.0099999999999998,1.01,200,1,1.1599999999999999,1.732758620689655,0.87068965517241381]
[5,11.6,180,28,60,2.16,1.08,280,1,1.2,1.8000000000000003,0.90000000000000013]
[5,13,180,29,70,2.61,1.0900000000000001,280,1,1.24,2.1048387096774195,0.87903225806451624]
[5,13.5,180,30,70,2.78,1.1299999999999999,280,1,1.29,2.1550387596899223,0.87596899224806191]
[5,13,180,31,60,2.62,1.2,280,1,1.34,1.9552238805970148,0.89552238805970141]
[5,12.5,200,20,70,1.05,0.62,120,1,0.76,1.381578947368421,0.81578947368421051]
[5,13.2,200,21,70,1.1499999999999999,0.65,120,1,0.81,1.419753086419753,0.80246913580246915]
[5,8.5,200,21,50,1.1399999999999999,0.87,280,1,0.92,1.2391304347826084,0.94565217391304346]
[5,14.1,200,22,99,2.13,0.73,200,1,0.94,2.2659574468085109,0.77659574468085113]
[5,8.1,200,23,1,1.03,1.03,280,0,1.03,1,1]
[5,13.3,200,24,99,2.69,0.89,280,1,1.08,2.4907407407407405,0.82407407407407407]
[5,13.9,200,25,99,2.89,0.93,280,1,1.1399999999999999,2.5350877192982457,0.81578947368421062]
[5,8.6,200,26,1,1.19,1.19,280,0,1.19,1,1]
[5,10.199999999999999,200,27,1,1.21,1.21,200,0,1.21,1,1]
[5,10.4,200,28,1,1.26,1.26,200,0,1.26,1,1]
[5,19.7,200,29,99,3.43,0.95,200,1,1.31,2.6183206106870229,0.72519083969465647]
[5,9.3000000000000007,200,30,1,1.41,1.41,280,0,1.41,1,1]
[5,18,200,31,99,4.2300000000000004,1.1399999999999999,280,1,1.46,2.897260273972603,0.78082191780821908]
[5,18.3,200,32,70,3.09,1.17,200,1,1.47,2.1020408163265305,0.79591836734693877]
[5,10.7,220,20,50,0.79,0.74,120,1,0.8,0.98750000000000004,0.92499999999999993]
[5,11.4,220,21,70,1.5,0.82,200,1,0.95,1.5789473684210527,0.86315789473684212]
[5,10.199999999999999,220,22,50,1.22,0.93,200,1,1.01,1.2079207920792079,0.92079207920792083]
[5,10.7,220,23,50,1.33,0.98,200,1,1.06,1.2547169811320755,0.92452830188679236]
[5,12.2,220,24,60,1.69,0.98,200,1,1.1200000000000001,1.5089285714285712,0.87499999999999989]
[5,10.7,220,24,60,1.85,1.05,280,1,1.1599999999999999,1.5948275862068968,0.90517241379310354]
[5,14.6,220,26,50,1.34,0.96,120,1,1.1200000000000001,1.1964285714285714,0.85714285714285698]
[5,12.8,220,27,50,1.82,1.1499999999999999,200,1,1.29,1.4108527131782946,0.89147286821705418]
[5,17.600000000000001,220,28,60,1.76,0.95,120,1,1.22,1.4426229508196722,0.77868852459016391]
[5,14,220,29,50,2.09,1.23,200,1,1.4,1.4928571428571429,0.87857142857142867]
[5,11.3,220,30,1,1.46,1.46,200,0,1.46,1,1]
[5,17.399999999999999,220,30,70,2.88,1.1599999999999999,200,1,1.46,1.9726027397260273,0.79452054794520544]
[5,14.2,220,31,60,2.99,1.36,280,1,1.57,1.9044585987261147,0.86624203821656054]
[6,9.3000000000000007,40,20,99,0.47,0.18,120,1,0.19,2.4736842105263155,0.94736842105263153]
[6,8.1999999999999993,40,21,60,0.31,0.2,120,1,0.2,1.5499999999999998,1]
[6,9.9,40,22,99,0.55000000000000004,0.2,120,1,0.21,2.6190476190476195,0.95238095238095244]
[6,9.1,40,23,70,0.43,0.22,120,1,0.22,1.9545454545454546,1]
[6,7.9,40,23,70,0.44,0.22,200,1,0.23,1.9130434782608694,0.9565217391304347]
[6,9.3000000000000007,40,24,70,0.47,0.23,120,1,0.24,1.9583333333333333,0.95833333333333337]
[6,7.6,40,25,70,0.51,0.24,280,1,0.25,2.04,0.96]
[6,7.7,40,26,70,0.55000000000000004,0.26,280,1,0.26,2.1153846153846154,{"$f":"G5975/J5975","v":1}]
[6,9.6999999999999993,40,27,60,0.51,0.27,120,1,0.27,1.8888888888888888,1]
[6,12,40,28,99,0.84,0.27,120,1,0.28999999999999998,2.896551724137931,0.93103448275862077]
[6,12.4,40,29,99,0.9,0.28000000000000003,120,1,0.3,3,0.93333333333333346]
[6,9.9,40,30,50,0.54,0.3,120,1,0.31,1.741935483870968,0.96774193548387089]
[6,10.4,40,31,99,1.03,0.31,200,1,0.32,3.21875,0.96875]
[6,10.4,40,32,50,0.61,0.32,120,1,0.33,1.8484848484848484,0.96969696969696972]
[6,8,60,20,1,0.28000000000000003,0.28000000000000003,120,0,0.28000000000000003,1,1]
[6,8.1,60,21,1,0.28999999999999998,0.28999999999999998,120,0,0.28999999999999998,1,1]
[6,8.1999999999999993,60,22,1,0.31,0.31,120,0,0.31,1,1]
[6,7.4,60,23,1,0.33,0.33,200,0,0.33,1,1]
[6,7.5,60,24,1,0.35,0.35,200,0,0.35,1,1]
[6,8.6,60,25,1,0.37,0.37,120,0,0.37,1,1]
[6,7.7,60,25,50,0.56000000000000005,0.37,280,1,0.37,1.5135135135135136,1]
[6,7.9,60,26,50,0.61,0.38,280,1,0.39,1.5641025641025641,0.97435897435897434]
[6,9.6,60,27,99,1.19,0.39,280,1,0.41,2.9024390243902438,0.95121951219512202]
[6,11.2,60,29,50,0.73,0.42,120,1,0.44,1.6590909090909089,0.95454545454545447]
[6,11.6,60,30,50,0.78,0.43,120,1,0.46,1.6956521739130435,0.93478260869565211]
[6,9.3000000000000007,60,30,70,1.07,0.45,280,{"$f":"IF(F6230<>G6230,1,0)","v":1},0.46,{"$f":"F6230/J6230","v":2.3260869565217392},0.97826086956521741]
[6,10.3,60,31,60,0.99,0.46,200,1,0.48,2.0625,0.95833333333333337]
[6,9.6999999999999993,60,32,70,1.21,0.48,280,1,0.5,2.42,0.96]
[6,7.7,80,20,60,0.55000000000000004,0.36,280,1,0.37,1.4864864864864866,0.97297297297297292]
[6,7.9,80,21,60,0.61,0.38,280,1,0.39,1.5641025641025641,0.97435897435897434]
[6,8,80,22,60,0.67,0.4,280,1,0.42,1.5952380952380953,0.95238095238095244]
[6,11.5,80,23,70,0.77,0.39,120,1,0.43,1.7906976744186047,0.90697674418604657]
[6,12,80,24,70,0.84,0.41,120,1,0.45,1.8666666666666665,0.91111111111111098]
[6,8.3000000000000007,80,25,50,0.74,0.48,280,1,0.49,1.510204081632653,0.97959183673469385]
[6,10.5,80,26,70,1.04,0.48,200,1,0.51,2.0392156862745097,0.94117647058823528]
[6,9.1,80,27,60,1,0.52,280,1,0.54,1.8518518518518516,0.96296296296296291]
[6,7.7,80,28,1,0.56000000000000005,0.56000000000000005,280,0,0.56000000000000005,1,1]
[6,11.1,80,28,99,1.66,0.53,280,1,0.56000000000000005,2.964285714285714,0.9464285714285714]
[6,7.9,80,30,1,0.61,0.61,280,{"$f":"IF(F6422<>G6422,1,0)","v":0},0.61,{"$f":"F6422/J6422","v":1},1]
[6,19.2,80,31,99,1.84,0.52,120,1,0.62,2.967741935483871,0.83870967741935487]
[6,12.6,80,32,70,1.55,0.61,200,1,0.65,2.3846153846153846,0.93846153846153846]
[6,10.6,100,20,99,1.08,0.4,200,1,0.45,2.4,0.88888888888888895]
[6,7.4,100,20,1,0.45,0.45,280,0,0.45,1,1]
[6,9.6999999999999993,100,21,99,1.21,0.45,280,{"$f":"IF(F6486<>G6486,1,0)","v":1},0.48,{"$f":"F6486/J6486","v":2.5208333333333335},0.93750000000000011]
[6,9.9,100,22,70,0.91,0.48,200,1,0.51,1.7843137254901962,0.94117647058823528]
[6,9.9,100,24,1,0.55000000000000004,0.55000000000000004,120,0,0.55000000000000004,1,1]
[6,16.399999999999999,100,25,99,1.45,0.47,120,1,0.57999999999999996,2.5,0.81034482758620696]
[6,10.4,100,25,60,1.02,0.56000000000000005,200,1,0.6,1.7000000000000002,0.93333333333333346]
[6,7.9,100,26,1,0.63,0.63,280,0,0.63,1,1]
[6,8,100,27,1,0.66,0.66,280,0,0.66,1,1]
[6,10.7,100,28,50,1.0900000000000001,0.65,200,1,0.68,1.6029411764705883,0.95588235294117641]
[6,11.2,100,30,1,0.72,0.72,120,0,0.72,1,1]
[6,11.4,100,30,50,1.25,0.7,200,1,0.74,1.6891891891891893,0.94594594594594594]
[6,15.3,100,32,50,1.3,0.69,120,1,0.78,1.6666666666666667,0.88461538461538447]
[6,12.1,100,32,50,1.43,0.75,200,1,0.8,1.7874999999999999,0.9375]
[6,8.1999999999999993,120,20,1,0.52,0.52,200,0,0.52,1,1]
[6,8.1999999999999993,120,21,50,0.71,0.55000000000000004,280,{"$f":"IF(F6678<>G6678,1,0)","v":1},0.56999999999999995,{"$f":"F6678/J6678","v":1.2456140350877194},0.9649122807017545]
[6,8.4,120,22,50,0.79,0.57999999999999996,280,1,0.6,1.3166666666666669,0.96666666666666667]
[6,16,120,23,99,1.39,0.46,120,1,0.6,2.3166666666666664,0.76666666666666672]
[6,12.8,120,24,60,0.95,0.56000000000000005,120,1,0.63,1.5079365079365079,0.88888888888888895]
[6,13.4,120,25,60,1.03,0.59,120,1,0.67,1.5373134328358209,0.88059701492537301]
[6,18.399999999999999,120,26,99,1.73,0.53,120,1,0.7,2.4714285714285715,0.75714285714285723]
[6,11.8,120,27,60,1.36,0.71,200,1,0.77,1.7662337662337664,0.92207792207792205]
[6,16.5,120,28,70,1.46,0.64,120,1,0.77,1.8961038961038961,0.83116883116883111]
[6,11.3,120,28,70,1.73,0.75,280,1,0.81,2.1358024691358022,0.92592592592592582]
[6,11.7,120,29,70,1.85,0.78,280,1,0.85,2.1764705882352944,0.91764705882352948]
[6,17.2,120,31,60,1.57,0.73,120,1,0.87,1.8045977011494254,0.83908045977011492]
[6,19.5,120,32,70,1.89,0.72,120,1,0.9,2.0999999999999996,0.79999999999999993]
[6,11.9,140,20,70,0.83,0.48,120,1,0.56000000000000005,1.482142857142857,0.85714285714285698]
[6,11.6,140,21,60,0.78,0.53,120,1,0.6,1.3,0.88333333333333341]
[6,12.4,140,21,99,1.5,0.54,200,1,0.63,2.3809523809523809,{"$f":"G6871/J6871","v":0.85714285714285721}]
[6,13,140,22,99,1.63,0.56999999999999995,200,1,0.67,2.4328358208955221,0.85074626865671632]
[6,12.3,140,24,50,0.88,0.64,120,1,0.71,1.23943661971831,0.90140845070422537]
[6,12.2,140,24,99,2.0099999999999998,0.68,280,1,0.77,2.61038961038961,0.88311688311688319]
[6,13.4,140,26,50,1.04,0.7,120,1,0.79,1.3164556962025316,0.88607594936708856]
[6,9.6,140,26,1,0.83,0.83,200,0,0.83,1,1]
[6,9.6999999999999993,140,27,1,0.87,0.87,200,0,0.87,1,1]
[6,12.5,140,29,1,0.9,0.9,120,0,0.9,1,1]
[6,9,140,29,1,0.97,0.97,280,0,0.97,1,1]
[6,9.1,140,30,1,1.01,1.01,280,0,1.01,1,1]
[6,15.8,140,31,99,3.2,0.89,280,1,1.05,3.0476190476190474,0.84761904761904761]
[6,17.2,140,32,50,1.57,0.86,120,1,1.01,1.5544554455445545,0.85148514851485146]
[6,8.8000000000000007,160,20,1,0.66,0.66,200,0,0.66,1,1]
[6,9.4,160,20,70,1.1200000000000001,0.63,280,1,0.67,1.6716417910447763,0.94029850746268651]
[6,10,160,22,50,0.93,0.71,200,1,0.75,1.24,0.94666666666666666]
[6,8.5,160,23,1,0.81,0.81,280,0,0.81,1,1]
[6,9.9,160,23,60,1.28,0.76,280,1,0.81,1.5802469135802468,0.93827160493827155]
[6,10.3,160,24,60,1.4,0.8,280,1,0.86,1.6279069767441861,0.93023255813953498]
[6,10.7,160,25,60,1.52,0.84,280,1,{"$f":"IF(F7129/G7129=1,F7129,J7128)","v":0.9},1.6888888888888889,0.93333333333333324]
[6,15.9,160,27,60,1.38,0.75,120,1,0.91,1.5164835164835164,0.82417582417582413]
[6,12.6,160,28,50,1.53,0.93,200,1,1.02,1.5,0.91176470588235292]
[6,11,160,28,50,1.63,0.97,280,1,1.04,1.5673076923076921,0.9326923076923076]
[6,15.3,160,29,70,2.17,0.91,200,1,1.06,2.0471698113207544,0.85849056603773588]
[6,12.7,160,30,60,2.17,1.03,280,1,1.1299999999999999,1.9203539823008851,0.91150442477876115]
[6,9.6,160,31,1,1.17,1.17,280,0,1.17,1,1]
[6,11.7,180,20,60,0.79,0.59,120,1,0.66,1.196969696969697,0.89393939393939381]
[6,12.3,180,21,60,0.88,0.62,120,{"$f":"IF(F7254<>G7254,1,0)","v":1},0.71,{"$f":"F7254/J7254","v":1.23943661971831},0.87323943661971837]
[6,13.5,180,21,99,1.76,0.62,200,1,0.77,2.2857142857142856,0.80519480519480513]
[6,11.9,180,22,70,1.37,0.72,200,1,0.82,1.6707317073170733,0.87804878048780488]
[6,14.9,180,23,99,2.0699999999999998,0.69,200,1,0.87,2.3793103448275859,0.79310344827586199]
[6,15.6,180,24,99,2.23,0.72,200,1,0.92,2.4239130434782608,0.78260869565217384]
[6,11.8,180,25,70,1.89,0.89,280,1,0.99,1.9090909090909089,0.89898989898989901]
[6,14.1,180,26,70,1.89,0.87,200,1,1.02,1.8529411764705881,0.8529411764705882]
[6,21.8,180,27,99,2.21,0.61,120,1,0.99,2.2323232323232323,0.61616161616161613]
[6,22.8,180,28,99,2.35,0.63,120,1,1.03,2.2815533980582523,0.61165048543689315]
[6,14.8,180,29,60,2.0499999999999998,1.01,200,1,1.1599999999999999,1.7672413793103448,0.87068965517241381]
[6,20.3,180,30,99,3.33,0.9,200,1,1.21,2.7520661157024793,0.74380165289256206]
[6,21.2,180,31,99,3.53,0.92,200,1,1.26,2.8015873015873014,0.73015873015873023]
[6,16.600000000000001,180,32,60,2.48,1.1100000000000001,200,1,1.3,1.9076923076923076,0.85384615384615392]
[6,11.1,200,20,1,0.71,0.71,120,0,0.71,1,1]
[6,11.4,200,21,1,0.76,0.76,120,0,0.76,1,{"$f":"G7447/J7447","v":1}]
[6,10.5,200,22,50,1.06,0.83,200,1,0.89,1.1910112359550562,0.93258426966292129]
[6,10,200,23,1,0.94,0.94,200,0,0.94,1,1]
[6,10.3,200,24,1,0.99,0.99,200,0,0.99,1,1]
[6,10.3,200,24,50,1.39,0.96,280,1,1.03,1.349514563106796,0.93203883495145623]
[6,10.6,200,25,50,1.51,1.01,280,1,1.08,1.3981481481481481,0.93518518518518512]
[6,10.9,200,27,1,1.1499999999999999,1.1499999999999999,200,0,1.1499999999999999,1,1]
[6,16,200,28,50,1.4,0.93,120,1,1.1000000000000001,1.2727272727272725,0.84545454545454546]
[6,16.7,200,29,50,1.5,0.96,120,1,1.1499999999999999,1.3043478260869565,0.83478260869565224]
[6,25.5,200,30,99,2.73,0.67,120,1,1.2,2.2749999999999999,0.55833333333333335]
[6,16,200,30,60,2.3199999999999998,1.1100000000000001,200,1,1.31,1.7709923664122136,0.84732824427480924]
[6,16.600000000000001,200,31,60,2.4700000000000002,1.1399999999999999,200,1,1.36,1.8161764705882353,0.83823529411764697]
[6,22.7,200,32,70,2.33,0.9,120,1,1.3,1.7923076923076924,0.69230769230769229]
[6,9.6,220,20,60,1.19,0.81,280,1,0.86,1.3837209302325582,{"$f":"G7639/J7639","v":0.94186046511627919}]
[6,13.9,220,21,70,1.1000000000000001,0.65,120,1,0.8,1.375,0.8125]
[6,14.6,220,22,70,1.2,0.68,120,1,0.86,1.3953488372093024,0.79069767441860472]
[6,15.4,220,23,70,1.31,0.71,120,1,0.91,1.4395604395604396,0.78021978021978011]
[6,14.9,220,24,60,1.24,0.8,120,1,0.96,1.2916666666666667,0.83333333333333337]
[6,14.4,220,25,70,1.96,0.93,200,1,1.1200000000000001,1.7499999999999998,0.83035714285714279]
[6,12.2,220,26,60,2.0299999999999998,1.0900000000000001,280,1,1.22,1.6639344262295082,0.89344262295081978]
[6,15.6,220,27,50,1.35,0.95,120,1,1.1200000000000001,1.2053571428571428,0.84821428571428559]
[6,16.399999999999999,220,27,99,3.39,1,280,1,1.28,2.6484375,0.78125]
[6,20.399999999999999,220,29,70,2.0099999999999998,0.87,120,1,1.22,1.6475409836065573,0.71311475409836067]
[6,15.1,220,30,1,1.28,1.28,120,0,1.28,1,1]
[6,27.1,220,31,99,2.95,0.68,120,1,1.33,2.2180451127819549,0.51127819548872178]
[6,15.9,220,32,1,1.38,1.38,120,0,1.38,1,1]
[6,10.8,220,32,1,1.57,1.57,280,0,1.57,1,1]
[7,8.4,40,20,99,0.45,0.17,280,1,0.17,2.6470588235294117,1]
[7,8.5,40,21,99,0.49,0.18,280,1,0.19,2.5789473684210527,0.94736842105263153]
[7,8.5,40,23,1,0.21,0.21,120,0,0.21,1,1]
[7,11.4,40,24,99,0.62,0.21,120,1,0.22,2.8181818181818183,0.95454545454545447]
[7,8.4,40,24,70,0.45,0.22,280,1,0.23,1.9565217391304348,{"$f":"G7895/J7895","v":0.9565217391304347}]
[7,8.5,40,25,50,0.35,0.23,200,1,0.24,1.4583333333333333,0.95833333333333337]
[7,7.8,40,26,1,0.25,0.25,280,0,0.25,1,1]
[7,8.5,40,27,60,0.49,0.26,280,1,0.26,1.8846153846153846,1]
[7,9,40,29,1,0.28999999999999998,0.28999999999999998,120,0,0.28999999999999998,1,1]
[7,9.1,40,30,1,0.3,0.3,120,0,0.3,1,1]
[7,8.6,40,30,50,0.52,0.28999999999999998,280,1,0.3,1.7333333333333334,0.96666666666666667]
[7,9.4,40,31,50,0.56000000000000005,0.3,200,1,0.31,1.806451612903226,0.96774193548387089]
[7,8.8000000000000007,40,32,50,0.6,0.31,280,1,0.32,1.875,0.96875]
[7,7.9,60,20,50,0.31,0.26,280,1,0.26,1.1923076923076923,1]
[7,8.1,60,21,50,0.35,0.27,280,1,0.28000000000000003,1.2499999999999998,0.9642857142857143]
[7,7.9,60,22,1,0.3,0.3,280,0,0.3,1,1]
[7,10.5,60,23,60,0.5,0.3,120,1,0.31,1.6129032258064517,0.96774193548387089]
[7,10.9,60,24,60,0.54,0.31,120,1,0.33,1.6363636363636365,0.93939393939393934]
[7,11.2,60,25,99,0.99,0.33,200,1,0.35,2.8285714285714287,0.94285714285714295]
[7,9.9,60,26,60,0.67,0.36,200,1,0.37,1.810810810810811,0.97297297297297292]
[7,10.1,60,27,60,0.72,0.38,200,1,0.39,1.846153846153846,0.97435897435897434]
[7,12.2,60,28,99,1.22,0.38,200,1,0.41,2.975609756097561,0.92682926829268297]
[7,9.8000000000000007,60,28,70,0.9,0.39,280,{"$f":"IF(F8150<>G8150,1,0)","v":1},0.41,{"$f":"F8150/J8150","v":2.1951219512195124},0.95121951219512202]
[7,11.4,60,30,70,1.02,0.42,200,1,0.44,2.3181818181818183,0.95454545454545447]
[7,14.5,60,31,70,1.05,0.42,120,1,0.46,2.2826086956521738,0.91304347826086951]
[7,15,60,32,70,1.1200000000000001,0.44,120,1,0.47,2.3829787234042556,0.93617021276595747]
[7,12,60,32,70,1.1599999999999999,0.46,200,1,0.48,2.4166666666666665,0.95833333333333337]
[7,10.6,80,20,99,0.84,0.32,200,1,0.34,2.4705882352941173,0.94117647058823528]
[7,11,80,21,99,0.92,0.34,200,1,0.36,2.5555555555555558,0.94444444444444453]
[7,9.6,80,22,60,0.6,0.37,200,1,0.39,1.5384615384615383,0.94871794871794868]
[7,10.4,80,23,99,1.1200000000000001,0.39,280,1,0.42,2.666666666666667,0.9285714285714286]
[7,10.7,80,24,99,1.21,0.42,280,1,0.44,2.75,0.95454545454545447]
[7,9.9,80,25,50,0.67,0.45,200,1,0.46,1.4565217391304348,0.97826086956521741]
[7,9.1,80,26,1,0.49,0.49,200,0,0.49,1,1]
[7,13.3,80,27,99,1.47,0.47,200,1,0.51,2.8823529411764706,0.92156862745098034]
[7,9.3000000000000007,80,28,1,0.53,0.53,200,0,0.53,1,1]
[7,8.6999999999999993,80,29,1,0.56000000000000005,0.56000000000000005,280,0,0.56000000000000005,1,1]
[7,9.5,80,30,1,0.57999999999999996,0.57999999999999996,200,0,0.57999999999999996,1,1]
[7,14.1,80,31,50,1,0.55000000000000004,120,1,0.59,1.6949152542372883,0.93220338983050854]
[7,14.6,80,32,50,1.06,0.56999999999999995,120,1,0.62,1.7096774193548387,0.91935483870967738]
[7,13.5,100,20,99,0.91,0.33,120,1,0.4,2.2749999999999999,0.82499999999999996]
[7,9.3000000000000007,100,21,50,0.53,0.43,200,1,0.44,1.2045454545454546,0.97727272727272729]
[7,8.5,100,22,1,0.48,0.48,280,0,0.48,1,1]
[7,13,100,23,70,0.84,0.43,120,1,0.49,1.7142857142857142,0.87755102040816324]
[7,9.5,100,23,60,0.82,0.49,280,1,0.51,1.6078431372549018,0.96078431372549011]
[7,12.2,100,25,50,0.73,0.51,120,1,0.55000000000000004,1.3272727272727272,0.92727272727272725]
[7,13.7,100,26,60,0.94,0.52,120,1,0.57999999999999996,1.6206896551724139,0.89655172413793116]
[7,11.1,100,27,50,0.95,0.59,200,1,0.62,1.532258064516129,0.95161290322580638]
[7,14.8,100,28,60,1.1000000000000001,0.56000000000000005,120,1,0.63,1.7460317460317463,0.88888888888888895]
[7,12.9,100,28,70,1.38,0.6,200,1,0.65,2.1230769230769226,{"$f":"G8535/J8535","v":0.92307692307692302}]
[7,11.1,100,29,60,1.34,0.65,280,1,0.69,1.9420289855072466,0.94202898550724645]
[7,15.3,100,31,50,1.1599999999999999,0.65,120,1,0.72,1.6111111111111112,0.90277777777777779]
[7,12.3,100,31,70,1.74,0.7,280,1,0.75,2.3199999999999998,0.93333333333333324]
[7,11.2,120,20,60,0.57999999999999996,0.42,120,1,0.46,1.2608695652173911,0.91304347826086951]
[7,10.6,120,21,1,0.5,0.5,120,0,0.5,1,1]
[7,10.8,120,21,70,0.88,0.48,200,1,0.52,1.6923076923076923,0.92307692307692302]
[7,11.2,120,22,70,0.97,0.51,200,1,0.56000000000000005,1.732142857142857,0.9107142857142857]
[7,11.8,120,23,99,1.58,0.54,280,1,0.6,2.6333333333333337,0.90000000000000013]
[7,10.7,120,24,70,1.22,0.6,280,1,0.64,1.90625,0.9375]
[7,11.1,120,25,70,1.32,0.63,280,1,0.67,1.9701492537313432,0.94029850746268651]
[7,11.4,120,26,70,1.43,0.66,280,1,0.71,2.0140845070422535,0.92957746478873249]
[7,19.7,120,27,99,1.78,0.52,120,1,0.7,2.5428571428571431,0.74285714285714288]
[7,12.1,120,28,70,1.66,0.72,280,1,0.78,2.1282051282051282,0.92307692307692302]
[7,17,120,29,99,2.33,0.68,200,1,0.8,2.9125000000000001,0.85]
[7,17.7,120,30,99,2.48,0.7,200,1,0.83,2.987951807228916,0.84337349397590355]
[7,12.1,120,30,60,1.67,0.79,280,1,0.85,1.9647058823529411,0.92941176470588238]
[7,13.2,120,32,1,0.87,0.87,120,0,0.87,1,1]
[7,10.7,140,20,1,0.52,0.52,120,0,0.52,1,1]
[7,9.4,140,20,60,0.78,0.54,280,1,0.56000000000000005,1.3928571428571428,0.9642857142857143]
[7,9.6999999999999993,140,22,1,0.63,0.63,200,0,0.63,1,1]
[7,9.9,140,23,1,0.67,0.67,200,0,0.67,1,1]
[7,9.8000000000000007,140,23,50,0.9,0.66,280,1,0.68,1.3235294117647058,0.97058823529411764]
[7,10,140,24,50,0.99,0.7,280,1,0.73,1.3561643835616439,0.95890410958904104]
[7,9.3000000000000007,140,25,1,0.77,0.77,280,0,0.77,1,1]
[7,14.5,140,27,50,1.05,0.7,120,1,0.79,1.3291139240506329,0.88607594936708856]
[7,15.1,140,28,50,1.1299999999999999,0.73,120,{"$f":"IF(F8918<>G8918,1,0)","v":1},0.83,{"$f":"F8918/J8918","v":1.36144578313253},0.87951807228915668]
[7,9.6999999999999993,140,28,1,0.89,0.89,280,0,0.89,1,1]
[7,14.1,140,29,60,1.66,0.82,200,1,0.91,1.8241758241758241,0.90109890109890101]
[7,14.6,140,30,60,1.78,0.85,200,1,0.95,1.8736842105263158,0.89473684210526316]
[7,19.600000000000001,140,31,99,2.94,0.79,200,1,0.99,2.9696969696969697,0.79797979797979801]
[7,13.6,140,32,60,2.14,0.96,280,1,1.05,2.038095238095238,0.91428571428571426]
[7,11.8,160,20,60,0.68,0.51,120,1,0.56999999999999995,1.192982456140351,0.89473684210526327]
[7,11.6,160,21,70,1.07,0.59,200,1,0.66,1.6212121212121213,0.89393939393939381]
[7,14,160,22,70,0.99,0.55000000000000004,120,1,0.66,1.5,0.83333333333333337]
[7,12.6,160,23,70,1.3,0.66,200,1,0.75,1.7333333333333334,0.88]
[7,13.1,160,24,70,1.42,0.7,200,1,0.79,1.7974683544303796,0.88607594936708856]
[7,13.6,160,25,70,1.54,0.74,200,1,0.84,1.8333333333333335,0.88095238095238093]
[7,13.2,160,26,60,1.45,0.79,200,1,0.88,1.6477272727272727,0.89772727272727282]
[7,14.5,160,26,99,2.46,0.77,280,1,0.9,2.7333333333333334,0.85555555555555551]
[7,18.5,160,28,70,1.6,0.71,120,1,0.91,1.7582417582417582,0.78021978021978011]
[7,13.7,160,29,50,1.55,0.92,200,1,1.01,1.5346534653465347,0.91089108910891092]
[7,24.5,160,30,99,2.4500000000000002,0.62,120,1,0.99,2.4747474747474749,0.6262626262626263]
[7,17.2,160,31,70,2.37,0.93,200,1,1.1000000000000001,2.1545454545454543,0.84545454545454546]
[7,11.9,160,32,1,1.1499999999999999,1.1499999999999999,200,0,{"$f":"IF(F9177/G9177=1,F9177,J9176)","v":1.1499999999999999},1,1]
[7,10.6,160,32,1,1.17,1.17,280,0,1.17,1,1]
[7,12,180,20,99,1.64,0.59,280,1,0.69,2.3768115942028984,0.85507246376811596]
[7,17.5,180,22,99,1.46,0.48,120,1,0.71,2.056338028169014,0.676056338028169]
[7,18.399999999999999,180,23,99,1.58,0.5,120,1,0.76,2.0789473684210527,0.65789473684210531]
[7,19.3,180,24,99,1.71,0.52,120,1,0.8,2.1374999999999997,0.65]
[7,11.7,180,24,50,1.1000000000000001,0.81,200,1,0.87,1.264367816091954,0.93103448275862077]
[7,9.9,180,25,1,0.94,0.94,280,0,0.94,1,1]
[7,18.2,180,27,70,1.56,0.72,120,1,0.94,1.6595744680851066,0.76595744680851063]
[7,14.1,180,28,1,0.99,0.99,120,0,0.99,1,1]
[7,14.4,180,29,1,1.03,1.03,120,0,1.03,1,1]
[7,18.3,180,29,60,1.58,0.82,120,1,1.03,1.5339805825242718,0.79611650485436891]
[7,14.7,180,30,50,1.79,1.04,200,1,1.1599999999999999,1.5431034482758621,0.89655172413793116]
[7,15.2,180,31,50,1.92,1.07,200,1,1.21,1.5867768595041323,0.88429752066115708]
[7,18.899999999999999,180,32,50,1.66,0.96,120,1,1.17,1.4188034188034189,0.82051282051282048]
[7,9.5,200,20,50,0.81,0.72,280,1,0.75,1.08,0.96]
[7,12.1,200,21,50,0.71,0.71,120,0,0.71,1,1]
[7,13.6,200,22,60,0.92,0.66,120,1,0.76,1.2105263157894737,0.86842105263157898]
[7,14.3,200,23,60,1.02,0.69,120,1,0.81,1.2592592592592593,0.85185185185185175]
[7,13.2,200,24,1,0.86,0.86,120,0,0.86,1,1]
[7,13.5,200,25,60,1.52,0.88,200,1,0.99,1.5353535353535355,0.88888888888888895]
[7,14.1,200,26,60,1.65,0.92,200,1,1.05,1.5714285714285712,0.87619047619047619]
[7,14.2,200,27,1,1.01,1.01,120,0,1.01,1,1]
[7,13.9,200,27,70,2.2400000000000002,0.99,280,1,1.1299999999999999,1.9823008849557526,0.87610619469026552]
[7,14.4,200,28,70,2.4,1.03,280,1,1.19,2.0168067226890756,0.86554621848739499]
[7,17.8,200,29,99,3.51,0.98,280,1,1.24,2.8306451612903225,0.79032258064516125]
[7,22.1,200,31,70,2.11,0.85,120,1,1.2,1.7583333333333333,0.70833333333333337]
[7,23,200,32,70,2.2400000000000002,0.87,120,1,1.25,1.7920000000000003,0.69599999999999995]
[7,16.600000000000001,200,32,70,3.14,1.19,280,1,1.4,2.2428571428571429,0.85]
[7,14.2,220,20,99,1.68,0.59,200,1,0.77,2.1818181818181817,0.76623376623376616]
[7,11.3,220,21,70,1.41,0.78,280,1,0.86,1.6395348837209303,0.90697674418604657]
[7,13.8,220,22,99,2.2200000000000002,0.75,280,1,0.92,2.4130434782608696,0.81521739130434778]
[7,14.4,220,23,99,2.42,0.8,280,1,0.98,2.4693877551020407,0.81632653061224492]
[7,11.9,220,24,60,1.61,0.95,280,1,1.04,1.5480769230769231,0.91346153846153844]
[7,11.6,220,25,1,1.06,1.06,200,0,1.06,1,1]
[7,11.8,220,26,1,1.1200000000000001,1.1200000000000001,200,0,1.1200000000000001,1,1]
[7,12.4,220,27,50,1.76,1.1200000000000001,280,1,1.22,1.4426229508196722,0.91803278688524603]
[7,10.9,220,28,1,1.28,1.28,280,0,1.28,1,1]
[7,15.4,220,29,1,1.17,1.17,120,0,1.17,1,1]
[7,11.3,220,30,1,1.39,1.39,280,0,1.39,1,1]
[7,18.899999999999999,220,31,50,1.67,1.04,120,1,1.28,1.3046875,0.8125]
[7,11.6,220,32,1,1.51,1.51,280,0,1.51,1,1]
[8,8.8000000000000007,40,20,50,0.18,0.16,200,1,0.16,1.125,1]
[8,8.5,40,21,1,0.17,0.17,280,0,0.17,1,1]
[8,10.199999999999999,40,22,99,0.5,0.18,200,1,0.19,2.6315789473684212,0.94736842105263153]
[8,8.9,40,22,60,0.28999999999999998,0.18,280,{"$f":"IF(F9814<>G9814,1,0)","v":1},0.19,{"$f":"F9814/J9814","v":1.5263157894736841},0.94736842105263153]
[8,10.1,40,24,50,0.28999999999999998,0.21,120,1,0.21,1.3809523809523809,1]
[8,10,40,25,70,0.46,0.22,200,1,0.22,2.0909090909090908,1]
[8,11,40,26,60,0.42,0.23,120,1,0.24,1.75,0.95833333333333337]
[8,9.6999999999999993,40,27,50,0.39,0.24,200,1,0.25,1.56,0.96]
[8,10,40,27,60,0.46,0.24,200,1,0.25,1.84,0.96]
[8,9.5,40,28,60,0.5,0.26,280,1,0.26,1.9230769230769229,1]
[8,9.6999999999999993,40,29,60,0.54,0.27,280,1,0.27,2,1]
[8,10.1,40,30,50,0.49,0.28000000000000003,200,1,0.28999999999999998,1.6896551724137931,0.9655172413793105]
[8,12.7,40,32,60,0.66,0.3,120,1,0.31,2.1290322580645165,0.96774193548387089]
[8,10.4,40,32,50,0.56999999999999995,0.3,200,1,0.31,1.8387096774193548,0.96774193548387089]
[8,12.2,60,20,99,0.59,0.22,120,1,0.24,2.4583333333333335,0.91666666666666674]
[8,10,60,21,70,0.46,0.25,200,1,0.26,1.7692307692307692,0.96153846153846145]
[8,9.1999999999999993,60,22,1,0.28000000000000003,0.28000000000000003,200,0,0.28000000000000003,1,1]
[8,9.6999999999999993,60,23,70,0.56999999999999995,0.28999999999999998,280,1,0.3,1.9,0.96666666666666667]
[8,9.9,60,24,70,0.62,0.31,280,1,0.31,2,1]
[8,14.5,60,25,99,0.91,0.3,120,1,0.33,2.7575757575757573,0.90909090909090906]
[8,15.1,60,26,99,0.99,0.32,120,1,0.35,2.8285714285714287,0.91428571428571437]
[8,15.6,60,27,99,1.06,0.33,120,1,0.37,2.8648648648648649,0.891891891891892]
[8,16.100000000000001,60,28,99,1.1399999999999999,0.35,120,1,0.38,2.9999999999999996,0.92105263157894735]
[8,13.4,60,29,99,1.26,0.38,200,1,0.41,3.0731707317073171,0.92682926829268297]
[8,14.8,60,30,70,0.94,0.39,120,1,0.42,2.2380952380952381,0.9285714285714286]
[8,11.1,60,31,1,0.44,0.44,120,0,0.44,1,1]
[8,11.3,60,32,1,0.46,0.46,120,0,0.46,1,1]
[8,10.9,80,20,60,0.4,0.28999999999999998,120,1,0.31,1.2903225806451615,0.93548387096774188]
[8,9.4,80,21,1,0.34,0.34,200,0,0.34,1,1]
[8,9.6,80,22,1,0.36,0.36,200,0,0.36,1,1]
[8,12.1,80,23,60,0.56999999999999995,0.35,120,1,0.38,1.4999999999999998,0.92105263157894735]
[8,9.6,80,23,50,0.51,0.38,280,1,0.39,1.3076923076923077,0.97435897435897434]
[8,9.8000000000000007,80,24,50,0.56999999999999995,0.4,280,1,0.41,1.3902439024390243,0.97560975609756106]
[8,12.5,80,26,50,0.63,0.42,120,1,0.45,1.4,0.93333333333333324]
[8,13,80,27,50,0.69,0.45,120,1,0.48,1.4375,0.93750000000000011]
[8,13.4,80,28,50,0.75,0.47,120,1,0.5,1.5,0.94]
[8,12.1,80,28,60,0.95,0.48,200,1,0.51,1.8627450980392155,0.94117647058823528]
[8,12.4,80,29,60,1.03,0.51,200,1,0.53,1.9433962264150944,0.96226415094339623]
[8,12.1,80,31,1,0.56999999999999995,0.56999999999999995,120,0,0.56999999999999995,1,{"$f":"G10327/J10327","v":1}]
[8,11.7,80,31,60,1.2,0.56000000000000005,280,1,0.57999999999999996,2.0689655172413794,0.9655172413793105]
[8,11.9,80,32,60,1.29,0.57999999999999996,280,1,0.61,2.1147540983606556,0.95081967213114749]
[8,11,100,20,99,0.98,0.36,280,1,0.39,2.5128205128205128,0.92307692307692302]
[8,12.5,100,21,70,0.63,0.36,120,1,0.4,1.575,0.89999999999999991]
[8,10.8,100,22,60,0.66,0.42,200,1,0.44,1.5,0.95454545454545447]
[8,10.7,100,23,70,0.89,0.46,280,1,0.48,1.8541666666666667,0.95833333333333337]
[8,12.1,100,24,70,0.95,0.47,200,1,0.5,1.9,0.94]
[8,11,100,24,70,0.98,0.48,280,1,0.51,1.9215686274509802,0.94117647058823528]
[8,10.8,100,25,60,0.92,0.52,280,1,0.54,1.7037037037037037,0.96296296296296291]
[8,13,100,26,99,1.64,0.52,280,1,0.56999999999999995,2.8771929824561404,0.91228070175438603]
[8,11.3,100,27,60,1.0900000000000001,0.56999999999999995,280,1,0.6,1.8166666666666669,0.95]
[8,20.6,100,29,99,1.76,0.49,120,1,0.63,2.7936507936507935,0.77777777777777779]
[8,14.5,100,30,70,1.52,0.62,200,1,0.68,2.2352941176470589,0.91176470588235292]
[8,11.6,100,30,50,1.1599999999999999,0.66,280,{"$f":"IF(F10518<>G10518,1,0)","v":1},0.69,{"$f":"F10518/J10518","v":1.681159420289855},0.95652173913043492]
[8,10.199999999999999,100,31,1,0.72,0.72,280,0,0.72,1,1]
[8,15.5,100,32,99,2.4500000000000002,0.67,280,1,0.75,3.2666666666666671,0.89333333333333342]
[8,9.4,120,20,1,0.45,0.45,280,0,0.45,1,1]
[8,16.2,120,22,99,1.1499999999999999,0.38,120,1,0.5,2.2999999999999998,0.76]
[8,16.899999999999999,120,23,99,1.25,0.41,120,1,0.53,2.3584905660377355,0.7735849056603773]
[8,14.2,120,23,99,1.43,0.48,200,1,0.55000000000000004,2.5999999999999996,0.87272727272727257]
[8,9.8000000000000007,120,24,1,0.6,0.6,280,0,0.6,1,1]
[8,15.2,120,25,99,1.68,0.54,200,1,0.63,2.6666666666666665,0.85714285714285721]
[8,11,120,26,50,0.98,0.64,280,1,0.67,1.4626865671641789,0.95522388059701491]
[8,13,120,28,1,0.7,0.7,120,0,0.7,1,1]
[8,14.5,120,28,70,1.51,0.66,200,1,0.73,2.0684931506849318,0.90410958904109595]
[8,13.2,120,29,50,1.2,0.71,200,1,0.76,1.5789473684210527,0.93421052631578938]
[8,13.6,120,30,50,1.3,0.74,200,1,0.8,1.625,0.92499999999999993]
[8,15,120,31,60,1.63,0.76,200,1,0.83,1.963855421686747,0.9156626506024097]
[8,12.8,120,32,50,1.56,0.83,280,1,0.88,1.7727272727272727,0.94318181818181812]
[8,9.6999999999999993,140,20,50,0.55000000000000004,0.51,280,1,0.52,1.0576923076923077,0.98076923076923073]
[8,10.6,140,21,50,0.6,0.53,200,1,0.55000000000000004,1.0909090909090908,0.96363636363636362]
[8,13.1,140,22,60,0.72,0.5,120,1,0.56000000000000005,1.2857142857142856,0.89285714285714279]
[8,13.7,140,23,60,0.8,0.53,120,1,0.6,1.3333333333333335,0.88333333333333341]
[8,11.7,140,24,50,0.86,0.64,200,1,0.67,1.2835820895522387,0.95522388059701491]
[8,12.9,140,25,60,1.1399999999999999,0.65,200,1,0.71,1.6056338028169013,0.91549295774647899]
[8,11.2,140,26,1,0.75,0.75,200,0,0.75,1,1]
[8,12.7,140,26,70,1.53,0.71,280,1,0.76,2.013157894736842,0.93421052631578938]
[8,13.1,140,27,70,1.65,0.74,280,1,0.81,2.0370370370370368,0.9135802469135802]
[8,11.7,140,29,1,0.87,0.87,200,0,0.87,1,1]
[8,19.8,140,30,70,1.65,0.68,120,1,0.86,1.9186046511627906,0.79069767441860472]
[8,20.6,140,31,70,1.76,0.7,120,1,0.9,1.9555555555555555,0.77777777777777768]
[8,26.1,140,32,99,2.52,0.6,120,1,0.94,2.6808510638297873,0.63829787234042556]
[8,21,140,32,99,3.04,0.78,200,1,0.99,3.0707070707070709,0.78787878787878796]
[8,13.6,160,20,99,1.31,0.47,200,1,0.56000000000000005,2.339285714285714,0.83928571428571419]
[8,14.5,160,22,70,0.9,0.51,120,1,0.61,1.4754098360655739,0.83606557377049184]
[8,13.2,160,22,99,1.71,0.57999999999999996,280,1,0.67,2.5522388059701488,0.86567164179104461]
[8,15.2,160,23,70,1,0.54,120,1,0.66,1.5151515151515151,0.81818181818181823]
[8,11.2,160,24,1,0.75,0.75,200,0,0.75,1,1]
[8,11.4,160,25,1,0.79,0.79,200,0,0.79,1,1]
[8,16,160,26,60,1.1200000000000001,0.66,120,1,0.78,1.4358974358974359,0.84615384615384615]
[8,10.8,160,27,1,0.9,0.9,280,0,0.9,1,1]
[8,14.2,160,28,1,0.87,0.87,120,0,0.87,1,1]
[8,16.7,160,29,50,1.21,0.78,120,1,0.91,1.3296703296703296,0.8571428571428571]
[8,17.3,160,30,50,1.31,0.81,120,1,0.95,1.3789473684210527,0.85263157894736852]
[8,12.5,160,31,1,1.06,1.06,200,0,1.06,1,1]
[8,15.4,160,32,1,1.04,1.04,120,0,1.04,1,1]
[8,10.6,180,20,50,0.61,0.61,200,0,0.61,1,1]
[8,10,180,20,50,0.65,0.62,280,1,0.64,1.015625,0.96875]
[8,13.2,180,21,99,1.69,0.59,280,1,0.69,2.4492753623188408,0.85507246376811596]
[8,13.2,180,23,50,0.73,0.65,120,1,0.71,1.028169014084507,0.91549295774647899]
[8,14.2,180,23,99,2.02,0.67,280,1,0.79,2.5569620253164556,0.84810126582278478]
[8,15.7,180,25,60,1.08,0.68,120,1,0.8,1.35,0.85]
[8,13.2,180,26,50,1.22,0.84,200,1,0.92,1.326086956521739,0.91304347826086951]
[8,13.6,180,26,70,1.83,0.84,280,1,0.94,1.946808510638298,0.89361702127659581]
[8,15.8,180,27,70,1.83,0.82,200,1,0.96,1.9062500000000002,0.85416666666666663]
[8,13.7,180,28,60,1.85,0.95,280,1,1.04,1.778846153846154,0.91346153846153844]
[8,14.1,180,29,60,2,0.99,280,1,1.0900000000000001,1.8348623853211008,0.90825688073394484]
[8,20.2,180,31,60,1.71,0.84,120,1,1.08,1.5833333333333333,0.77777777777777768]
[8,21,180,32,60,1.82,0.86,120,1,1.1200000000000001,1.625,0.76785714285714279]
[8,14.5,180,32,50,2.11,1.1299999999999999,280,1,1.24,1.7016129032258063,0.91129032258064513]
[8,12.2,200,20,70,0.99,0.6,200,1,0.66,1.5,0.90909090909090906]
[8,10.5,200,21,50,0.81,0.72,280,1,0.75,1.08,0.96]
[8,12.2,200,22,70,1.36,0.73,280,1,0.8,1.7,0.91249999999999998]
[8,12.6,200,23,70,1.5,0.77,280,1,0.86,1.7441860465116279,0.89534883720930236]
[8,10.8,200,24,1,0.91,0.91,280,0,0.91,1,1]
[8,21,200,25,99,1.81,0.52,120,1,0.86,2.1046511627906979,0.60465116279069775]
[8,21.9,200,26,99,1.95,0.54,120,1,0.91,2.1428571428571428,0.59340659340659341]
[8,19.5,200,27,99,2.68,0.76,200,1,1.04,2.5769230769230771,0.73076923076923073]
[8,20.399999999999999,200,28,99,2.88,0.79,200,1,1.1000000000000001,2.6181818181818177,0.71818181818181814]
[8,21.2,200,29,99,3.08,0.82,200,1,1.1499999999999999,2.6782608695652175,0.71304347826086956]
[8,22.1,200,30,99,3.28,0.85,200,1,1.2,2.7333333333333334,0.70833333333333337]
[8,16.3,200,31,1,1.1599999999999999,1.1599999999999999,120,0,1.1599999999999999,1,1]
[8,19.8,200,32,70,2.74,1.04,200,1,1.31,2.0916030534351147,0.79389312977099236]
[8,11.1,220,20,1,0.72,0.72,200,0,0.72,1,1]
[8,11.3,220,21,1,0.77,0.77,200,0,0.77,1,1]
[8,13,220,21,70,1.17,0.68,200,1,0.77,1.5194805194805194,0.88311688311688319]
[8,11,220,22,50,0.98,0.82,280,1,0.86,1.1395348837209303,0.95348837209302317]
[8,11.4,220,23,50,1.1100000000000001,0.88,280,1,0.92,1.2065217391304348,0.9565217391304347]
[8,13.8,220,24,60,1.35,0.84,200,1,0.95,1.4210526315789476,0.88421052631578945]
[8,15.6,220,26,50,1.06,0.85,120,1,0.97,1.0927835051546393,0.87628865979381443]
[8,16.3,220,27,50,1.1599999999999999,0.88,120,1,1.02,1.1372549019607843,0.86274509803921573]
[8,14.4,220,27,50,1.49,1.01,200,1,1.1200000000000001,1.3303571428571428,0.90178571428571419]
[8,16.2,220,28,60,1.9,1,200,1,1.18,1.6101694915254237,0.84745762711864414]
[8,13.9,220,29,50,1.93,1.1599999999999999,280,1,{"$f":"IF(F11673/G11673=1,F11673,J11672)","v":1.28},1.5078125,0.90624999999999989]
[8,13.5,220,30,1,1.29,1.29,200,0,1.29,1,1]
[8,16,220,31,60,2.62,1.21,280,1,1.39,1.8848920863309355,0.87050359712230219]
[8,14,220,32,1,1.4,1.4,200,0,1.4,1,1]
[9,10.7,40,20,70,0.24,0.14000000000000001,120,1,0.15,1.6,0.93333333333333346]
[9,11,40,21,70,0.28000000000000003,0.16,120,1,0.16,1.7500000000000002,1]
[9,12.4,40,22,99,0.47,0.16,120,1,0.17,2.7647058823529407,0.94117647058823528]
[9,10.5,40,23,70,0.35,0.18,200,1,0.19,1.8421052631578947,0.94736842105263153]
[9,10.1,40,23,70,0.35,0.18,280,1,0.19,1.8421052631578947,0.94736842105263153]
[9,12,40,25,70,0.42,0.2,120,1,0.21,2,0.95238095238095244]
[9,10.9,40,25,99,0.62,0.2,280,1,0.21,2.9523809523809526,0.95238095238095244]
[9,12.6,40,27,70,0.5,0.23,120,1,0.24,2.0833333333333335,0.95833333333333337]
[9,12.3,40,28,60,0.47,0.24,120,1,0.25,1.88,0.96]
[9,11.5,40,29,70,0.59,0.25,200,1,{"$f":"IF(F11865/G11865=1,F11865,J11864)","v":0.26},2.2692307692307692,0.96153846153846145]
[9,12.9,40,30,60,0.55000000000000004,0.26,120,1,0.27,2.0370370370370372,0.96296296296296291]
[9,9.8000000000000007,40,30,1,0.27,0.27,280,0,0.27,1,1]
[9,11.9,40,31,99,0.95,0.27,280,1,0.28000000000000003,3.3928571428571423,0.9642857142857143]
[9,10.5,60,20,50,0.21,0.21,120,0,0.21,1,1]
[9,10.7,60,21,1,0.24,0.24,120,0,0.24,1,1]
[9,13.8,60,22,99,0.67,0.23,120,1,0.25,2.68,0.92]
[9,11,60,23,1,0.27,0.27,120,0,0.27,1,1]
[9,9.8000000000000007,60,23,1,0.28000000000000003,0.28000000000000003,280,0,0.28000000000000003,1,1]
[9,9.9,60,24,1,0.3,0.3,280,0,0.3,1,1]
[9,11.8,60,25,99,0.92,0.3,280,1,0.31,2.967741935483871,0.96774193548387089]
[9,11.5,60,27,1,0.35,0.35,120,0,0.35,1,1]
[9,11.6,60,28,1,0.36,0.36,120,0,0.36,1,1]
[9,11.5,60,28,70,0.82,0.36,280,1,0.37,2.2162162162162162,0.97297297297297292]
[9,11.7,60,29,50,0.63,0.38,200,1,0.39,1.6153846153846154,0.97435897435897434]
[9,11.9,60,30,70,0.95,0.39,280,1,0.41,2.3170731707317072,0.95121951219512202]
[9,11.3,60,31,50,0.75,0.41,280,1,0.42,1.7857142857142858,0.97619047619047616]
[9,11.5,60,32,50,0.8,0.43,280,1,0.44,1.8181818181818183,0.97727272727272729]
[9,10.199999999999999,80,20,60,0.38,0.28000000000000003,280,1,0.28999999999999998,1.3103448275862071,0.9655172413793105]
[9,11.9,80,21,60,0.4,0.28999999999999998,120,1,0.31,1.2903225806451615,0.93548387096774188]
[9,12.3,80,22,60,0.46,0.31,120,1,0.33,1.393939393939394,0.93939393939393934]
[9,10.5,80,22,60,0.51,0.33,280,1,0.34,1.5,0.97058823529411764]
[9,11.7,80,24,60,0.62,0.37,200,1,0.39,1.5897435897435896,0.94871794871794868]
[9,11.9,80,25,60,0.69,0.39,200,1,0.41,1.6829268292682926,0.95121951219512202]
[9,10.8,80,25,50,0.57999999999999996,0.4,280,1,0.41,1.4146341463414633,0.97560975609756106]
[9,11.8,80,26,70,0.9,0.42,280,1,0.44,2.0454545454545454,0.95454545454545447]
[9,10.4,80,27,1,0.46,0.46,280,0,0.46,1,1]
[9,16.5,80,29,70,1.05,0.44,120,1,0.5,2.1,0.88]
[9,17.100000000000001,80,30,70,1.1299999999999999,0.46,120,1,0.52,2.1730769230769229,0.88461538461538458]
[9,10.6,80,30,1,0.53,0.53,280,0,0.53,1,1]
[9,16.7,80,31,99,1.8,0.5,200,1,0.55000000000000004,3.2727272727272725,0.90909090909090906]
[9,17.3,80,32,99,1.92,0.52,200,1,0.57999999999999996,3.3103448275862069,0.89655172413793116]
[9,12.8,100,20,99,0.88,0.32,200,1,0.35,2.5142857142857147,0.91428571428571437]
[9,12.1,100,21,99,1.01,0.36,280,1,0.38,2.6578947368421053,0.94736842105263153]
[9,15.9,100,22,99,0.97,0.33,120,1,0.4,2.4249999999999998,0.82499999999999996]
[9,12.4,100,23,70,0.8,0.41,200,1,0.44,1.8181818181818183,0.93181818181818177]
[9,11,100,24,1,0.47,0.47,200,0,0.47,1,1]
[9,13.2,100,25,70,0.97,0.47,200,1,0.5,1.94,0.94]
[9,10.6,100,26,1,0.54,0.54,280,0,0.54,1,1]
[9,10.7,100,27,1,0.56999999999999995,0.56999999999999995,280,0,0.56999999999999995,1,1]
[9,13.6,100,28,60,1.08,0.55000000000000004,200,1,0.59,1.8305084745762714,0.93220338983050854]
[9,15.3,100,29,50,0.88,0.55000000000000004,120,1,0.6,1.4666666666666668,0.91666666666666674]
[9,11.8,100,30,1,0.65,0.65,200,0,0.65,1,1]
[9,13.9,100,31,50,1.1499999999999999,0.64,200,1,0.68,1.6911764705882351,0.94117647058823528]
[9,14.3,100,32,50,1.24,0.67,200,1,0.71,1.7464788732394367,0.94366197183098599]
[9,12.9,100,32,50,1.27,0.68,280,1,0.71,1.7887323943661972,0.9577464788732396]
[9,10.9,120,21,1,0.45,0.45,200,0,0.45,1,1]
[9,10.9,120,21,60,0.62,0.44,280,1,0.45,1.3777777777777778,0.97777777777777775]
[9,12.8,120,23,50,0.54,0.47,120,1,0.5,1.08,0.94]
[9,18.2,120,24,99,1.28,0.4,120,{"$f":"IF(F12566<>G12566,1,0)","v":1},0.53,{"$f":"F12566/J12566","v":2.4150943396226414},0.75471698113207553]
[9,12.3,120,25,50,0.78,0.56000000000000005,200,1,0.59,1.3220338983050848,0.94915254237288149]
[9,19.8,120,26,99,1.51,0.44,120,1,0.6,2.5166666666666666,0.73333333333333339]
[9,14.2,120,26,70,1.22,0.56999999999999995,200,1,0.62,1.967741935483871,0.91935483870967738]
[9,12.6,120,27,60,1.19,0.63,280,1,0.67,1.7761194029850744,0.94029850746268651]
[9,18.7,120,29,70,1.35,0.56999999999999995,120,1,0.7,1.9285714285714288,0.81428571428571428]
[9,18,120,30,60,1.26,0.62,120,1,0.73,1.726027397260274,0.84931506849315075]
[9,18.7,120,31,60,1.35,0.65,120,1,0.77,1.7532467532467533,0.84415584415584421]
[9,19.399999999999999,120,32,60,1.45,0.67,120,1,0.8,1.8124999999999998,0.83750000000000002]
[9,17.2,120,32,70,1.92,0.74,200,1,0.83,2.3132530120481927,0.89156626506024095]
[9,12.1,140,20,70,0.71,0.43,200,1,0.46,1.543478260869565,0.93478260869565211]
[9,12.4,140,21,50,0.48,0.48,120,0,0.48,1,1]
[9,12,140,22,70,0.97,0.52,280,1,0.56000000000000005,1.732142857142857,0.92857142857142849]
[9,13.2,140,23,50,0.57999999999999996,0.52,120,1,0.56000000000000005,1.0357142857142856,0.92857142857142849]
[9,18.899999999999999,140,24,99,1.38,0.43,120,1,{"$f":"IF(F12761/G12761=1,F12761,J12760)","v":0.6},2.2999999999999998,0.71666666666666667]
[9,19.8,140,25,99,1.5,0.45,120,1,0.64,2.34375,0.703125]
[9,13.8,140,26,1,0.67,0.67,120,0,0.67,1,1]
[9,18,140,27,99,2.09,0.61,200,1,0.75,2.7866666666666666,0.81333333333333335]
[9,18.7,140,28,99,2.25,0.64,200,1,0.79,2.8481012658227849,0.810126582278481]
[9,14.6,140,29,1,0.79,0.79,120,0,0.79,1,1]
[9,14.9,140,30,1,0.83,0.83,120,0,0.83,1,1]
[9,15.2,140,31,1,0.86,0.86,120,0,0.86,1,1]
[9,18,140,31,99,2.93,0.79,280,1,0.92,3.1847826086956523,0.85869565217391308]
[9,11.2,160,20,1,0.52,0.52,200,0,0.52,1,1]
[9,11.4,160,21,1,0.56000000000000005,0.56000000000000005,200,0,0.56000000000000005,1,1]
[9,11.9,160,21,70,0.95,0.54,280,1,0.57999999999999996,1.6379310344827587,0.93103448275862077]
[9,11.1,160,22,50,0.7,0.61,280,1,0.62,1.129032258064516,0.9838709677419355]
[9,12.6,160,23,70,1.19,0.62,280,{"$f":"IF(F12950<>G12950,1,0)","v":1},0.67,{"$f":"F12950/J12950","v":1.7761194029850744},0.9253731343283581]
[9,14.6,160,25,50,0.78,0.63,120,1,0.7,1.1142857142857143,0.9]
[9,15.2,160,26,50,0.86,0.66,120,1,0.74,1.1621621621621621,0.891891891891892]
[9,13.1,160,26,60,1.35,0.75,280,1,0.81,1.6666666666666667,0.92592592592592582]
[9,14.9,160,27,60,1.38,0.75,200,1,0.83,1.6626506024096386,0.90361445783132532]
[9,15.4,160,28,60,1.5,0.78,200,1,0.88,1.7045454545454546,0.88636363636363635]
[9,13.5,160,29,50,1.46,0.88,280,1,0.94,1.5531914893617023,0.93617021276595747]
[9,14.8,160,30,60,1.88,0.9,280,1,0.99,1.898989898989899,0.90909090909090917]
[9,20.100000000000001,160,31,60,1.54,0.76,120,1,0.95,1.6210526315789475,0.8]
[9,12.3,160,32,1,1.08,1.08,280,0,1.08,1,1]
[9,13.8,180,20,70,0.67,0.45,120,1,0.52,1.2884615384615385,0.86538461538461542]
[9,10.9,180,21,1,0.63,0.63,280,0,0.63,1,1]
[9,13.6,180,22,70,1.07,0.59,200,1,0.67,1.5970149253731343,0.88059701492537301]
[9,12.5,180,22,70,1.1599999999999999,0.63,280,1,0.69,1.681159420289855,0.91304347826086962]
[9,17.2,180,24,99,1.91,0.6,200,1,0.77,2.4805194805194803,0.77922077922077915]
[9,15.4,180,24,99,2.08,0.66,280,1,0.79,2.6329113924050631,0.83544303797468356]
[9,18.100000000000001,180,26,70,1.27,0.63,120,1,0.8,1.5874999999999999,0.78749999999999998]
[9,16.399999999999999,180,27,70,1.72,0.78,200,1,0.92,1.8695652173913042,0.84782608695652173]
[9,23.8,180,28,99,2.06,0.54,120,1,0.9,2.2888888888888888,0.6]
[9,20.2,180,28,99,2.61,0.72,200,1,0.96,2.71875,0.75]
[9,17.100000000000001,180,30,60,1.88,0.92,200,1,1.06,1.7735849056603772,0.86792452830188682]
[9,19,180,30,99,3.27,0.88,280,1,1.0900000000000001,3,0.80733944954128434]
[9,19.7,180,31,99,3.5,0.91,280,1,1.1399999999999999,3.0701754385964914,0.79824561403508787]
[9,16.899999999999999,180,32,50,1.84,1.03,200,1,{"$f":"IF(F13273/G13273=1,F13273,J13272)","v":1.1599999999999999},1.5862068965517244,0.88793103448275867]
[9,17.600000000000001,200,21,99,1.21,0.4,120,1,0.61,1.9836065573770492,0.65573770491803285]
[9,11.8,200,21,50,0.66,0.66,200,0,0.66,1,1]
[9,12.2,200,22,50,0.74,0.69,200,1,0.72,1.0277777777777779,0.95833333333333326]
[9,11.5,200,23,1,0.8,0.8,280,0,{"$f":"IF(F13337/G13337=1,F13337,J13336)","v":0.8},1,1]
[9,12.6,200,24,1,0.83,0.83,200,0,0.83,1,1]
[9,15.2,200,26,1,0.86,0.86,120,0,0.86,1,1]
[9,15.5,200,27,1,0.91,0.91,120,0,0.91,1,1]
[9,23.2,200,27,99,1.98,0.53,120,1,0.91,2.1758241758241756,0.58241758241758246]
[9,15.1,200,28,50,1.42,0.94,200,1,1.04,1.3653846153846152,0.90384615384615374]
[9,15.7,200,29,50,1.55,0.98,200,1,1.1000000000000001,1.4090909090909089,0.89090909090909087]
[9,26.3,200,30,99,2.41,0.56999999999999995,120,1,1.06,2.2735849056603774,0.53773584905660365]
[9,15.1,200,31,50,1.99,1.1299999999999999,280,1,1.24,1.6048387096774193,0.91129032258064513]
[9,23.6,200,32,70,2.0299999999999998,0.8,120,1,{"$f":"IF(F13465/G13465=1,F13465,J13464)","v":1.1599999999999999},1.75,0.68965517241379315]
[9,13.2,220,20,60,0.57999999999999996,0.55000000000000004,120,1,0.59,0.98305084745762705,0.93220338983050854]
[9,13.8,220,21,60,0.67,0.59,120,1,0.64,1.046875,0.92187499999999989]
[9,14.5,220,22,60,0.77,0.62,120,1,0.7,1.1000000000000001,0.88571428571428579]
[9,13.7,220,23,60,1.1100000000000001,0.75,200,1,{"$f":"IF(F13529/G13529=1,F13529,J13528)","v":0.83},1.3373493975903616,0.90361445783132532]
[9,14.3,220,24,60,1.23,0.79,200,1,0.89,1.3820224719101124,0.88764044943820231]
[9,16.600000000000001,220,25,60,1.06,0.72,120,1,0.86,1.2325581395348839,0.83720930232558133]
[9,14.5,220,25,70,1.78,0.86,280,1,0.98,1.8163265306122449,0.87755102040816324]
[9,15,220,26,70,1.95,0.91,280,1,1.04,1.875,0.875]
[9,17.3,220,28,50,1.1599999999999999,0.88,120,1,1.02,1.1372549019607843,0.86274509803921573]
[9,21.2,220,29,70,1.71,0.77,120,1,1.07,1.5981308411214952,0.71962616822429903]
[9,18.8,220,30,50,1.36,0.94,120,1,1.1200000000000001,1.2142857142857142,0.83928571428571419]
[9,23.2,220,30,99,3.3,0.83,200,1,1.23,2.6829268292682924,0.67479674796747968]
[9,24.2,220,31,99,3.52,0.86,200,1,1.29,2.7286821705426356,0.66666666666666663]
[10,11,40,20,1,0.13,0.13,120,0,0.13,1,1]
[10,11.1,40,20,99,0.36,0.13,280,1,0.13,2.7692307692307692,1]
[10,11.2,40,21,99,0.4,0.14000000000000001,280,1,0.15,2.666666666666667,0.93333333333333346]
[10,11.4,40,22,99,0.45,0.16,280,1,0.16,2.8125,1]
[10,10.7,40,23,1,0.17,0.17,200,0,0.17,1,1]
[10,12.3,40,24,99,0.54,0.18,200,1,0.19,2.8421052631578947,0.94736842105263153]
[10,11.2,40,25,70,0.4,0.19,280,1,0.2,2,0.95]
[10,10.6,40,26,1,0.21,0.21,280,0,0.21,1,1]
[10,11.6,40,27,1,0.22,0.22,120,0,0.22,1,1]
[10,11.4,40,28,60,0.45,0.23,280,1,0.24,1.8750000000000002,0.95833333333333337]
[10,12.8,40,29,50,0.4,0.24,120,1,0.25,1.6,0.96]
[10,11.5,40,29,60,0.49,0.24,280,1,0.25,1.96,0.96]
[10,12,40,31,50,0.47,0.27,200,1,0.27,1.7407407407407405,1]
[10,11.5,40,31,50,0.48,0.27,280,1,0.27,1.7777777777777777,1]
[10,11.6,40,32,50,0.51,0.28000000000000003,280,1,0.28000000000000003,1.8214285714285714,1]
[10,10.8,60,20,60,0.25,0.2,280,1,0.2,1.25,1]
[10,11.8,60,22,50,0.25,0.23,120,1,0.23,1.0869565217391304,1]
[10,10.7,60,22,1,0.24,0.24,280,0,0.24,1,1]
[10,11.5,60,24,50,0.35,0.27,200,1,0.27,1.2962962962962961,1]
[10,11.9,60,24,60,0.44,0.27,200,1,0.27,1.6296296296296295,1]
[10,13.7,60,25,99,0.86,0.28000000000000003,200,1,0.28999999999999998,2.9655172413793105,0.9655172413793105]
[10,11.7,60,26,60,0.55000000000000004,0.31,280,1,0.31,1.774193548387097,1]
[10,14.4,60,27,99,1.01,0.31,200,1,0.33,3.0606060606060606,0.93939393939393934]
[10,12.4,60,28,70,0.77,0.34,280,1,0.35,2.2000000000000002,0.97142857142857153]
[10,15.3,60,30,60,0.74,0.36,120,1,0.38,1.9473684210526316,0.94736842105263153]
[10,13.8,60,30,70,0.9,0.37,200,1,0.39,2.3076923076923075,0.94871794871794868]
[10,14.1,60,31,70,0.96,0.38,200,1,0.4,2.4,0.95]
[10,14.4,60,32,70,1.03,0.4,200,1,0.42,2.4523809523809526,0.95238095238095244]
[10,11.4,80,20,60,0.32,0.25,200,1,0.26,1.2307692307692308,0.96153846153846145]
[10,11.5,80,21,70,0.49,0.28000000000000003,280,1,0.28000000000000003,1.7499999999999998,1]
[10,11.7,80,22,70,0.55000000000000004,0.3,280,1,{"$f":"IF(F14105/G14105=1,F14105,J14104)","v":0.31},1.774193548387097,0.96774193548387089]
[10,11.7,80,23,50,0.39,0.33,200,1,0.34,1.1470588235294117,0.97058823529411764]
[10,16.8,80,24,99,0.95,0.3,120,1,0.35,2.7142857142857144,0.85714285714285721]
[10,17.399999999999999,80,25,99,1.03,0.32,120,1,0.38,2.7105263157894739,0.84210526315789469]
[10,12.4,80,26,50,0.56999999999999995,0.4,200,1,0.41,1.3902439024390243,0.97560975609756106]
[10,15.6,80,27,99,1.31,0.4,200,1,0.43,3.0465116279069768,0.93023255813953498]
[10,12,80,28,1,0.46,0.46,200,0,0.46,1,1]
[10,13.4,80,29,1,0.47,0.47,120,0,0.47,1,1]
[10,13.6,80,30,1,0.5,0.5,120,0,0.5,1,1]
[10,12.3,80,31,1,0.53,0.53,200,0,0.53,1,1]
[10,12.4,80,32,1,0.55000000000000004,0.55000000000000004,200,0,0.55000000000000004,1,1]
[10,11.4,100,20,1,0.32,0.32,200,0,0.32,1,1]
[10,15.8,100,21,99,0.81,0.28000000000000003,120,1,0.34,2.3823529411764706,0.82352941176470595]
[10,11.1,100,21,50,0.35,0.35,280,0,0.35,1,1]
[10,11.3,100,22,50,0.41,0.38,280,1,0.38,1.0789473684210527,1]
[10,15.2,100,24,70,0.73,0.38,120,1,0.43,1.6976744186046511,0.88372093023255816]
[10,13.9,100,25,50,0.55000000000000004,0.43,120,1,0.46,1.1956521739130435,0.93478260869565211]
[10,16.399999999999999,100,26,70,0.89,0.43,120,1,0.49,1.8163265306122449,0.87755102040816324]
[10,13.6,100,26,60,0.84,0.47,200,1,0.5,1.68,0.94]
[10,14,100,27,60,0.92,0.5,200,1,0.53,1.7358490566037736,0.94339622641509424]
[10,16.5,100,28,60,0.91,0.48,120,1,0.55000000000000004,1.6545454545454545,0.87272727272727257]
[10,13.5,100,29,60,1.1399999999999999,0.56999999999999995,280,1,0.6,1.9,0.95]
[10,17.7,100,30,60,1.07,0.53,120,1,0.6,1.7833333333333334,0.88333333333333341]
[10,17,100,31,50,0.97,0.56999999999999995,120,1,0.63,1.5396825396825395,{"$f":"G14423/J14423","v":0.90476190476190466}]
[10,20.3,100,32,70,1.44,0.55000000000000004,120,1,0.66,2.1818181818181817,0.83333333333333337]
[10,11.9,120,20,60,0.44,0.36,200,1,0.37,1.1891891891891893,0.97297297297297292]
[10,12.8,120,21,1,0.39,0.39,120,0,0.39,1,1]
[10,13.2,120,22,70,0.74,0.41,200,1,0.45,1.6444444444444444,0.91111111111111098]
[10,12.4,120,22,70,0.78,0.43,280,1,0.45,1.7333333333333334,0.95555555555555549]
[10,14.1,120,23,99,1.34,0.44,280,1,0.49,2.7346938775510208,0.89795918367346939]
[10,16.399999999999999,120,25,70,0.9,0.45,120,1,0.53,1.6981132075471699,0.84905660377358494]
[10,14.9,120,25,99,1.6,0.5,280,1,0.56000000000000005,2.8571428571428572,0.89285714285714279]
[10,21.1,120,27,99,1.55,0.44,120,1,0.6,2.5833333333333335,0.73333333333333339]
[10,17.7,120,27,99,1.8,0.53,200,1,0.62,2.903225806451613,0.85483870967741937]
[10,14.4,120,28,70,1.42,0.62,280,1,0.67,2.1194029850746268,0.9253731343283581]
[10,12.2,120,29,1,0.7,0.7,280,0,0.7,1,1]
[10,17.2,120,30,99,2.35,0.65,280,1,0.74,3.1756756756756759,0.8783783783783784]
[10,14.7,120,31,60,1.54,0.72,280,1,0.77,2,0.93506493506493504]
[10,16.2,140,20,99,0.87,0.3,120,1,0.4,2.1749999999999998,0.74999999999999989]
[10,11.8,140,20,1,0.42,0.42,200,0,0.42,1,1]
[10,11.4,140,21,50,0.47,0.47,280,0,0.47,1,1]
[10,11.6,140,22,1,0.52,0.52,280,0,0.52,1,1]
[10,11.9,140,23,50,0.63,0.54,280,1,0.56000000000000005,1.125,0.9642857142857143]
[10,14.3,140,25,1,0.6,0.6,120,0,0.6,1,1]
[10,14.5,140,26,1,0.64,0.64,120,0,0.64,1,1]
[10,12.1,140,26,1,0.68,0.68,280,0,0.68,1,1]
[10,14.1,140,27,50,0.96,0.66,200,1,0.71,1.352112676056338,0.92957746478873249]
[10,14.6,140,28,50,1.06,0.7,200,1,0.75,1.4133333333333333,0.93333333333333324]
[10,20,140,29,99,2.3199999999999998,0.63,200,1,0.79,2.9367088607594933,0.79746835443037967]
[10,14.1,140,30,50,1.34,0.79,280,1,0.84,1.5952380952380953,0.94047619047619058]
[10,14.5,140,31,50,1.46,0.83,280,1,0.88,1.6590909090909089,0.94318181818181812]
[10,22.2,140,32,99,2.85,0.71,200,1,0.91,3.1318681318681318,0.78021978021978011]
[10,13.1,160,20,60,0.44,0.41,120,1,0.44,1,0.93181818181818177]
[10,13.4,160,21,70,0.79,0.47,200,1,0.51,1.5490196078431373,0.92156862745098034]
[10,13.1,160,22,60,0.73,0.53,200,1,0.56000000000000005,1.3035714285714284,0.9464285714285714]
[10,13.6,160,23,60,0.83,0.56999999999999995,200,1,0.61,1.360655737704918,0.93442622950819665]
[10,14.9,160,24,70,1.1299999999999999,0.57999999999999996,200,1,0.65,1.7384615384615383,0.89230769230769225]
[10,13.7,160,24,70,1.21,0.62,280,1,0.67,1.8059701492537312,0.9253731343283581]
[10,14.1,160,25,70,1.34,0.66,280,1,0.72,1.8611111111111114,0.91666666666666674]
[10,15,160,26,60,1.1599999999999999,0.68,200,1,0.74,1.5675675675675675,0.91891891891891897]
[10,19.600000000000001,160,28,70,1.34,0.61,120,1,0.78,1.7179487179487181,0.78205128205128205]
[10,20.399999999999999,160,29,70,1.45,0.64,120,1,0.83,1.7469879518072289,0.77108433734939763]
[10,15.4,160,29,50,1.27,0.81,200,1,0.88,1.4431818181818181,0.92045454545454553]
[10,21.6,160,30,99,2.7,0.7,200,1,{"$f":"IF(F15001/G15001=1,F15001,J15000)","v":0.92},2.9347826086956523,0.76086956521739124]
[10,16.8,160,31,70,2.23,0.87,280,1,0.99,2.2525252525252526,0.87878787878787878]
[10,14.3,160,32,1,1.01,1.01,200,0,1.01,1,1]
[10,14,180,20,99,1.3,0.46,280,1,0.53,2.4528301886792452,0.86792452830188682]
[10,12.4,180,21,1,0.56999999999999995,0.56999999999999995,200,0,0.56999999999999995,1,1]
[10,12.6,180,22,1,0.62,0.62,200,0,0.62,1,1]
[10,12.9,180,23,1,0.67,0.67,200,0,0.67,1,1]
[10,20.3,180,24,99,1.43,0.43,120,1,0.67,2.1343283582089549,0.64179104477611937]
[10,12.4,180,25,1,0.79,0.79,280,0,0.79,1,1]
[10,15.4,180,26,1,0.76,0.76,120,0,0.76,1,{"$f":"G15127/J15127","v":1}]
[10,19.2,180,27,70,1.29,0.62,120,1,0.8,1.6125,0.77499999999999991]
[10,17.100000000000001,180,28,50,1,0.75,120,1,0.85,1.1764705882352942,0.88235294117647056]
[10,14.1,180,29,1,0.96,0.96,200,0,0.96,1,1]
[10,20.100000000000001,180,30,60,1.41,0.75,120,1,0.94,1.5,0.79787234042553201]
[10,14.9,180,30,50,1.61,0.96,280,1,1.04,1.5480769230769231,0.92307692307692302]
[10,21.7,180,32,60,1.63,0.8,120,1,1.03,1.5825242718446602,0.77669902912621358]
[10,16.899999999999999,180,32,60,2.2400000000000002,1.01,280,1,1.1399999999999999,1.9649122807017547,0.88596491228070184]
[10,14,200,21,50,0.56000000000000005,0.56000000000000005,120,0,0.56000000000000005,1,1]
[10,14.4,200,22,50,0.61,0.61,120,0,0.61,1,1]
[10,15.3,200,23,60,0.74,0.57999999999999996,120,1,0.66,1.1212121212121211,0.87878787878787867]
[10,14,200,23,60,0.94,0.66,200,1,0.72,1.3055555555555556,0.91666666666666674]
[10,15.5,200,25,1,0.76,0.76,120,0,0.76,1,1]
[10,14,200,25,60,1.3,0.79,280,1,0.86,1.5116279069767442,{"$f":"G15319/J15319","v":0.91860465116279078}]
[10,14.4,200,26,60,1.44,0.83,280,1,0.91,1.5824175824175823,0.91208791208791207]
[10,18.3,200,27,99,2.7,0.77,280,1,0.96,2.8125000000000004,0.80208333333333337]
[10,19.7,200,29,60,1.35,0.77,120,1,0.96,1.4062500000000002,0.80208333333333337]
[10,21.2,200,29,70,1.56,0.7,120,1,0.96,1.6250000000000002,0.72916666666666663]
[10,17.399999999999999,200,30,70,2.4,0.97,280,1,1.1299999999999999,2.1238938053097347,0.8584070796460177]
[10,20,200,31,70,2.34,0.93,200,1,1.1499999999999999,2.0347826086956524,0.80869565217391315]
[10,18.5,200,32,70,2.77,1.05,280,1,1.24,2.2338709677419355,0.84677419354838712]
[10,12.7,220,20,70,0.9,0.56999999999999995,280,1,0.62,1.4516129032258065,0.91935483870967738]
[10,13.2,220,21,70,1.04,0.62,280,1,0.67,1.5522388059701493,0.9253731343283581]
[10,12.9,220,22,60,0.96,0.7,280,1,0.73,1.3150684931506849,0.95890410958904104]
[10,20,220,23,99,1.39,0.42,120,1,0.7,1.9857142857142858,0.6]
[10,20.9,220,24,99,1.52,0.44,120,1,0.75,2.0266666666666668,0.58666666666666667]
[10,13.8,220,24,60,1.24,0.79,280,1,0.86,1.4418604651162792,0.91860465116279078]
[10,20.2,220,26,99,2.37,0.67,200,1,0.95,2.4947368421052634,0.70526315789473693]
[10,21,220,27,99,2.56,0.7,200,1,1,2.56,0.7]
[10,14.2,220,27,50,1.39,0.97,280,1,1.04,1.3365384615384615,0.9326923076923076]
[10,17.3,220,29,1,1.02,1.02,120,0,1.02,1,1]
[10,13.5,220,29,1,1.1599999999999999,1.1599999999999999,280,0,1.1599999999999999,1,1]
[10,15.3,220,31,1,1.23,1.23,200,0,1.23,1,1]
[10,15.5,220,32,1,1.29,1.29,200,0,1.29,1,1]
[10,14.1,220,32,1,1.33,1.33,280,0,1.33,1,1]
[11,11.4,40,20,50,0.12,0.12,280,0,0.12,1,1]
[11,11.4,40,21,50,0.13,0.13,280,0,0.13,1,1]
[11,12.8,40,22,99,0.42,0.14000000000000001,200,1,0.14000000000000001,2.9999999999999996,1]
[11,12.5,40,24,50,0.2,0.17,120,1,0.17,1.1764705882352942,1]
[11,11.9,40,24,50,0.21,0.17,200,1,0.17,1.2352941176470587,1]
[11,12.6,40,25,70,0.37,0.18,200,1,{"$f":"IF(F15705/G15705=1,F15705,J15704)","v":0.18},2.0555555555555558,1]
[11,12.5,40,26,60,0.34,0.19,200,1,0.2,1.7,0.95]
[11,11.9,40,27,50,0.31,0.21,280,1,0.21,1.4761904761904763,1]
[11,12.8,40,28,60,0.41,0.22,200,1,0.22,1.8636363636363635,1]
[11,12.4,40,29,60,0.46,0.23,280,1,{"$f":"IF(F15769/G15769=1,F15769,J15768)","v":0.23},2,1]
[11,13.1,40,30,60,0.49,0.24,200,1,0.25,1.96,0.96]
[11,15.4,40,31,70,0.62,0.25,120,1,0.26,2.3846153846153846,0.96153846153846145]
[11,13.5,40,32,60,0.57999999999999996,0.26,200,1,0.27,2.1481481481481479,0.96296296296296291]
[11,11.8,60,20,50,0.18,0.18,200,0,0.18,1,1]
[11,12.4,60,21,70,0.32,0.19,200,1,0.2,1.5999999999999999,0.95]
[11,12,60,21,70,0.33,0.19,280,1,0.2,1.65,0.95]
[11,12,60,23,1,0.24,0.24,200,0,0.24,1,1]
[11,13.1,60,23,99,0.68,0.23,280,1,0.24,2.8333333333333335,0.95833333333333337]
[11,14.7,60,25,70,0.52,0.26,120,1,0.27,1.9259259259259258,{"$f":"G15895/J15895","v":0.96296296296296291}]
[11,17.100000000000001,60,26,99,0.86,0.26,120,1,0.28999999999999998,2.9655172413793105,0.89655172413793116]
[11,14.8,60,26,99,0.89,0.28000000000000003,200,1,0.28999999999999998,3.0689655172413794,0.9655172413793105]
[11,18.2,60,28,99,1.01,0.28999999999999998,120,1,0.33,3.0606060606060606,0.87878787878787867]
[11,12,60,28,1,0.33,0.33,280,0,0.33,1,1]
[11,14.5,60,29,99,1.1499999999999999,0.33,280,1,0.35,3.2857142857142856,0.94285714285714295]
[11,17.3,60,31,70,0.89,0.35,120,1,0.38,2.3421052631578947,0.92105263157894735]
[11,20.7,60,32,99,1.35,0.35,120,1,0.4,3.375,0.87499999999999989]
[11,12.7,60,32,1,0.4,0.4,200,0,0.4,1,1]
[11,13.1,80,21,60,0.3,0.24,120,1,0.25,1.2,0.96]
[11,11.8,80,21,1,0.26,0.26,280,0,0.26,1,1]
[11,11.9,80,22,1,0.28999999999999998,0.28999999999999998,280,0,0.28999999999999998,1,1]
[11,13.6,80,24,50,0.36,0.32,120,1,0.33,1.0909090909090908,0.96969696969696972]
[11,13.5,80,25,1,0.35,0.35,120,0,0.35,1,{"$f":"G16087/J16087","v":1}]
[11,14,80,25,50,0.42,0.34,120,1,0.35,1.2,0.97142857142857153]
[11,13.2,80,26,50,0.51,0.37,200,1,0.38,1.3421052631578947,0.97368421052631582]
[11,13.5,80,27,50,0.56999999999999995,0.39,200,1,0.41,1.3902439024390243,0.95121951219512202]
[11,14,80,28,1,0.42,0.42,120,0,0.42,1,1]
[11,13.2,80,29,50,0.72,0.45,280,1,0.46,1.5652173913043477,0.97826086956521741]
[11,13.4,80,30,50,0.79,0.47,280,1,0.48,1.6458333333333335,0.97916666666666663]
[11,14.6,80,31,1,0.5,0.5,120,0,0.5,1,1]
[11,18.3,80,32,60,1.02,0.47,120,1,0.52,1.9615384615384615,0.90384615384615374]
[11,13,100,20,60,0.28000000000000003,0.27,120,1,0.28000000000000003,1,0.9642857142857143]
[11,13.4,100,20,99,0.77,0.27,280,1,0.28999999999999998,2.6551724137931036,0.93103448275862077]
[11,13,100,22,60,0.45,0.34,200,1,0.34,1.3235294117647058,1]
[11,13.3,100,23,60,0.53,0.36,200,1,0.38,1.3947368421052633,0.94736842105263153]
[11,13.1,100,23,70,0.68,0.37,280,1,0.38,1.7894736842105263,0.97368421052631582]
[11,13.4,100,24,70,0.77,0.39,280,1,0.41,1.878048780487805,0.95121951219512202]
[11,13.6,100,25,70,0.86,0.42,280,1,0.44,1.9545454545454546,0.95454545454545447]
[11,17.5,100,27,70,0.91,0.42,120,1,0.49,1.8571428571428572,0.8571428571428571]
[11,18.100000000000001,100,28,70,1,0.44,120,1,0.52,1.9230769230769229,0.84615384615384615]
[11,14,100,28,60,0.97,0.51,280,1,0.53,1.8301886792452828,0.96226415094339623]
[11,18.5,100,29,99,1.75,0.49,200,1,0.56000000000000005,3.1249999999999996,0.87499999999999989]
[11,19.100000000000001,100,30,99,1.89,0.51,200,1,0.59,3.2033898305084745,0.86440677966101698]
[11,14.2,100,31,50,1.04,0.6,280,1,0.62,1.6774193548387097,0.96774193548387089]
[11,17.899999999999999,100,32,99,2.2400000000000002,0.59,280,1,0.65,3.4461538461538463,0.90769230769230758]
[11,16.2,120,20,99,0.73,0.25,120,{"$f":"IF(F16406<>G16406,1,0)","v":1},0.32,{"$f":"F16406/J16406","v":2.28125},0.78125]
[11,12.2,120,21,1,0.38,0.38,280,0,0.38,1,1]
[11,12.8,120,22,1,0.41,0.41,200,0,0.41,1,1]
[11,12.4,120,23,1,0.45,0.45,280,0,0.45,1,1]
[11,12.5,120,24,1,0.49,0.49,280,0,0.49,1,1]
[11,14.5,120,25,1,0.5,0.5,120,0,0.5,1,1]
[11,17.8,120,26,99,1.57,0.47,200,1,0.55000000000000004,2.8545454545454545,0.85454545454545439]
[11,15.9,120,27,50,0.68,0.52,120,1,0.56000000000000005,1.2142857142857142,0.92857142857142849]
[11,13.7,120,28,1,0.62,0.62,200,0,0.62,1,1]
[11,17,120,29,70,1.39,0.59,200,1,0.66,2.106060606060606,0.89393939393939381]
[11,15.6,120,30,50,1.06,0.65,200,1,0.69,1.5362318840579712,0.94202898550724645]
[11,14.4,120,30,50,1.1100000000000001,0.67,280,1,0.7,1.5857142857142859,0.9571428571428573]
[11,17.5,120,32,60,1.5,0.69,200,1,0.76,1.9736842105263157,0.9078947368421052]
[11,13.6,140,20,50,0.36,0.36,120,{"$f":"IF(F16598<>G16598,1,0)","v":0},0.36,{"$f":"F16598/J16598","v":1},1]
[11,13.9,140,21,50,0.4,0.4,120,0,0.4,1,1]
[11,13,140,22,50,0.46,0.46,200,0,0.46,1,1]
[11,13.5,140,22,60,0.57999999999999996,0.44,200,1,0.46,1.2608695652173911,0.9565217391304347]
[11,13.1,140,23,50,0.5,0.5,200,0,0.5,1,1]
[11,15.1,140,24,70,0.95,0.5,200,1,{"$f":"IF(F16665/G16665=1,F16665,J16664)","v":0.55000000000000004},1.7272727272727271,0.90909090909090906]
[11,13.8,140,25,60,0.93,0.56999999999999995,280,1,0.6,1.55,0.95]
[11,13.7,140,26,1,0.63,0.63,200,0,0.63,1,1]
[11,18.2,140,28,60,1,0.56999999999999995,120,1,0.67,1.4925373134328357,0.85074626865671632]
[11,19.5,140,28,70,1.18,0.54,120,1,0.67,1.761194029850746,0.80597014925373134]
[11,24.2,140,29,99,1.84,0.47,120,1,0.71,2.591549295774648,0.6619718309859155]
[11,18.2,140,30,70,1.67,0.69,200,1,0.79,2.1139240506329111,0.87341772151898722]
[11,18.8,140,31,70,1.81,0.72,200,1,0.83,2.1807228915662651,0.86746987951807231]
[11,27.1,140,32,99,2.25,0.52,120,1,0.82,2.7439024390243905,0.63414634146341464]
[11,12.9,160,20,70,0.62,0.41,280,1,0.43,1.4418604651162792,0.95348837209302317]
[11,15,160,21,70,0.56000000000000005,0.38,120,1,0.44,1.2727272727272729,0.86363636363636365]
[11,18.5,160,22,99,1.05,0.33,120,1,0.48,2.1875,0.68750000000000011]
[11,19.399999999999999,160,23,99,1.17,0.36,120,1,0.52,2.25,0.69230769230769229]
[11,15.9,160,24,60,0.69,0.51,120,{"$f":"IF(F16854<>G16854,1,0)","v":1},0.56999999999999995,{"$f":"F16854/J16854","v":1.2105263157894737},0.89473684210526327]
[11,18.5,160,25,99,1.74,0.52,200,1,0.65,2.6769230769230767,0.8]
[11,19.2,160,26,99,1.9,0.55000000000000004,200,1,0.7,2.7142857142857144,0.78571428571428581]
[11,17.899999999999999,160,27,60,0.96,0.59,120,1,0.7,1.3714285714285714,0.84285714285714286]
[11,16.3,160,28,1,0.74,0.74,120,0,0.74,1,1]
[11,16.600000000000001,160,29,1,0.78,0.78,120,0,0.78,1,1]
[11,18.5,160,30,50,1.05,0.72,120,1,0.83,1.2650602409638556,0.86746987951807231]
[11,15,160,31,1,0.92,0.92,200,0,0.92,1,1]
[11,19.899999999999999,160,32,50,1.24,0.77,120,1,0.91,1.3626373626373627,0.84615384615384615]
[11,16,160,32,50,1.63,0.91,280,1,0.99,1.6464646464646464,{"$f":"G16983/J16983","v":0.91919191919191923}]
[11,12.5,180,20,50,0.47,0.47,280,0,0.47,1,1]
[11,14.8,180,22,1,0.53,0.53,120,0,0.53,1,1]
[11,15.1,180,23,50,0.56999999999999995,0.56999999999999995,120,0,0.56999999999999995,1,1]
[11,15.4,180,24,50,0.61,0.61,120,0,0.61,1,1]
[11,16.7,180,24,99,1.85,0.56999999999999995,280,1,0.68,2.7205882352941178,0.83823529411764697]
[11,15.4,180,25,60,1.01,0.65,200,1,0.72,1.4027777777777779,0.90277777777777779]
[11,14,180,26,50,0.98,0.75,280,1,0.79,1.240506329113924,0.94936708860759489]
[11,16,180,27,70,1.64,0.75,280,1,0.84,1.9523809523809523,0.8928571428571429]
[11,15.6,180,28,60,1.51,0.81,280,1,0.89,1.696629213483146,0.9101123595505618]
[11,19.7,180,29,60,1.21,0.69,120,1,0.85,1.4235294117647059,0.81176470588235294]
[11,16.5,180,30,60,1.81,0.89,280,1,0.99,1.8282828282828283,0.89898989898989901]
[11,22.8,180,31,70,1.65,0.69,120,1,0.94,1.7553191489361701,0.73404255319148937]
[11,17.5,180,32,60,2.12,0.97,280,1,1.08,1.962962962962963,0.89814814814814803]
[11,13.8,200,20,70,0.66,0.46,200,1,0.5,1.32,0.92]
[11,13.2,200,20,70,0.72,0.49,280,1,0.52,1.3846153846153846,0.94230769230769229]
[11,12.8,200,21,50,0.56999999999999995,0.56999999999999995,280,0,0.56999999999999995,1,1]
[11,15.9,200,22,99,1.61,0.52,280,1,0.63,2.5555555555555558,0.82539682539682546]
[11,17.5,200,24,70,0.91,0.54,120,1,0.66,1.3787878787878787,0.81818181818181823]
[11,13.3,200,24,1,0.74,0.74,280,0,0.74,1,1]
[11,19.399999999999999,200,25,99,1.96,0.56999999999999995,200,1,0.77,2.5454545454545454,0.74025974025974017]
[11,20.2,200,26,99,2.14,0.61,200,1,0.83,2.5783132530120483,0.73493975903614461]
[11,21,200,27,99,2.3199999999999998,0.64,200,1,0.88,2.6363636363636362,0.72727272727272729]
[11,19.600000000000001,200,28,99,2.79,0.76,280,1,0.96,2.90625,0.79166666666666674]
[11,22.6,200,29,99,2.71,0.7,200,1,0.99,2.7373737373737375,0.70707070707070707]
[11,18.2,200,31,1,1.01,1.01,120,0,1.01,1,1]
[11,15.7,200,31,1,1.0900000000000001,1.0900000000000001,200,0,1.0900000000000001,1,1]
[11,21.3,200,32,70,2.38,0.92,200,1,1.1499999999999999,2.0695652173913044,0.8]
[11,12.7,220,20,1,0.56000000000000005,0.56000000000000005,280,0,0.56000000000000005,1,1]
[11,12.9,220,21,1,0.62,0.62,280,0,0.62,1,1]
[11,14.2,220,22,60,0.75,0.61,200,1,0.65,1.1538461538461537,0.93846153846153846]
[11,16,220,24,1,0.7,0.7,120,0,0.7,1,1]
[11,16,220,24,50,0.7,0.7,120,0,0.7,1,1]
[11,14.8,220,25,50,0.88,0.78,200,1,0.83,1.0602409638554218,0.93975903614457834]
[11,15.3,220,26,50,1,0.83,200,1,0.89,1.1235955056179776,0.93258426966292129]
[11,15.8,220,27,50,1.1299999999999999,0.87,200,1,0.94,1.2021276595744681,0.92553191489361708]
[11,16.399999999999999,220,28,50,1.25,0.91,200,1,1,1.25,0.91]
[11,15.7,220,29,50,1.54,1.01,280,1,1.0900000000000001,1.4128440366972477,0.92660550458715585]
[11,15.8,220,30,1,1.1200000000000001,1.1200000000000001,200,0,1.1200000000000001,1,1]
[11,21.8,220,31,60,1.51,0.83,120,1,1.07,1.4112149532710279,0.77570093457943912]
[11,22.7,220,32,60,1.63,0.85,120,1,1.1200000000000001,1.4553571428571426,{"$f":"G17559/J17559","v":0.75892857142857129}]
[12,12.5,40,20,1,0.11,0.11,200,0,0.11,1,1]
[12,12.6,40,21,60,0.14000000000000001,0.12,200,1,0.12,1.1666666666666667,1]
[12,12.7,40,22,60,0.17,0.13,200,1,0.13,1.3076923076923077,1]
[12,15,40,23,99,0.42,0.14000000000000001,120,1,0.14000000000000001,2.9999999999999996,1]
[12,12.8,40,23,70,0.26,0.14000000000000001,280,1,0.14000000000000001,1.857142857142857,1]
[12,12.9,40,24,70,0.3,0.16,280,1,0.16,1.875,1]
[12,14.7,40,26,70,0.37,0.18,120,1,0.18,2.0555555555555558,1]
[12,15,40,27,70,0.41,0.19,120,1,0.2,2.0499999999999998,0.95]
[12,15.3,40,28,70,0.46,0.2,120,1,0.21,2.1904761904761907,0.95238095238095244]
[12,14.9,40,28,99,0.69,0.2,200,1,0.21,3.2857142857142856,0.95238095238095244]
[12,15.2,40,29,99,0.74,0.21,200,1,0.22,3.3636363636363638,0.95454545454545447]
[12,15.6,40,31,60,0.5,0.24,120,1,0.25,2,0.96]
[12,14.6,40,31,99,0.86,0.23,280,1,0.25,3.44,{"$f":"G17751/J17751","v":0.92}]
[12,18.5,40,32,99,0.91,0.24,120,1,0.26,3.5,0.92307692307692302]
[12,13.1,60,20,50,0.16,0.16,120,0,0.16,1,1]
[12,12.8,60,21,1,0.18,0.18,200,0,0.18,1,1]
[12,14.4,60,22,99,0.56000000000000005,0.19,200,1,0.2,2.8000000000000003,0.95]
[12,13.5,60,23,1,0.21,0.21,120,0,0.21,1,1]
[12,12.7,60,24,1,0.24,0.24,280,0,0.24,1,1]
[12,13.8,60,25,1,0.25,0.25,120,0,0.25,1,1]
[12,14.4,60,25,99,0.78,0.24,280,1,0.26,3,0.92307692307692302]
[12,13.3,60,27,1,0.28999999999999998,0.28999999999999998,200,0,0.28999999999999998,1,1]
[12,14.9,60,27,99,0.93,0.28000000000000003,280,1,0.28999999999999998,3.2068965517241383,0.9655172413793105]
[12,14.2,60,29,50,0.5,0.32,200,1,0.33,1.5151515151515151,0.96969696969696972]
[12,13.6,60,29,50,0.51,0.32,280,1,0.33,1.5454545454545454,0.96969696969696972]
[12,14.5,60,30,70,0.82,0.33,280,1,0.35,2.342857142857143,0.94285714285714295]
[12,14.3,60,31,60,0.75,0.35,280,1,0.37,2.0270270270270272,0.94594594594594594]
[12,13.5,80,20,50,0.2,0.2,120,0,0.2,1,1]
[12,12.6,80,20,60,0.21,0.21,280,0,0.21,1,1]
[12,13.1,80,21,60,0.26,0.23,200,1,0.23,1.1304347826086956,1]
[12,13.4,80,22,60,0.32,0.25,200,1,0.26,1.2307692307692308,0.96153846153846145]
[12,12.9,80,23,50,0.28000000000000003,0.28000000000000003,280,0,0.28000000000000003,1,1]
[12,13.4,80,24,60,0.46,0.3,280,1,0.31,1.4838709677419355,0.96774193548387089]
[12,13.2,80,25,50,0.4,0.33,280,1,0.34,1.1764705882352942,0.97058823529411764]
[12,16.3,80,27,60,0.6,0.35,120,1,0.38,1.5789473684210527,0.92105263157894735]
[12,17.2,80,27,70,0.73,0.34,120,{"$f":"IF(F18070<>G18070,1,0)","v":1},0.38,{"$f":"F18070/J18070","v":1.9210526315789473},0.89473684210526316]
[12,13.3,80,28,1,0.41,0.41,280,0,0.41,1,1]
[12,16.100000000000001,80,29,70,0.95,0.41,200,1,0.43,2.2093023255813953,0.95348837209302317]
[12,16.5,80,30,70,1.04,0.43,200,1,0.46,2.2608695652173911,0.93478260869565211]
[12,19,80,31,99,1.63,0.43,200,1,0.48,3.395833333333333,0.89583333333333337]
[12,15.8,80,32,70,1.25,0.48,280,1,0.51,2.4509803921568629,0.94117647058823528]
[12,17.5,80,32,99,1.79,0.47,280,1,0.51,3.5098039215686274,0.92156862745098034]
[12,15.3,100,21,99,0.76,0.26,200,1,0.28000000000000003,2.714285714285714,0.92857142857142849]
[12,17.5,100,22,99,0.77,0.25,120,1,0.3,2.5666666666666669,0.83333333333333337]
[12,14.5,100,23,70,0.59,0.33,200,1,0.34,1.7352941176470587,0.97058823529411764]
[12,16.600000000000001,100,24,99,1.08,0.34,200,1,0.38,2.8421052631578947,0.89473684210526316]
[12,17.100000000000001,100,25,99,1.19,0.36,200,1,0.41,2.9024390243902438,0.87804878048780488]
[12,15.7,100,26,70,0.85,0.41,200,1,0.44,1.9318181818181817,0.93181818181818177]
[12,15.3,100,27,1,0.46,0.46,120,{"$f":"IF(F18262<>G18262,1,0)","v":0},0.46,{"$f":"F18262/J18262","v":1},1]
[12,15.5,100,28,1,0.49,0.49,120,0,0.49,1,1]
[12,16.100000000000001,100,29,60,0.96,0.49,200,1,0.53,1.811320754716981,0.92452830188679236]
[12,14.4,100,30,1,0.56000000000000005,0.56000000000000005,200,0,0.56000000000000005,1,1]
[12,14.5,100,31,1,0.59,0.59,200,0,0.59,1,{"$f":"G18327/J18327","v":1}]
[12,16,100,31,50,0.94,0.56000000000000005,200,1,0.59,1.5932203389830508,0.94915254237288149]
[12,15.3,100,32,50,1.06,0.6,280,1,0.62,1.7096774193548387,0.96774193548387089]
[12,14.3,120,21,1,0.32,0.32,120,0,0.32,1,1]
[12,13.4,120,21,1,0.34,0.34,200,0,0.34,1,1]
[12,14.8,120,23,50,0.39,0.39,120,0,0.39,1,1]
[12,13.8,120,23,1,0.41,0.41,200,0,0.41,1,1]
[12,14.6,120,24,60,0.61,0.42,200,1,0.44,1.3863636363636362,0.95454545454545447]
[12,15,120,25,60,0.7,0.45,200,1,0.48,1.4583333333333333,0.93750000000000011]
[12,21.1,120,26,99,1.28,0.36,120,1,0.5,2.56,0.72]
[12,14.9,120,27,60,0.94,0.53,280,1,0.56000000000000005,1.6785714285714284,0.9464285714285714]
[12,18.100000000000001,120,28,60,0.85,0.49,120,1,0.56000000000000005,1.5178571428571426,0.87499999999999989]
[12,20,120,29,70,1.1200000000000001,0.49,120,1,0.6,1.8666666666666669,0.81666666666666665]
[12,20.8,120,30,70,1.22,0.51,120,1,0.63,1.9365079365079365,0.80952380952380953]
[12,17.600000000000001,120,31,60,1.31,0.63,200,1,0.69,1.8985507246376814,0.91304347826086962]
[12,20.8,120,32,60,1.22,0.59,120,1,0.7,1.7428571428571429,0.84285714285714286]
[12,17.399999999999999,120,32,70,1.75,0.67,280,1,0.73,2.397260273972603,0.91780821917808231]
[12,14.6,140,21,60,0.36,0.36,120,0,0.36,1,1]
[12,15.2,140,21,99,1.03,0.35,280,1,0.38,2.7105263157894739,0.92105263157894735]
[12,16.5,140,23,70,0.62,0.38,120,1,0.44,1.4090909090909092,0.86363636363636365]
[12,15.4,140,24,50,0.47,0.47,120,0,0.47,1,1]
[12,20.9,140,25,99,1.25,0.36,120,1,0.51,2.4509803921568629,0.70588235294117641]
[12,18.5,140,25,99,1.5,0.45,200,1,0.55000000000000004,2.7272727272727271,0.81818181818181812]
[12,16.3,140,27,1,0.6,0.6,120,0,0.6,1,1]
[12,17.899999999999999,140,27,99,1.92,0.55000000000000004,280,1,0.64,3,0.859375]
[12,18.399999999999999,140,28,99,2.09,0.57999999999999996,280,1,0.68,3.0735294117647056,0.85294117647058809]
[12,19,140,29,99,2.27,0.61,280,1,0.72,3.1527777777777781,0.84722222222222221]
[12,15.2,140,30,1,0.75,0.75,200,0,0.75,1,1]
[12,15.4,140,31,1,0.79,0.79,200,0,0.79,1,1]
[12,18.100000000000001,140,32,70,1.97,0.75,280,1,0.84,2.3452380952380953,0.8928571428571429]
[12,13.2,160,20,1,0.39,0.39,280,0,0.39,1,1]
[12,13.9,160,21,70,0.63,0.41,280,1,0.43,1.4651162790697674,0.95348837209302317]
[12,15.5,160,23,1,0.48,0.48,120,0,0.48,1,1]
[12,15.4,160,23,50,0.48,0.48,120,0,0.48,1,1]
[12,14.4,160,24,60,0.79,0.55000000000000004,280,1,0.56999999999999995,1.3859649122807018,0.9649122807017545]
[12,14.8,160,25,50,0.64,0.57999999999999996,200,1,0.61,1.0491803278688525,0.95081967213114749]
[12,15.2,160,26,50,0.74,0.62,200,{"$f":"IF(F18838<>G18838,1,0)","v":1},0.65,{"$f":"F18838/J18838","v":1.1384615384615384},0.95384615384615379]
[12,15.6,160,27,60,1.1599999999999999,0.66,280,1,0.71,1.6338028169014085,0.92957746478873249]
[12,15.2,160,28,50,1.03,0.72,280,1,0.76,1.3552631578947369,0.94736842105263153]
[12,15.9,160,28,60,1.29,0.7,280,1,0.76,1.6973684210526316,0.92105263157894735]
[12,15.5,160,29,50,1.1499999999999999,0.76,280,1,0.8,1.4374999999999998,0.95]
[12,21.1,160,31,60,1.27,0.67,120,1,0.83,1.530120481927711,0.80722891566265065]
[12,14.7,160,31,1,0.89,0.89,280,0,0.89,1,1]
[12,13.8,180,20,60,0.41,0.41,200,0,0.41,1,1]
[12,14,180,21,60,0.46,0.46,200,0,0.46,1,1]
[12,13.5,180,21,1,0.48,0.48,280,0,0.48,1,1]
[12,14.5,180,22,70,0.81,0.49,280,1,0.52,1.5576923076923077,0.94230769230769229]
[12,14.9,180,23,70,0.94,0.54,280,1,0.56999999999999995,1.6491228070175439,0.94736842105263175]
[12,18.8,180,24,99,1.58,0.47,200,1,0.61,2.5901639344262297,0.77049180327868849]
[12,19.100000000000001,180,26,70,0.99,0.53,120,{"$f":"IF(F19030<>G19030,1,0)","v":1},0.67,{"$f":"F19030/J19030","v":1.4776119402985073},0.79104477611940294]
[12,17.399999999999999,180,26,70,1.25,0.62,200,1,0.71,1.7605633802816902,0.87323943661971837]
[12,18,180,27,70,1.39,0.66,200,1,0.76,1.8289473684210524,0.86842105263157898]
[12,21.7,180,28,99,2.2599999999999998,0.6,200,1,0.81,2.790123456790123,0.7407407407407407]
[12,17.600000000000001,180,29,70,1.83,0.78,280,1,0.88,2.0795454545454546,0.88636363636363635]
[12,18.600000000000001,180,30,60,1.54,0.8,200,{"$f":"IF(F19094<>G19094,1,0)","v":1},0.91,{"$f":"F19094/J19094","v":1.6923076923076923},0.87912087912087911]
[12,21.6,180,31,99,3.13,0.78,280,1,0.98,3.193877551020408,0.79591836734693877]
[12,19.899999999999999,180,32,60,1.83,0.86,200,1,1.01,1.8118811881188119,0.85148514851485146]
[12,13.9,200,20,1,0.45,0.45,200,0,0.45,1,1]
[12,17.100000000000001,200,21,99,1.18,0.39,200,1,0.5,2.36,0.78]
[12,14.4,200,22,50,0.55000000000000004,0.55000000000000004,200,0,0.55000000000000004,1,1]
[12,13.9,200,23,1,0.63,0.63,280,0,0.63,1,1]
[12,16.399999999999999,200,24,1,0.61,0.61,120,0,0.61,1,1]
[12,15.1,200,25,1,0.72,0.72,200,0,0.72,1,1]
[12,17.100000000000001,200,26,50,0.71,0.71,120,0,0.71,1,{"$f":"G19223/J19223","v":1}]
[12,15.6,200,27,1,0.83,0.83,200,0,0.83,1,1]
[12,25,200,28,99,1.81,0.46,120,1,0.81,2.2345679012345676,0.5679012345679012]
[12,15.6,200,28,50,1.19,0.85,280,1,0.91,1.3076923076923075,0.93406593406593397]
[12,27,200,30,99,2.09,0.49,120,{"$f":"IF(F19286<>G19286,1,0)","v":1},0.91,{"$f":"F19286/J19286","v":2.2967032967032965},0.53846153846153844]
[12,17.5,200,30,60,1.8,0.91,280,1,1.02,1.7647058823529411,0.89215686274509809]
[12,20.9,200,32,50,1.23,0.85,120,1,1.01,1.2178217821782178,0.84158415841584155]
[12,15.1,220,20,70,0.44,0.4,120,1,0.43,1.0232558139534884,0.93023255813953498]
[12,14,220,20,60,0.48,0.48,200,0,0.48,1,1]
[12,14.3,220,21,60,0.53,0.53,200,0,0.53,1,1]
[12,16.2,220,23,60,0.59,0.59,120,0,0.59,1,1]
[12,14.5,220,23,60,0.83,0.64,280,1,0.67,1.2388059701492535,0.95522388059701491]
[12,15,220,24,60,0.97,0.69,280,1,0.73,1.3287671232876712,0.9452054794520548]
[12,17.399999999999999,220,26,50,0.75,0.75,120,0,0.75,1,1]
[12,19.600000000000001,220,26,70,1.05,0.59,120,1,0.75,1.4000000000000001,0.78666666666666663]
[12,18.2,220,28,50,0.87,0.77,120,1,0.86,1.0116279069767442,0.89534883720930236]
[12,19.3,220,28,70,1.69,0.78,200,1,0.94,1.7978723404255319,0.82978723404255328]
[12,20,220,29,70,1.85,0.81,200,1,1,1.85,0.81]
[12,18.899999999999999,220,30,1,0.97,0.97,120,0,0.97,1,1]
[12,19.5,220,31,70,2.4500000000000002,0.97,280,1,1.1499999999999999,2.1304347826086958,0.84347826086956523]
[12,22.8,220,31,99,3.53,0.86,280,1,1.1499999999999999,3.0695652173913044,0.74782608695652175]
[12,23.6,220,32,99,3.79,0.89,280,1,1.21,3.1322314049586777,0.73553719008264462]
[13,15.2,40,21,99,0.3,0.1,120,1,0.11,2.7272727272727271,0.90909090909090917]
[13,15.5,40,22,99,0.35,0.11,120,1,0.12,2.9166666666666665,0.91666666666666674]
[13,14.1,40,22,99,0.35,0.12,280,1,0.12,2.9166666666666665,1]
[13,14.9,40,24,99,0.45,0.14000000000000001,200,1,0.14000000000000001,3.214285714285714,1]
[13,13.4,40,24,1,0.15,0.15,280,0,0.15,1,1]
[13,13.9,40,25,70,0.31,0.15,280,1,0.16,1.9375,0.9375]
[13,14.3,40,27,1,0.18,0.18,120,0,0.18,1,1]
[13,14.2,40,27,70,0.39,0.18,280,1,0.18,2.166666666666667,1]
[13,13.9,40,29,1,0.21,0.21,200,0,0.21,1,1]
[13,13.9,40,30,1,0.22,0.22,200,0,0.22,1,1]
[13,14.3,40,30,60,0.43,0.22,280,1,0.22,1.9545454545454546,1]
[13,14.2,40,31,50,0.38,0.23,280,1,0.23,1.6521739130434783,1]
[13,14.3,40,32,50,0.42,0.24,280,1,0.25,1.68,0.96]
[13,13.4,60,20,50,0.14000000000000001,0.14000000000000001,280,0,0.14000000000000001,1,1]
[13,14.2,60,22,50,0.17,0.17,120,0,0.17,1,1]
[13,13.8,60,22,50,0.18,0.18,200,0,0.18,1,1]
[13,13.6,60,23,1,0.2,0.2,280,0,0.2,1,1]
[13,14.3,60,24,60,0.3,0.21,200,1,0.21,1.4285714285714286,1]
[13,13.7,60,25,1,0.24,0.24,280,0,0.24,1,1]
[13,14.3,60,26,60,0.41,0.25,280,1,0.25,1.64,1]
[13,16.100000000000001,60,27,60,0.44,0.26,120,1,0.27,1.6296296296296295,0.96296296296296291]
[13,17.100000000000001,60,28,99,0.96,0.27,200,1,0.28999999999999998,3.3103448275862069,0.93103448275862077]
[13,17.8,60,29,70,0.66,0.28999999999999998,120,1,0.31,2.1290322580645165,0.93548387096774188]
[13,15.7,60,30,60,0.63,0.32,200,1,0.33,1.9090909090909089,0.96969696969696972]
[13,16.600000000000001,60,31,70,0.83,0.33,200,1,0.35,2.3714285714285714,0.94285714285714295]
[13,16.899999999999999,60,32,70,0.9,0.35,200,1,0.36,2.5,0.97222222222222221]
[13,15.8,60,32,70,0.91,0.35,280,1,0.36,2.5277777777777781,0.97222222222222221]
[13,13.9,80,21,60,0.21,0.21,200,0,0.21,1,1]
[13,15.4,80,22,70,0.33,0.21,120,1,0.23,1.4347826086956521,0.91304347826086951]
[13,15.8,80,23,70,0.4,0.24,120,1,0.25,1.6,0.96]
[13,14.2,80,24,50,0.28000000000000003,0.28000000000000003,200,0,0.28000000000000003,1,1]
[13,16.600000000000001,80,24,99,0.84,0.26,200,1,0.28000000000000003,2.9999999999999996,0.92857142857142849]
[13,14.7,80,26,50,0.39,0.32,200,1,0.33,1.1818181818181819,0.96969696969696972]
[13,14,80,26,1,0.33,0.33,280,0,0.33,1,1]
[13,16.5,80,27,99,1.1599999999999999,0.34,280,1,0.36,3.2222222222222223,0.94444444444444453]
[13,14.6,80,28,1,0.38,0.38,200,0,0.38,1,1]
[13,14.7,80,29,1,0.41,0.41,200,0,0.41,1,1]
[13,14.8,80,30,1,0.43,0.43,200,0,0.43,1,1]
[13,23.3,80,31,99,1.44,0.36,120,1,0.45,3.1999999999999997,0.79999999999999993]
[13,14.5,80,32,1,0.48,0.48,280,0,0.48,1,1]
[13,13.7,100,20,1,0.23,0.23,280,0,0.23,1,1]
[13,17.399999999999999,100,21,99,0.61,0.2,120,1,0.24,2.5416666666666665,0.83333333333333337]
[13,15,100,22,50,0.27,0.27,120,0,0.27,1,1]
[13,16.3,100,23,70,0.46,0.28000000000000003,120,1,0.3,1.5333333333333334,0.93333333333333346]
[13,14.5,100,24,50,0.34,0.34,200,0,0.34,1,1]
[13,14.7,100,25,50,0.39,0.37,200,1,0.38,1.0263157894736843,0.97368421052631582]
[13,17,100,26,60,0.55000000000000004,0.36,120,1,0.4,1.375,0.89999999999999991]
[13,14.7,100,27,50,0.56000000000000005,0.43,280,1,0.44,1.2727272727272729,0.97727272727272729]
[13,15.2,100,27,60,0.73,0.42,280,1,0.44,1.6590909090909089,0.95454545454545447]
[13,18.600000000000001,100,29,60,0.78,0.43,120,1,0.48,1.6250000000000002,0.89583333333333337]
[13,19.2,100,30,60,0.86,0.45,120,1,0.51,1.6862745098039216,0.88235294117647056]
[13,19.8,100,31,60,0.95,0.48,120,1,0.54,1.7592592592592591,0.88888888888888884]
[13,19.100000000000001,100,32,50,0.84,0.52,120,1,0.56999999999999995,1.4736842105263159,0.91228070175438603]
[13,14.1,120,20,60,0.26,0.26,200,0,0.26,1,1]
[13,13.8,120,20,60,0.26,0.26,280,0,0.26,1,1]
[13,15.3,120,22,1,0.32,0.32,120,0,0.32,1,1]
[13,14.6,120,22,70,0.52,0.32,280,1,0.34,1.5294117647058822,0.94117647058823528]
[13,15.8,120,24,1,0.39,0.39,120,0,0.39,1,1]
[13,17.8,120,25,70,0.67,0.37,120,1,0.42,1.5952380952380953,0.88095238095238093]
[13,18.399999999999999,120,26,70,0.76,0.39,120,1,0.46,1.6521739130434783,0.84782608695652173]
[13,17.5,120,26,99,1.48,0.43,280,1,0.48,3.0833333333333335,0.89583333333333337]
[13,19.600000000000001,120,27,99,1.54,0.43,200,1,0.51,3.0196078431372548,0.84313725490196079]
[13,16.600000000000001,120,28,70,1.1599999999999999,0.52,280,1,0.56000000000000005,2.0714285714285712,0.92857142857142849]
[13,16.899999999999999,120,29,70,1.28,0.55000000000000004,280,1,0.59,2.1694915254237288,0.93220338983050854]
[13,19.399999999999999,120,30,99,2.09,0.55000000000000004,280,1,0.63,3.3174603174603172,0.87301587301587313]
[13,26,120,31,99,1.8,0.43,120,1,0.63,2.8571428571428572,0.68253968253968256]
[13,17.3,120,32,60,1.4,0.65,280,1,0.7,2,0.92857142857142871]
[13,14.3,140,20,1,0.3,0.3,200,{"$f":"IF(F20502<>G20502,1,0)","v":0},0.3,{"$f":"F20502/J20502","v":1},1]
[13,14,140,21,60,0.34,0.34,280,0,0.34,1,1]
[13,14.2,140,22,1,0.39,0.39,280,0,0.39,1,1]
[13,15.9,140,23,1,0.4,0.4,120,0,0.4,1,1]
[13,14.4,140,24,50,0.47,0.47,280,0,0.47,1,1]
[13,16.399999999999999,140,25,50,0.47,0.47,120,0,0.47,1,1]
[13,15.3,140,26,1,0.54,0.54,200,0,0.54,1,1]
[13,14.7,140,26,1,0.55000000000000004,0.55000000000000004,280,0,0.55000000000000004,1,1]
[13,15.2,140,27,50,0.73,0.56999999999999995,280,1,0.59,1.2372881355932204,0.96610169491525422]
[13,15.6,140,28,50,0.83,0.61,280,1,0.64,1.296875,0.953125]
[13,21.7,140,29,99,2.02,0.53,200,1,0.66,3.0606060606060606,0.80303030303030298]
[13,19.5,140,31,50,0.91,0.63,120,1,0.71,1.2816901408450705,0.88732394366197187]
[13,23.2,140,31,99,2.36,0.57999999999999996,200,1,0.74,3.189189189189189,0.78378378378378377]
[13,15.2,160,20,60,0.31,0.31,120,{"$f":"IF(F20694<>G20694,1,0)","v":0},0.31,{"$f":"F20694/J20694","v":1},1]
[13,14.4,160,20,60,0.33,0.33,200,0,0.33,1,1]
[13,15.1,160,21,70,0.48,0.35,200,1,0.37,1.2972972972972974,0.94594594594594594]
[13,14.4,160,22,60,0.45,0.42,280,1,0.43,1.0465116279069768,0.97674418604651159]
[13,14.7,160,23,60,0.56999999999999995,0.46,280,1,0.47,1.2127659574468084,0.97872340425531923]
[13,15.7,160,24,60,0.63,0.48,200,1,0.51,1.2352941176470589,{"$f":"G20759/J20759","v":0.94117647058823528}]
[13,18.5,160,25,70,0.76,0.44,120,1,0.52,1.4615384615384615,0.84615384615384615]
[13,19.2,160,26,70,0.86,0.47,120,1,0.56999999999999995,1.5087719298245614,0.82456140350877194]
[13,16.2,160,27,50,0.74,0.62,200,1,0.65,1.1384615384615384,0.95384615384615379]
[13,18.7,160,28,70,1.32,0.61,200,1,0.7,1.8857142857142859,0.87142857142857144]
[13,19.3,160,29,70,1.46,0.64,200,1,0.74,1.972972972972973,0.86486486486486491]
[13,17.600000000000001,160,30,50,1.07,0.73,200,1,0.79,1.3544303797468356,0.92405063291139233]
[13,20.9,160,30,99,2.57,0.66,280,1,0.8,3.2124999999999995,0.82499999999999996]
[13,16.8,160,32,1,0.87,0.87,200,0,0.87,1,1]
[13,17.899999999999999,180,20,99,0.68,0.23,120,1,0.33,2.0606060606060606,0.69696969696969702]
[13,18.7,180,21,99,0.79,0.25,120,1,0.38,2.0789473684210527,0.65789473684210531]
[13,15,180,22,1,0.46,0.46,200,0,0.46,1,1]
[13,18.600000000000001,180,23,99,1.3,0.4,200,1,0.51,2.5490196078431371,0.78431372549019607]
[13,14.6,180,23,1,0.53,0.53,280,0,0.53,1,1]
[13,22.1,180,25,99,1.27,0.35,120,1,0.56999999999999995,2.2280701754385968,0.61403508771929827]
[13,17.399999999999999,180,26,1,0.62,0.62,120,0,0.62,1,1]
[13,17.8,180,27,1,0.67,0.67,120,0,0.67,1,1]
[13,21,180,28,70,1.1100000000000001,0.55000000000000004,120,1,0.71,1.563380281690141,0.77464788732394374]
[13,16.5,180,29,1,0.81,0.81,200,0,0.81,1,1]
[13,22.6,180,30,70,1.34,0.6,120,1,0.8,1.675,0.74999999999999989]
[13,16.8,180,30,50,1.25,0.83,280,1,0.88,1.4204545454545454,0.94318181818181812]
[13,17.3,180,31,50,1.39,0.87,280,1,0.93,1.4946236559139783,0.93548387096774188]
[13,15.6,200,20,60,0.36,0.36,120,0,0.36,1,1]
[13,15.9,200,21,50,0.41,0.41,120,0,0.41,1,1]
[13,14.9,200,21,50,0.44,0.44,200,0,0.44,1,1]
[13,16.600000000000001,200,23,50,0.51,0.51,120,0,0.51,1,1]
[13,15.5,200,23,60,0.59,0.53,200,1,0.55000000000000004,1.0727272727272725,0.96363636363636362]
[13,14.9,200,24,50,0.62,0.62,280,0,0.62,1,1]
[13,17.399999999999999,200,25,1,0.61,0.61,120,0,0.61,1,1]
[13,16.3,200,26,60,1.06,0.69,280,1,0.74,1.4324324324324325,0.93243243243243235]
[13,19.100000000000001,200,27,60,0.85,0.61,120,1,0.71,1.1971830985915493,0.85915492957746487]
[13,20.100000000000001,200,27,99,2.2999999999999998,0.63,280,1,0.8,2.8749999999999996,0.78749999999999998]
[13,18.899999999999999,200,29,60,1.36,0.77,200,1,0.88,1.5454545454545456,0.875]
[13,21.4,200,29,99,2.74,0.71,280,1,0.91,3.0109890109890109,0.78021978021978011]
[13,21.4,200,31,70,1.96,0.8,200,1,0.99,1.9797979797979799,0.80808080808080818]
[13,19.7,200,31,70,2.19,0.87,280,1,1.01,2.1683168316831685,0.86138613861386137]
[13,20.3,200,32,70,2.37,0.91,280,1,1.07,2.2149532710280373,0.85046728971962615]
[13,16.3,220,20,99,1.07,0.36,280,1,0.43,2.4883720930232558,0.83720930232558133]
[13,16.8,220,22,70,0.53,0.43,120,1,0.49,1.0816326530612246,0.87755102040816324]
[13,14.7,220,22,60,0.55000000000000004,0.55000000000000004,280,0,0.55000000000000004,1,1]
[13,19.2,220,23,99,1.44,0.43,200,1,0.59,2.4406779661016951,0.72881355932203395]
[13,19.899999999999999,220,24,99,1.61,0.47,200,1,0.65,2.476923076923077,0.72307692307692306]
[13,15.2,220,25,50,0.73,0.73,280,0,0.73,1,1]
[13,19.8,220,26,99,2.2200000000000002,0.62,280,1,0.8,2.7749999999999999,0.77499999999999991]
[13,16,220,27,50,0.98,0.82,280,1,0.86,1.1395348837209303,0.95348837209302317]
[13,16.8,220,28,1,0.89,0.89,200,0,0.89,1,1]
[13,17.100000000000001,220,29,1,0.94,0.94,200,0,0.94,1,1]
[13,16.2,220,30,1,1.03,1.03,280,0,1.03,1,1]
[13,16.399999999999999,220,31,1,1.0900000000000001,1.0900000000000001,280,0,1.0900000000000001,1,1]
[13,16.5,220,32,1,1.1499999999999999,1.1499999999999999,280,0,1.1499999999999999,1,1]
[14,15,40,20,99,0.23,0.08,200,1,0.08,2.875,1]
[14,14.7,40,21,50,0.09,0.09,120,0,0.09,1,1]
[14,14.8,40,22,50,0.1,0.1,120,0,0.1,1,1]
[14,15.6,40,23,99,0.36,0.12,200,{"$f":"IF(F21526<>G21526,1,0)","v":1},0.12,{"$f":"F21526/J21526","v":3},1]
[14,14.6,40,24,50,0.13,0.13,200,0,0.13,1,1]
[14,15.2,40,25,70,0.27,0.14000000000000001,200,1,0.14000000000000001,1.9285714285714286,1]
[14,14.5,40,26,50,0.17,0.16,280,1,0.16,1.0625,1]
[14,14.7,40,26,60,0.24,0.15,280,1,0.16,1.5,0.9375]
[14,15.7,40,28,70,0.4,0.18,200,1,0.18,2.2222222222222223,1]
[14,16.5,40,29,60,0.35,0.19,120,1,0.19,1.8421052631578947,1]
[14,16.8,40,30,60,0.39,0.2,120,1,0.21,1.8571428571428572,0.95238095238095244]
[14,15.9,40,31,60,0.44,0.21,200,1,0.22,2,0.95454545454545447]
[14,16.100000000000001,40,32,60,0.48,0.22,200,1,0.23,2.0869565217391304,0.9565217391304347]
[14,16.5,40,32,70,0.57999999999999996,0.22,200,1,0.23,2.5217391304347823,0.9565217391304347]
[14,14.6,60,21,50,0.14000000000000001,0.14000000000000001,200,0,0.14000000000000001,1,1]
[14,14.6,60,21,70,0.18,0.14000000000000001,280,1,0.14000000000000001,1.2857142857142856,1]
[14,15.4,60,23,60,0.19,0.17,120,1,0.17,1.1176470588235294,1]
[14,14.8,60,23,1,0.18,0.18,200,0,0.18,1,1]
[14,16.7,60,25,70,0.38,0.2,120,1,0.21,1.8095238095238095,0.95238095238095244]
[14,14.9,60,25,1,0.22,0.22,200,0,0.22,1,1]
[14,17.2,60,26,99,0.75,0.22,200,1,0.23,3.2608695652173911,0.9565217391304347]
[14,17.600000000000001,60,27,99,0.83,0.24,200,1,0.25,3.32,0.96]
[14,20.2,60,28,99,0.87,0.24,120,1,0.27,3.2222222222222219,0.88888888888888884]
[14,17.100000000000001,60,29,99,1,0.28000000000000003,280,1,0.28999999999999998,3.4482758620689657,0.9655172413793105]
[14,21.4,60,30,99,1.03,0.27,120,1,0.31,3.3225806451612905,0.87096774193548399]
[14,19.3,60,31,70,0.75,0.3,120,1,0.32,2.34375,0.9375]
[14,15.5,60,32,1,0.34,0.34,200,0,0.34,1,1]
[14,15.8,80,20,99,0.43,0.15,200,1,0.15,2.8666666666666667,1]
[14,15.3,80,21,60,0.18,0.18,120,0,0.18,1,1]
[14,15.5,80,22,1,0.2,0.2,120,0,0.2,1,1]
[14,15.7,80,23,60,0.23,0.22,120,1,0.23,1,0.9565217391304347]
[14,15.8,80,24,50,0.25,0.25,120,0,0.25,1,1]
[14,15.2,80,25,1,0.28000000000000003,0.28000000000000003,200,0,0.28000000000000003,1,1]
[14,16.100000000000001,80,26,50,0.3,0.28999999999999998,120,1,0.3,1,0.96666666666666667]
[14,15.7,80,27,50,0.39,0.32,200,1,0.33,1.1818181818181819,0.96969696969696972]
[14,15.2,80,27,50,0.4,0.33,280,1,0.33,1.2121212121212122,1]
[14,16.7,80,29,1,0.37,0.37,120,0,0.37,1,1]
[14,17.899999999999999,80,30,50,0.54,0.37,120,1,0.4,1.35,0.92499999999999993]
[14,18.3,80,31,50,0.61,0.39,120,1,0.42,1.4523809523809523,0.9285714285714286]
[14,18.7,80,31,99,1.54,0.4,280,1,{"$f":"IF(F22041/G22041=1,F22041,J22040)","v":0.43},3.5813953488372094,0.93023255813953498]
[14,17.899999999999999,80,32,60,0.91,0.43,200,1,0.45,2.0222222222222221,0.95555555555555549]
[14,14.8,100,20,60,0.19,0.19,200,0,0.19,1,1]
[14,14.9,100,21,70,0.28000000000000003,0.22,280,1,0.22,1.2727272727272729,1]
[14,14.8,100,22,60,0.25,0.25,280,0,0.25,1,1]
[14,15.4,100,23,70,0.45,0.28000000000000003,280,1,0.28000000000000003,1.607142857142857,1]
[14,17.3,100,24,70,0.46,0.28000000000000003,120,1,0.3,1.5333333333333334,0.93333333333333346]
[14,17.899999999999999,100,25,70,0.54,0.3,120,1,0.33,1.6363636363636365,0.90909090909090906]
[14,15.7,100,26,60,0.56000000000000005,0.37,280,1,0.38,1.4736842105263159,0.97368421052631582]
[14,17.399999999999999,100,27,70,0.79,0.38,200,1,0.41,1.9268292682926831,0.92682926829268297]
[14,17.8,100,28,70,0.89,0.4,200,1,0.44,2.0227272727272729,0.90909090909090917]
[14,16.600000000000001,100,29,60,0.83,0.45,280,1,0.47,1.7659574468085106,0.95744680851063835]
[14,18.899999999999999,100,29,99,1.58,0.43,280,1,0.47,3.3617021276595747,0.91489361702127658]
[14,19.3,100,30,99,1.72,0.45,280,1,0.5,3.44,0.9]
[14,16.8,100,32,50,0.91,0.54,280,1,0.56000000000000005,1.625,0.9642857142857143]
[14,17.600000000000001,120,20,99,0.5,0.17,120,1,0.21,2.3809523809523809,0.80952380952380965]
[14,14.8,120,21,1,0.26,0.26,280,0,0.26,1,1]
[14,17.5,120,22,99,0.81,0.26,200,1,0.28999999999999998,2.7931034482758625,0.89655172413793116]
[14,14.9,120,22,1,0.3,0.3,280,0,0.3,1,1]
[14,15,120,23,1,0.34,0.34,280,0,0.34,1,1]
[14,16.8,120,25,1,0.39,0.39,120,0,0.39,1,1]
[14,17,120,26,1,0.43,0.43,120,0,0.43,1,1]
[14,19.600000000000001,120,26,99,1.31,0.37,200,1,0.44,2.9772727272727275,0.84090909090909094]
[14,16.2,120,28,1,0.51,0.51,200,0,0.51,1,1]
[14,15.6,120,28,1,0.52,0.52,280,0,0.52,1,1]
[14,18.8,120,29,70,1.1299999999999999,0.49,200,1,0.55000000000000004,2.0545454545454542,0.89090909090909087]
[14,16.600000000000001,120,30,50,0.84,0.56999999999999995,280,1,0.59,1.423728813559322,0.96610169491525422]
[14,18.5,120,32,1,0.63,0.63,120,0,0.63,1,1]
[14,19.3,120,32,60,1.24,0.59,200,1,0.65,1.9076923076923076,0.90769230769230758]
[14,16,140,21,50,0.28000000000000003,0.28000000000000003,120,0,0.28000000000000003,1,1]
[14,15.3,140,21,60,0.28999999999999998,0.28999999999999998,200,0,0.28999999999999998,1,1]
[14,15.4,140,22,60,0.33,0.33,200,0,0.33,1,1]
[14,15.2,140,23,50,0.38,0.38,280,0,0.38,1,1]
[14,15.8,140,24,50,0.42,0.42,200,0,0.42,1,1]
[14,15.9,140,25,60,0.62,0.45,280,1,0.46,1.3478260869565217,0.97826086956521741]
[14,18.100000000000001,140,26,60,0.56999999999999995,0.43,120,1,0.47,1.2127659574468084,0.91489361702127658]
[14,16.3,140,27,1,0.54,0.54,200,0,0.54,1,1]
[14,20.6,140,28,70,0.93,0.45,120,1,0.56000000000000005,1.6607142857142856,0.80357142857142849]
[14,18.399999999999999,140,29,60,1.02,0.56999999999999995,200,1,0.62,1.6451612903225807,0.91935483870967738]
[14,26.1,140,30,99,1.69,0.4,120,1,0.63,2.6825396825396823,0.634920634920635]
[14,18.5,140,30,70,1.47,0.61,280,1,0.67,2.1940298507462686,0.91044776119402981]
[14,28.1,140,32,99,1.96,0.44,120,1,0.71,2.76056338028169,0.61971830985915499]
[14,22,140,32,99,2.62,0.63,280,1,0.75,3.4933333333333336,0.84]
[14,16.2,160,21,70,0.31,0.3,120,1,0.31,1,0.96774193548387089]
[14,16.8,160,22,70,0.39,0.32,120,1,0.35,1.1142857142857143,0.91428571428571437]
[14,18.2,160,22,99,0.97,0.3,200,1,{"$f":"IF(F22681/G22681=1,F22681,J22680)","v":0.37},2.6216216216216215,0.81081081081081074]
[14,18.8,160,23,99,1.1100000000000001,0.34,200,1,0.42,2.6428571428571432,0.80952380952380965]
[14,17.7,160,25,60,0.51,0.44,120,1,0.48,1.0625,0.91666666666666674]
[14,18.7,160,25,99,1.53,0.45,280,1,0.52,2.9423076923076921,0.86538461538461542]
[14,19.2,160,26,99,1.7,0.48,280,1,0.56000000000000005,3.0357142857142851,0.85714285714285698]
[14,18.3,160,28,50,0.6,0.56999999999999995,120,1,0.61,0.98360655737704916,0.93442622950819665]
[14,16.8,160,28,1,0.65,0.65,200,0,0.65,1,1]
[14,19.600000000000001,160,30,50,0.78,0.63,120,1,0.7,1.1142857142857143,0.9]
[14,16.3,160,30,1,0.75,0.75,280,0,0.75,1,1]
[14,16.5,160,31,1,0.8,0.8,280,0,0.8,1,1]
[14,16.100000000000001,180,20,1,0.28999999999999998,0.28999999999999998,120,0,0.28999999999999998,1,1]
[14,16.100000000000001,180,20,50,0.28999999999999998,0.28999999999999998,120,0,0.28999999999999998,1,1]
[14,16.399999999999999,180,21,50,0.33,0.33,120,0,0.33,1,1]
[14,17,180,21,99,0.97,0.32,280,1,0.37,2.6216216216216215,0.86486486486486491]
[14,16,180,23,50,0.46,0.46,200,0,0.46,1,1]
[14,16.2,180,24,50,0.51,0.51,200,0,0.51,1,1]
[14,18.5,180,24,99,1.47,0.44,280,1,0.52,2.8269230769230766,0.84615384615384615]
[14,16.3,180,25,60,0.74,0.55000000000000004,280,1,0.56999999999999995,1.2982456140350878,0.9649122807017545]
[14,16.7,180,26,60,0.87,0.59,280,1,0.62,1.403225806451613,0.95161290322580638]
[14,17.899999999999999,180,27,70,1.27,0.61,280,1,0.68,1.8676470588235292,0.89705882352941169]
[14,20.6,180,29,60,0.92,0.6,120,1,0.71,1.295774647887324,0.84507042253521125]
[14,18.899999999999999,180,29,70,1.58,0.69,280,1,0.78,2.0256410256410255,0.88461538461538447]
[14,20.2,180,31,60,1.44,0.75,200,1,0.86,1.6744186046511627,0.87209302325581395]
[14,21.5,180,31,70,1.74,0.71,200,1,0.86,2.0232558139534884,0.82558139534883723]
[14,19.399999999999999,180,32,60,1.75,0.84,280,1,0.93,1.8817204301075268,0.90322580645161277]
[14,15.1,200,20,70,0.34,0.34,280,0,0.34,1,1]
[14,15.4,200,21,70,0.47,0.39,280,1,0.4,1.1749999999999998,0.97499999999999998]
[14,15.4,200,22,50,0.46,0.46,280,0,0.46,1,1]
[14,18.399999999999999,200,24,70,0.62,0.43,120,1,0.51,1.2156862745098038,0.84313725490196079]
[14,17.399999999999999,200,24,70,0.8,0.5,200,1,0.55000000000000004,1.4545454545454546,0.90909090909090906]
[14,15.9,200,25,1,0.63,0.63,280,0,0.63,1,1]
[14,21.5,200,26,99,1.75,0.48,200,1,0.66,2.6515151515151514,0.72727272727272718]
[14,16.3,200,27,1,0.74,0.74,280,0,0.74,1,1]
[14,21.3,200,28,99,2.37,0.62,280,1,0.79,3,0.78481012658227844]
[14,26.4,200,29,99,1.73,0.41,120,1,0.76,2.2763157894736841,0.53947368421052633]
[14,24.8,200,30,99,2.5099999999999998,0.6,200,1,0.88,2.8522727272727271,{"$f":"G23191/J23191","v":0.68181818181818177}]
[14,18,200,31,1,0.93,0.93,200,0,0.93,1,1]
[14,26.6,200,32,99,2.92,0.66,200,1,0.98,2.9795918367346941,0.67346938775510212]
[14,15.5,220,20,70,0.36,0.36,200,0,0.36,1,1]
[14,15.3,220,21,1,0.43,0.43,280,0,0.43,1,1]
[14,17.100000000000001,220,22,1,0.44,0.44,120,0,{"$f":"IF(F23257/G23257=1,F23257,J23256)","v":0.44},1,1]
[14,16.3,220,23,60,0.53,0.53,200,0,0.53,1,1]
[14,16.600000000000001,220,24,1,0.6,0.6,200,0,0.6,1,1]
[14,16.8,220,25,1,0.65,0.65,200,0,0.65,1,1]
[14,17,220,26,50,0.7,0.7,200,0,0.7,1,1]
[14,16.2,220,26,50,0.73,0.73,280,0,0.73,1,1]
[14,17.7,220,28,50,0.87,0.78,200,1,0.83,1.0481927710843375,0.93975903614457834]
[14,18,220,28,60,1.29,0.78,280,1,0.86,1.5,0.90697674418604657]
[14,20.100000000000001,220,30,50,0.86,0.77,120,1,0.86,1,0.89534883720930236]
[14,18.3,220,31,1,1,1,200,0,1,1,1]
[14,20.8,220,31,60,1.59,0.85,200,1,1,1.59,0.85]
[14,21.5,220,32,60,1.75,0.89,200,1,1.06,1.6509433962264151,0.83962264150943389]
[15,16.399999999999999,40,20,99,0.19,0.06,120,1,7.0000000000000007E-2,2.714285714285714,0.85714285714285698]
[15,15.2,40,21,60,0.08,0.08,280,0,{"$f":"IF(F23449/G23449=1,F23449,J23448)","v":0.08},1,1]
[15,15.3,40,22,60,0.09,0.09,280,0,0.09,1,1]
[15,17.3,40,23,99,0.32,0.1,120,1,0.1,3.1999999999999997,1]
[15,16.399999999999999,40,24,70,0.19,0.12,120,1,0.12,1.5833333333333335,1]
[15,16.7,40,25,70,0.23,0.13,120,1,0.13,1.7692307692307692,1]
[15,16.2,40,26,70,0.28000000000000003,0.14000000000000001,200,1,0.14000000000000001,2,1]
[15,16.399999999999999,40,27,70,0.32,0.15,200,1,0.16,2,0.9375]
[15,17,40,28,60,0.28000000000000003,0.16,120,1,0.17,1.6470588235294119,0.94117647058823528]
[15,16.8,40,28,99,0.59,0.16,280,1,0.17,3.4705882352941173,0.94117647058823528]
[15,17,40,29,99,0.65,0.17,280,1,0.18,3.6111111111111112,0.94444444444444453]
[15,17.899999999999999,40,31,60,0.4,0.2,120,1,0.21,1.9047619047619049,0.95238095238095244]
[15,20.8,40,32,99,0.81,0.2,120,1,0.22,3.6818181818181821,0.90909090909090917]
[15,16.899999999999999,60,20,99,0.27,0.09,120,1,0.1,2.7,0.89999999999999991]
[15,15.8,60,21,50,0.12,0.12,120,0,0.12,1,1]
[15,15.4,60,21,1,0.12,0.12,280,0,0.12,1,1]
[15,16.3,60,22,99,0.42,0.13,280,1,0.14000000000000001,2.9999999999999996,0.92857142857142849]
[15,16.3,60,24,1,0.18,0.18,120,0,0.18,1,1]
[15,16.399999999999999,60,25,1,0.19,0.19,120,0,0.19,1,1]
[15,16.5,60,26,1,0.21,0.21,120,0,0.21,1,1]
[15,16,60,27,1,0.23,0.23,200,0,0.23,1,1]
[15,16.100000000000001,60,27,50,0.25,0.23,200,1,0.23,1.0869565217391304,1]
[15,17.7,60,28,99,0.87,0.24,280,1,0.25,3.48,0.96]
[15,16.100000000000001,60,29,50,0.36,0.27,280,1,0.27,1.3333333333333333,1]
[15,17.2,60,31,1,0.31,0.31,120,0,0.31,1,1]
[15,17.3,60,31,70,0.74,0.3,280,1,0.31,2.3870967741935485,0.96774193548387089]
[15,15.9,80,20,50,0.13,0.13,120,0,0.13,1,1]
[15,15.6,80,20,50,0.13,0.13,200,0,0.13,1,1]
[15,15.5,80,21,60,0.15,0.15,280,0,0.15,1,1]
[15,15.8,80,22,60,0.18,0.18,200,0,0.18,1,1]
[15,15.6,80,23,60,0.2,0.2,280,0,0.2,1,1]
[15,15.8,80,24,60,0.26,0.23,280,1,0.23,1.1304347826086956,1]
[15,17.100000000000001,80,25,60,0.28999999999999998,0.24,120,1,0.25,1.1599999999999999,0.96]
[15,15.9,80,26,50,0.28000000000000003,0.28000000000000003,280,0,0.28000000000000003,1,1]
[15,18.899999999999999,80,27,70,0.55000000000000004,0.27,120,1,0.3,1.8333333333333335,0.90000000000000013]
[15,17.3,80,28,60,0.53,0.32,200,1,0.33,1.606060606060606,0.96969696969696972]
[15,16.100000000000001,80,29,1,0.36,0.36,280,0,0.36,1,1]
[15,17.399999999999999,80,29,70,0.78,0.34,280,1,0.36,2.166666666666667,0.94444444444444453]
[15,17.7,80,30,70,0.87,0.36,280,1,0.38,2.2894736842105261,0.94736842105263153]
[15,21.2,80,31,99,1.44,0.36,200,1,0.4,3.5999999999999996,0.89999999999999991]
[15,16.100000000000001,100,20,70,0.15,0.15,120,0,0.15,1,1]
[15,16.899999999999999,100,20,99,0.43,0.14000000000000001,200,1,0.16,2.6875,0.87500000000000011]
[15,19,100,22,99,0.55000000000000004,0.17,120,1,0.21,2.6190476190476195,0.80952380952380965]
[15,17.7,100,22,99,0.63,0.2,200,1,0.22,2.8636363636363638,0.90909090909090917]
[15,16.5,100,23,70,0.36,0.24,200,1,0.25,1.44,0.96]
[15,17.7,100,24,99,0.88,0.26,280,1,0.28000000000000003,3.1428571428571428,0.92857142857142849]
[15,18.100000000000001,100,25,99,0.99,0.28999999999999998,280,1,0.31,3.193548387096774,0.93548387096774188]
[15,17,100,26,60,0.46,0.33,200,1,0.34,1.3529411764705881,0.97058823529411764]
[15,16.600000000000001,100,27,1,0.38,0.38,200,0,0.38,1,1]
[15,16.7,100,28,1,0.41,0.41,200,0,0.41,1,1]
[15,17.3,100,29,50,0.54,0.42,200,1,0.44,1.2272727272727273,0.95454545454545447]
[15,16.399999999999999,100,30,1,0.47,0.47,280,0,0.47,1,1]
[15,16.5,100,31,1,0.5,0.5,280,0,0.5,1,1]
[15,18.399999999999999,100,32,50,0.79,0.5,200,1,0.52,1.5192307692307692,0.96153846153846145]
[15,16.3,120,20,50,0.18,0.18,120,0,0.18,1,1]
[15,16,120,21,1,0.22,0.22,200,0,0.22,1,1]
[15,16.100000000000001,120,22,50,0.26,0.26,200,0,0.26,1,1]
[15,16.3,120,23,50,0.28999999999999998,0.28999999999999998,200,0,0.28999999999999998,1,1]
[15,16.399999999999999,120,24,1,0.33,0.33,200,0,0.33,1,1]
[15,16.100000000000001,120,24,60,0.36,0.33,280,1,0.33,1.0909090909090908,1]
[15,16.399999999999999,120,25,60,0.46,0.36,280,1,0.37,1.2432432432432432,0.97297297297297292]
[15,23.2,120,27,99,1.1399999999999999,0.3,120,1,0.42,2.714285714285714,0.7142857142857143]
[15,19.399999999999999,120,28,60,0.62,0.41,120,1,0.46,1.3478260869565217,0.89130434782608692]
[15,20,120,29,60,0.7,0.43,120,1,0.49,1.4285714285714286,0.87755102040816324]
[15,22,120,30,70,0.98,0.43,120,1,0.53,1.8490566037735847,0.81132075471698106]
[15,20,120,30,70,1.1499999999999999,0.49,200,1,0.55000000000000004,2.0909090909090904,0.89090909090909087]
[15,23.5,120,32,70,1.18,0.48,120,1,0.59,2,0.81355932203389836]
[15,19.5,120,32,70,1.48,0.56999999999999995,280,1,0.62,2.3870967741935485,0.91935483870967738]
[15,15.7,140,20,70,0.21,0.21,280,0,0.21,1,1]
[15,17,140,22,60,0.28000000000000003,0.28000000000000003,120,0,0.28000000000000003,1,1]
[15,17.7,140,23,70,0.37,0.28999999999999998,120,1,0.32,1.15625,0.90624999999999989]
[15,16.899999999999999,140,23,70,0.45,0.32,200,1,0.33,1.3636363636363635,0.96969696969696972]
[15,17.8,140,25,50,0.4,0.4,120,0,{"$f":"IF(F24473/G24473=1,F24473,J24472)","v":0.4},1,1]
[15,20.2,140,25,99,1.2,0.34,200,1,0.42,2.8571428571428572,0.80952380952380965]
[15,17.600000000000001,140,26,70,0.83,0.44,280,1,0.46,1.8043478260869563,0.9565217391304347]
[15,18.7,140,28,1,0.52,0.52,120,0,0.52,1,1]
[15,20.399999999999999,140,28,99,1.77,0.47,280,1,0.55000000000000004,3.2181818181818178,0.85454545454545439]
[15,25.5,140,29,99,1.46,0.36,120,1,0.56000000000000005,2.6071428571428568,0.64285714285714279]
[15,21,140,29,99,1.95,0.5,280,1,0.59,3.3050847457627119,0.84745762711864414]
[15,24.2,140,31,99,2.15,0.51,200,1,0.66,3.2575757575757573,0.77272727272727271]
[15,22.1,140,31,99,2.31,0.56999999999999995,280,1,0.67,3.4477611940298507,0.85074626865671632]
[15,15.7,160,20,1,0.24,0.24,280,0,0.24,1,1]
[15,16.899999999999999,160,21,1,0.27,0.27,120,0,0.27,1,1]
[15,15.9,160,21,70,0.28999999999999998,0.28999999999999998,280,0,0.28999999999999998,1,1]
[15,17.5,160,23,50,0.35,0.35,120,0,0.35,1,1]
[15,16.8,160,24,1,0.42,0.42,200,0,0.42,1,1]
[15,16.399999999999999,160,24,60,0.45,0.42,280,1,0.43,1.0465116279069768,0.97674418604651159]
[15,16.5,160,25,50,0.47,0.47,280,0,0.47,1,1]
[15,16.600000000000001,160,26,50,0.52,0.52,280,0,0.52,1,1]
[15,16.7,160,27,50,0.56000000000000005,0.56000000000000005,280,0,0.56000000000000005,1,1]
[15,19.3,160,29,50,0.61,0.59,120,1,0.61,1,0.96721311475409832]
[15,17.5,160,29,50,0.8,0.64,280,1,0.66,1.2121212121212122,0.96969696969696972]
[15,19.8,160,30,60,1.1100000000000001,0.62,200,1,0.69,1.6086956521739133,0.89855072463768126]
[15,20.3,160,31,60,1.24,0.66,200,1,0.74,1.6756756756756757,0.891891891891892]
[15,17.5,160,32,1,0.8,0.8,280,0,0.8,1,1]
[15,15.8,180,20,60,0.26,0.26,280,0,0.26,1,1]
[15,16,180,21,60,0.32,0.32,280,0,0.32,1,1]
[15,18.899999999999999,180,22,99,0.91,0.28000000000000003,200,1,0.36,2.5277777777777781,0.7777777777777779]
[15,17.899999999999999,180,23,70,0.41,0.34,120,1,0.38,1.0789473684210527,0.89473684210526316]
[15,18.600000000000001,180,24,70,0.5,0.38,120,1,0.43,1.1627906976744187,0.88372093023255816]
[15,20.9,180,25,99,1.38,0.39,200,1,0.51,2.7058823529411762,0.76470588235294124]
[15,18.899999999999999,180,26,70,0.9,0.5,200,1,0.56000000000000005,1.607142857142857,0.89285714285714279]
[15,19.399999999999999,180,27,70,1.03,0.54,200,1,0.61,1.6885245901639345,0.88524590163934436]
[15,20,180,28,70,1.17,0.56999999999999995,200,1,0.66,1.7727272727272725,0.86363636363636354]
[15,21.4,180,28,99,2.09,0.55000000000000004,280,1,{"$f":"IF(F24921/G24921=1,F24921,J24920)","v":0.68},3.0735294117647056,0.80882352941176472]
[15,20.100000000000001,180,30,60,1.18,0.68,200,1,0.76,1.5526315789473684,0.89473684210526316]
[15,28.3,180,31,99,1.86,0.41,120,1,0.76,2.4473684210526319,0.53947368421052633]
[15,29.4,180,32,99,2,0.42,120,1,0.8,2.5,0.52499999999999991]
[15,16.2,200,20,60,0.28000000000000003,0.28000000000000003,200,0,0.28000000000000003,1,1]
[15,15.9,200,20,1,0.28999999999999998,0.28999999999999998,280,0,0.28999999999999998,1,1]
[15,16.100000000000001,200,21,1,0.35,0.35,280,0,0.35,1,1]
[15,16.899999999999999,200,23,50,0.44,0.44,200,0,0.44,1,1]
[15,18.3,200,24,1,0.46,0.46,120,0,0.46,1,1]
[15,22.9,200,25,99,1.1000000000000001,0.3,120,1,0.51,2.1568627450980395,0.58823529411764708]
[15,17.600000000000001,200,26,1,0.61,0.61,200,0,0.61,1,1]
[15,17.600000000000001,200,26,50,0.6,0.6,200,0,0.6,1,1]
[15,17.899999999999999,200,27,1,0.66,0.66,200,0,0.66,1,1]
[15,17.399999999999999,200,28,50,0.79,0.71,280,1,{"$f":"IF(F25113/G25113=1,F25113,J25112)","v":0.74},1.0675675675675675,0.95945945945945943]
[15,17.8,200,29,50,0.92,0.75,280,1,0.79,1.1645569620253164,0.94936708860759489]
[15,27.6,200,30,99,1.76,0.4,120,1,0.76,2.3157894736842106,0.52631578947368418]
[15,21.7,200,32,50,0.93,0.76,120,1,0.86,1.0813953488372094,0.88372093023255816]
[15,20.2,200,32,50,1.21,0.84,200,1,0.93,1.3010752688172043,0.90322580645161277]
[15,16.899999999999999,220,20,70,0.27,0.27,120,0,0.27,1,1]
[15,16.5,220,21,60,0.36,0.36,200,0,0.36,1,1]
[15,16.3,220,22,50,0.43,0.43,280,0,0.43,1,1]
[15,18.100000000000001,220,23,60,0.43,0.43,120,0,0.43,1,1]
[15,18.5,220,24,60,0.49,0.49,120,0,0.49,1,{"$f":"G25239/J25239","v":1}]
[15,18.899999999999999,220,25,60,0.54,0.54,120,0,0.54,1,1]
[15,20.3,220,26,70,0.74,0.49,120,1,0.59,1.2542372881355932,0.83050847457627119]
[15,18.8,220,27,60,0.88,0.65,200,1,0.7,1.2571428571428573,0.92857142857142871]
[15,20,220,28,50,0.7,0.7,120,0,0.7,1,1]
[15,21.2,220,29,70,1.44,0.68,200,1,0.83,1.7349397590361446,0.81927710843373502]
[15,20,220,29,70,1.63,0.74,280,1,0.85,1.9176470588235293,0.87058823529411766]
[15,21.2,220,31,1,0.86,0.86,120,0,0.86,1,1]
[15,25.3,220,32,70,1.43,0.65,120,1,0.92,1.5543478260869563,0.70652173913043481]
[16,16.399999999999999,40,20,70,0.05,0.05,120,0,0.05,1,1]
[16,16.5,40,20,99,0.16,0.05,280,1,0.05,3.1999999999999997,1]
[16,16.899999999999999,40,21,99,0.2,0.06,200,1,7.0000000000000007E-2,2.8571428571428572,0.85714285714285698]
[16,17.100000000000001,40,22,99,0.25,0.08,200,1,0.08,3.125,1]
[16,16.399999999999999,40,23,70,0.12,0.09,280,{"$f":"IF(F25430<>G25430,1,0)","v":1},0.09,{"$f":"F25430/J25430","v":1.3333333333333333},1]
[16,17.100000000000001,40,24,99,0.34,0.1,280,1,0.1,3.4,1]
[16,16.600000000000001,40,25,70,0.2,0.12,280,1,0.12,1.6666666666666667,1]
[16,16.600000000000001,40,26,1,0.13,0.13,200,0,0.13,1,1]
[16,16.600000000000001,40,27,1,0.14000000000000001,0.14000000000000001,200,0,0.14000000000000001,1,1]
[16,16.8,40,28,60,0.25,0.15,280,1,0.16,1.5625,0.9375]
[16,16.5,40,29,1,0.17,0.17,280,0,0.17,1,1]
[16,16.600000000000001,40,30,1,0.18,0.18,280,0,0.18,1,1]
[16,17.100000000000001,40,31,60,0.37,0.19,280,1,0.19,1.9473684210526316,1]
[16,18.2,40,32,50,0.31,0.2,120,1,0.21,1.4761904761904763,0.95238095238095244]
[16,16.600000000000001,60,20,50,0.08,0.08,120,0,0.08,1,1]
[16,16.3,60,21,50,0.1,0.1,280,0,0.1,1,1]
[16,16.5,60,22,50,0.12,0.12,200,0,0.12,1,1]
[16,16.399999999999999,60,23,1,0.14000000000000001,0.14000000000000001,280,{"$f":"IF(F25622<>G25622,1,0)","v":0},0.14000000000000001,{"$f":"F25622/J25622","v":1},1]
[16,16.399999999999999,60,23,60,0.14000000000000001,0.14000000000000001,280,0,0.14000000000000001,1,1]
[16,16.5,60,24,60,0.15,0.15,280,0,0.15,1,1]
[16,16.5,60,25,1,0.18,0.18,280,0,0.18,1,1]
[16,18.100000000000001,60,27,60,0.28999999999999998,0.2,120,1,0.21,1.3809523809523809,0.95238095238095244]
[16,18.5,60,28,60,0.34,0.22,120,1,{"$f":"IF(F25689/G25689=1,F25689,J25688)","v":0.23},1.4782608695652175,0.9565217391304347]
[16,19.5,60,28,99,0.81,0.22,200,1,0.23,3.5217391304347827,0.9565217391304347]
[16,18.3,60,29,70,0.54,0.24,200,1,0.25,2.16,0.96]
[16,17.5,60,30,60,0.49,0.26,280,1,0.27,1.8148148148148147,0.96296296296296291]
[16,18.899999999999999,60,31,70,0.68,0.28000000000000003,200,1,0.28999999999999998,2.3448275862068968,0.9655172413793105]
[16,18.3,60,32,70,0.76,0.3,280,1,0.31,2.4516129032258065,0.96774193548387089]
[16,16.899999999999999,80,21,60,0.13,0.13,120,0,0.13,1,1]
[16,16.600000000000001,80,21,60,0.13,0.13,200,0,0.13,1,1]
[16,19,80,22,99,0.42,0.13,120,1,0.15,2.8,0.8666666666666667]
[16,16.8,80,23,60,0.18,0.18,200,{"$f":"IF(F25814<>G25814,1,0)","v":0},0.18,{"$f":"F25814/J25814","v":1},1]
[16,18.7,80,24,99,0.64,0.19,200,1,0.2,3.1999999999999997,0.95]
[16,17.2,80,25,70,0.38,0.23,280,1,0.23,1.6521739130434783,1]
[16,17.100000000000001,80,26,50,0.25,0.25,200,0,0.25,1,1]
[16,18.899999999999999,80,27,99,0.95,0.26,280,1,{"$f":"IF(F25881/G25881=1,F25881,J25880)","v":0.28000000000000003},3.3928571428571423,0.92857142857142849]
[16,22.8,80,28,99,0.94,0.25,120,1,0.3,3.1333333333333333,0.83333333333333337]
[16,17.399999999999999,80,29,1,0.33,0.33,200,0,0.33,1,1]
[16,17.5,80,30,1,0.35,0.35,200,0,0.35,1,1]
[16,21.9,80,31,99,1.37,0.34,200,1,0.38,3.6052631578947372,0.89473684210526316]
[16,25.7,80,32,99,1.35,0.32,120,1,0.4,3.375,0.79999999999999993]
[16,16.899999999999999,100,20,1,0.12,0.12,120,0,0.12,1,1]
[16,18.8,100,21,99,0.39,0.13,120,1,0.15,2.6,0.8666666666666667]
[16,17.3,100,22,50,0.18,0.18,120,0,0.18,1,1]
[16,17,100,23,1,0.22,0.22,200,0,0.22,1,{"$f":"G26007/J26007","v":1}]
[16,18.3,100,24,70,0.31,0.23,120,1,0.24,1.2916666666666667,0.95833333333333337]
[16,16.8,100,24,50,0.25,0.25,280,0,0.25,1,1]
[16,16.899999999999999,100,25,50,0.28000000000000003,0.28000000000000003,280,0,0.28000000000000003,1,1]
[16,18.899999999999999,100,27,60,0.41,0.31,120,1,0.33,1.2424242424242422,0.93939393939393934]
[16,18.600000000000001,100,28,50,0.36,0.36,120,0,0.36,1,1]
[16,18.899999999999999,100,29,50,0.4,0.37,120,1,0.39,1.0256410256410258,0.94871794871794868]
[16,19.399999999999999,100,30,50,0.48,0.4,120,1,0.42,1.1428571428571428,0.95238095238095244]
[16,19.2,100,30,60,0.73,0.41,200,1,0.43,1.6976744186046511,0.95348837209302317]
[16,20.5,100,32,50,0.63,0.44,120,1,0.48,1.3125,0.91666666666666674]
[16,19,100,32,60,0.97,0.47,280,1,0.5,1.94,0.94]
[16,16.5,120,20,60,0.15,0.15,280,0,0.15,1,1]
[16,17.5,120,22,1,0.21,0.21,120,0,0.21,1,1]
[16,17.5,120,22,70,0.21,0.21,120,0,0.21,1,1]
[16,17.899999999999999,120,23,70,0.26,0.23,120,1,0.25,1.04,0.92]
[16,18.8,120,24,99,0.91,0.27,280,1,0.3,3.0333333333333337,0.90000000000000013]
[16,18.2,120,25,70,0.51,0.31,200,1,0.33,1.5454545454545454,0.93939393939393934]
[16,18.600000000000001,120,26,70,0.61,0.34,200,1,0.36,1.6944444444444444,0.94444444444444453]
[16,19.600000000000001,120,26,99,1.19,0.33,280,1,0.37,3.2162162162162162,0.891891891891892]
[16,20.100000000000001,120,27,99,1.33,0.36,280,1,0.4,3.3250000000000002,0.89999999999999991]
[16,20.6,120,28,99,1.48,0.39,280,1,0.44,3.3636363636363638,0.88636363636363635]
[16,19.100000000000001,120,29,70,0.99,0.45,280,1,0.48,2.0625,0.93750000000000011]
[16,27,120,31,99,1.54,0.35,120,1,0.53,2.9056603773584904,0.660377358490566]
[16,19.8,120,31,70,1.24,0.51,280,1,0.55000000000000004,2.2545454545454544,0.92727272727272725]
[16,17.8,120,32,1,0.59,0.59,280,0,0.59,1,1]
[16,16.5,140,20,1,0.17,0.17,280,0,0.17,1,1]
[16,16.7,140,21,60,0.21,0.21,280,0,0.21,1,1]
[16,18,140,23,1,0.28000000000000003,0.28000000000000003,120,0,0.28000000000000003,1,1]
[16,18.3,140,24,1,0.32,0.32,120,0,0.32,1,1]
[16,17,140,24,50,0.34,0.34,280,0,0.34,1,1]
[16,17.600000000000001,140,25,50,0.37,0.37,200,0,0.37,1,1]
[16,17.3,140,26,1,0.43,0.43,280,0,0.43,1,1]
[16,17.399999999999999,140,27,1,0.47,0.47,280,0,0.47,1,1]
[16,17.5,140,28,50,0.5,0.5,280,0,0.5,1,1]
[16,17.7,140,29,1,0.55000000000000004,0.55000000000000004,280,0,0.55000000000000004,1,1]
[16,20.6,140,31,50,0.65,0.54,120,1,0.59,1.1016949152542375,0.91525423728813571]
[16,19.399999999999999,140,31,50,0.79,0.57999999999999996,200,{"$f":"IF(F26518<>G26518,1,0)","v":1},0.62,{"$f":"F26518/J26518","v":1.2741935483870968},0.93548387096774188]
[16,25.5,140,32,99,2.21,0.51,200,1,0.66,3.3484848484848482,0.77272727272727271]
[16,16.8,160,20,60,0.19,0.19,200,0,0.19,1,1]
[16,16.7,160,21,50,0.24,0.24,280,0,0.24,1,1]
[16,17.2,160,22,70,0.28000000000000003,0.28000000000000003,200,0,0.28000000000000003,1,1]
[16,17,160,23,60,0.33,0.33,280,0,0.33,1,1]
[16,18.5,160,24,60,0.35,0.35,120,0,0.35,1,1]
[16,17.8,160,25,60,0.42,0.42,200,0,0.42,1,1]
[16,18.2,160,26,60,0.52,0.44,200,1,0.46,1.1304347826086956,0.9565217391304347]
[16,18.7,160,27,60,0.63,0.48,200,1,0.51,1.2352941176470589,0.94117647058823528]
[16,18.399999999999999,160,28,50,0.55000000000000004,0.55000000000000004,200,0,0.55000000000000004,1,1]
[16,19.3,160,28,70,1.07,0.52,280,1,0.56000000000000005,1.9107142857142856,0.92857142857142849]
[16,19.2,160,30,50,0.73,0.61,200,1,0.65,1.1230769230769231,0.93846153846153846]
[16,22.8,160,30,99,2.2000000000000002,0.54,280,1,0.66,3.3333333333333335,0.81818181818181823]
[16,24.8,160,32,70,1.22,0.53,120,1,0.7,1.7428571428571429,0.75714285714285723]
[16,16.899999999999999,180,20,1,0.21,0.21,200,0,0.21,1,1]
[16,18.2,180,20,99,0.5,0.17,200,1,0.21,2.3809523809523809,0.80952380952380965]
[16,18.8,180,21,99,0.64,0.2,200,1,0.26,2.4615384615384617,0.76923076923076927]
[16,21.2,180,23,99,0.73,0.21,120,1,0.33,2.2121212121212119,0.63636363636363635]
[16,19.2,180,23,99,1.04,0.31,280,1,0.37,2.810810810810811,0.83783783783783783]
[16,19.7,180,24,99,1.21,0.35,280,1,0.42,2.8809523809523809,0.83333333333333326]
[16,22.9,180,25,99,0.96,0.26,120,1,0.43,2.2325581395348837,0.60465116279069775]
[16,18.2,180,26,1,0.51,0.51,200,0,0.51,1,1]
[16,21.1,180,27,70,0.71,0.43,120,1,0.52,1.3653846153846152,0.82692307692307687]
[16,17.899999999999999,180,28,1,0.63,0.63,280,0,0.63,1,1]
[16,18.100000000000001,180,29,1,0.68,0.68,280,0,0.68,1,1]
[16,21.9,180,30,60,0.82,0.56000000000000005,120,1,0.66,1.2424242424242422,0.84848484848484851]
[16,21.1,180,31,50,0.7,0.64,120,1,0.71,0.9859154929577465,{"$f":"G26903/J26903","v":0.90140845070422537}]
[16,21.7,180,32,50,0.8,0.67,120,1,0.76,1.0526315789473684,0.88157894736842113]
[16,17.5,200,20,60,0.21,0.21,120,0,0.21,1,1]
[16,17.2,200,21,50,0.28000000000000003,0.28000000000000003,200,0,0.28000000000000003,1,1]
[16,17.399999999999999,200,22,50,0.33,0.33,200,0,0.33,1,1]
[16,18.600000000000001,200,23,50,0.36,0.36,120,0,0.36,1,1]
[16,17.2,200,23,60,0.4,0.4,280,0,0.4,1,1]
[16,19.3,200,25,50,0.46,0.46,120,0,0.46,1,1]
[16,19.7,200,26,1,0.51,0.51,120,0,0.51,1,1]
[16,19.899999999999999,200,27,60,0.54,0.51,120,1,0.56000000000000005,0.9642857142857143,0.9107142857142857]
[16,20.399999999999999,200,28,1,0.61,0.61,120,0,0.61,1,1]
[16,20.7,200,28,70,1.1000000000000001,0.56999999999999995,200,1,0.65,1.6923076923076923,0.87692307692307681]
[16,21.4,200,29,70,1.25,0.61,200,1,0.71,1.7605633802816902,0.85915492957746487]
[16,23.8,200,30,99,2.52,0.61,280,1,0.79,3.1898734177215187,0.77215189873417711]
[16,21.4,200,31,70,1.76,0.73,280,1,0.85,2.0705882352941178,0.85882352941176465]
[16,17.600000000000001,220,20,60,0.22,0.22,120,0,0.22,1,1]
[16,16.8,220,20,70,0.25,0.25,280,0,0.25,1,1]
[16,19.8,220,21,99,0.53,0.17,120,1,0.27,1.962962962962963,0.62962962962962965]
[16,17.5,220,22,70,0.36,0.36,200,0,0.36,1,1]
[16,17.3,220,23,60,0.43,0.43,280,0,0.43,1,1]
[16,21.1,220,24,99,1.19,0.34,200,1,0.47,2.5319148936170213,0.72340425531914898]
[16,17.7,220,25,60,0.55000000000000004,0.55000000000000004,280,0,0.55000000000000004,1,1]
[16,21.4,220,26,99,1.76,0.48,280,1,0.61,2.8852459016393444,0.78688524590163933]
[16,25.1,220,27,99,1.27,0.32,120,1,0.59,2.152542372881356,0.5423728813559322]
[16,18.2,220,28,50,0.72,0.72,280,0,0.72,1,1]
[16,19.3,220,29,1,0.77,0.77,200,0,0.77,1,1]
[16,26,220,30,99,2.3199999999999998,0.54,200,{"$f":"IF(F27286<>G27286,1,0)","v":1},0.83,{"$f":"F27286/J27286","v":2.7951807228915664},0.65060240963855431]
[16,18.8,220,31,1,0.91,0.91,280,0,0.91,1,1]
[16,22.2,220,32,1,0.86,0.86,120,0,0.86,1,1]
[17,17.3,40,20,1,0.04,0.04,120,0,0.04,1,1]
[17,17.7,40,21,99,0.16,0.05,200,1,0.05,3.1999999999999997,1]
[17,17.3,40,22,1,7.0000000000000007E-2,7.0000000000000007E-2,200,0,7.0000000000000007E-2,1,1]
[17,17.899999999999999,40,22,99,0.21,0.06,200,1,7.0000000000000007E-2,2.9999999999999996,0.85714285714285698]
[17,17.399999999999999,40,24,50,0.09,0.09,200,0,0.09,1,1]
[17,17.3,40,24,50,0.09,0.09,280,0,0.09,1,1]
[17,17.7,40,25,70,0.16,0.1,200,1,0.1,1.5999999999999999,1]
[17,17.899999999999999,40,27,50,0.13,0.13,120,0,0.13,1,1]
[17,18,40,28,50,0.14000000000000001,0.14000000000000001,120,0,0.14000000000000001,1,1]
[17,17.899999999999999,40,28,60,0.21,0.14000000000000001,200,1,0.14000000000000001,1.4999999999999998,1]
[17,18.100000000000001,40,29,60,0.25,0.15,200,1,0.16,1.5625,0.9375]
[17,18.3,40,30,60,0.28999999999999998,0.16,200,1,0.17,1.7058823529411762,{"$f":"G27479/J27479","v":0.94117647058823528}]
[17,18,40,31,50,0.24,0.18,200,1,0.18,1.3333333333333333,1]
[17,18.2,40,32,60,0.38,0.19,280,1,0.19,2,1]
[17,17.2,60,20,60,0.06,0.06,280,0,0.06,1,1]
[17,17.3,60,21,50,0.08,0.08,200,0,0.08,1,1]
[17,17.7,60,22,70,0.1,0.1,120,0,0.1,1,1]
[17,17.5,60,23,1,0.12,0.12,200,0,0.12,1,1]
[17,17.8,60,24,70,0.18,0.13,200,1,0.14000000000000001,1.2857142857142856,0.92857142857142849]
[17,18,60,25,70,0.24,0.15,200,1,0.15,1.6,1]
[17,17.8,60,26,1,0.18,0.18,200,0,0.18,1,1]
[17,18.8,60,26,99,0.6,0.17,280,1,0.17,3.5294117647058818,1]
[17,19.100000000000001,60,27,99,0.68,0.19,280,1,0.19,3.5789473684210527,1]
[17,22.7,60,29,99,0.79,0.2,120,1,0.23,3.4347826086956523,0.86956521739130432]
[17,23.3,60,30,99,0.88,0.22,120,1,0.25,3.52,{"$f":"G27671/J27671","v":0.88}]
[17,23.9,60,31,99,0.96,0.23,120,1,0.27,3.5555555555555554,0.85185185185185186]
[17,21.7,60,32,70,0.66,0.26,120,1,0.28999999999999998,2.2758620689655173,0.89655172413793116]
[17,17.899999999999999,60,32,1,0.28999999999999998,0.28999999999999998,280,0,0.28999999999999998,1,1]
[17,17.7,80,21,70,0.1,0.1,120,0,0.1,1,1]
[17,17.899999999999999,80,22,1,0.13,0.13,120,0,0.13,1,1]
[17,18.100000000000001,80,23,1,0.15,0.15,120,0,0.15,1,1]
[17,18.3,80,24,60,0.17,0.17,120,0,0.17,1,1]
[17,17.8,80,24,50,0.18,0.18,200,0,0.18,1,1]
[17,17.600000000000001,80,25,1,0.21,0.21,280,0,0.21,1,1]
[17,18.8,80,27,50,0.25,0.25,120,0,0.25,1,1]
[17,17.8,80,27,50,0.25,0.25,280,0,0.25,1,1]
[17,19.2,80,29,1,0.3,0.3,120,0,0.3,1,1]
[17,19.3,80,30,1,0.32,0.32,120,{"$f":"IF(F27862<>G27862,1,0)","v":0},0.32,{"$f":"F27862/J27862","v":1},1]
[17,20.6,80,30,60,0.5,0.3,120,1,0.32,1.5625,0.9375]
[17,19,80,31,50,0.45,0.34,200,1,0.35,1.2857142857142858,0.97142857142857153]
[17,21.5,80,32,99,1.45,0.35,280,1,0.38,3.8157894736842102,0.92105263157894735]
[17,17.3,100,20,50,0.1,0.1,280,0,0.1,1,1]
[17,17.8,100,20,99,0.28000000000000003,0.09,280,1,0.1,2.8000000000000003,0.89999999999999991]
[17,17.5,100,22,60,0.16,0.16,280,0,0.16,1,1]
[17,18.3,100,23,60,0.18,0.18,120,0,0.18,1,1]
[17,17.600000000000001,100,23,70,0.19,0.19,280,0,0.19,1,1]
[17,19.3,100,25,70,0.32,0.23,120,1,0.24,1.3333333333333335,0.95833333333333337]
[17,18.3,100,26,60,0.3,0.27,200,1,0.28000000000000003,1.0714285714285714,0.9642857142857143]
[17,18,100,26,60,0.31,0.28000000000000003,280,1,0.28000000000000003,1.107142857142857,1]
[17,18.7,100,27,70,0.56999999999999995,0.3,280,1,0.31,1.8387096774193548,0.96774193548387089]
[17,19.100000000000001,100,28,70,0.67,0.33,280,1,0.34,1.9705882352941175,0.97058823529411764]
[17,18.2,100,29,50,0.39,0.37,280,1,0.38,1.0263157894736843,0.97368421052631582]
[17,22.9,100,31,70,0.83,0.36,120,1,0.42,1.9761904761904763,0.8571428571428571]
[17,18.7,100,31,50,0.56000000000000005,0.42,280,1,0.44,1.2727272727272729,0.95454545454545447]
[17,24.3,100,32,99,1.68,0.39,200,1,0.46,3.652173913043478,0.84782608695652173]
[17,18.3,120,20,99,0.3,0.1,200,1,0.11,2.7272727272727271,0.90909090909090917]
[17,17.5,120,21,1,0.15,0.15,280,0,0.15,1,1]
[17,18.7,120,22,99,0.55000000000000004,0.17,280,1,0.19,2.8947368421052633,0.89473684210526316]
[17,19.100000000000001,120,23,99,0.68,0.2,280,1,0.22,3.0909090909090913,0.90909090909090917]
[17,20.3,120,24,99,0.76,0.22,200,1,0.26,2.9230769230769229,0.84615384615384615]
[17,18.3,120,25,1,0.3,0.3,200,{"$f":"IF(F28182<>G28182,1,0)","v":0},0.3,{"$f":"F28182/J28182","v":1},1]
[17,18.399999999999999,120,26,1,0.33,0.33,200,0,0.33,1,1]
[17,22,120,27,99,1.1499999999999999,0.31,200,1,0.36,3.1944444444444442,0.86111111111111116]
[17,18.3,120,28,1,0.41,0.41,280,0,0.41,1,1]
[17,18.399999999999999,120,29,1,0.44,0.44,280,0,0.44,1,{"$f":"G28247/J28247","v":1}]
[17,21.1,120,30,70,0.96,0.43,200,1,0.47,2.0425531914893615,0.91489361702127658]
[17,20.7,120,31,50,0.52,0.45,120,1,0.49,1.0612244897959184,0.91836734693877553]
[17,21.1,120,32,60,0.96,0.5,200,1,0.54,1.7777777777777777,0.92592592592592582]
[17,17.5,140,20,50,0.13,0.13,200,0,0.13,1,1]
[17,17.7,140,21,50,0.17,0.17,200,0,0.17,1,1]
[17,17.899999999999999,140,22,60,0.21,0.21,200,0,0.21,1,1]
[17,17.7,140,22,60,0.21,0.21,280,0,0.21,1,1]
[17,17.8,140,23,60,0.25,0.25,280,0,0.25,1,1]
[17,18.399999999999999,140,25,50,0.33,0.33,200,0,0.33,1,1]
[17,19.600000000000001,140,26,60,0.36,0.36,120,0,0.36,1,1]
[17,18.8,140,27,50,0.41,0.41,200,0,0.41,1,1]
[17,19,140,28,1,0.46,0.46,200,0,0.46,1,1]
[17,20.5,140,28,70,0.8,0.41,200,1,0.45,1.7777777777777779,0.91111111111111098]
[17,19.3,140,30,1,0.54,0.54,200,0,0.54,1,1]
[17,20.5,140,30,70,1.1399999999999999,0.5,280,1,0.55000000000000004,2.0727272727272723,0.90909090909090906]
[17,20.9,140,31,70,1.28,0.54,280,1,0.59,2.1694915254237288,0.91525423728813571]
[17,28.9,140,32,99,1.66,0.36,120,1,0.59,2.8135593220338984,0.61016949152542377]
[17,19,160,20,99,0.28000000000000003,0.09,120,1,0.13,2.1538461538461542,0.69230769230769229]
[17,17.8,160,21,70,0.19,0.19,200,0,0.19,1,1]
[17,18.600000000000001,160,22,70,0.22,0.22,120,0,0.22,1,1]
[17,20.3,160,23,99,0.76,0.23,200,1,0.28000000000000003,2.714285714285714,0.8214285714285714]
[17,18.2,160,24,70,0.4,0.32,280,1,0.33,1.2121212121212122,0.96969696969696972]
[17,19.5,160,25,60,0.35,0.35,120,0,{"$f":"IF(F28569/G28569=1,F28569,J28568)","v":0.35},1,1]
[17,23.8,160,26,99,0.95,0.25,120,1,0.39,2.4358974358974357,0.64102564102564097]
[17,20.100000000000001,160,27,60,0.43,0.43,120,0,0.43,1,1]
[17,19.2,160,28,1,0.51,0.51,200,0,0.51,1,1]
[17,24.3,160,29,99,1.71,0.42,200,1,0.55000000000000004,3.1090909090909089,0.76363636363636356]
[17,21,160,30,50,0.56000000000000005,0.56000000000000005,120,0,0.56000000000000005,1,1]
[17,19,160,31,1,0.66,0.66,280,0,0.66,1,1]
[17,21.7,160,32,1,0.65,0.65,120,0,0.65,1,1]
[17,18,180,20,1,0.14000000000000001,0.14000000000000001,120,0,0.14000000000000001,1,1]
[17,17.899999999999999,180,21,1,0.21,0.21,200,0,0.21,1,1]
[17,18.100000000000001,180,22,1,0.26,0.26,200,0,0.26,1,1]
[17,19.2,180,22,99,0.73,0.22,280,1,0.26,2.8076923076923075,0.84615384615384615]
[17,18,180,23,50,0.31,0.31,280,0,0.31,1,1]
[17,18.100000000000001,180,24,50,0.37,0.37,280,{"$f":"IF(F28758<>G28758,1,0)","v":0},0.37,{"$f":"F28758/J28758","v":1},1]
[17,18.8,180,25,70,0.56999999999999995,0.4,280,1,0.42,1.357142857142857,0.95238095238095244]
[17,20.399999999999999,180,27,50,0.47,0.47,120,0,0.47,1,1]
[17,19.7,180,27,70,0.87,0.48,280,1,0.52,1.6730769230769229,0.92307692307692302]
[17,19.899999999999999,180,28,60,0.67,0.52,200,1,0.55000000000000004,1.2181818181818183,0.94545454545454544]
[17,20.399999999999999,180,29,60,0.8,0.56000000000000005,200,1,0.6,1.3333333333333335,0.93333333333333346]
[17,20.2,180,30,60,1.03,0.63,280,1,0.68,1.5147058823529411,0.92647058823529405]
[17,20.6,180,31,60,1.19,0.67,280,1,0.73,1.6301369863013699,0.91780821917808231]
[17,21.1,180,32,60,1.34,0.71,280,1,0.78,1.7179487179487181,0.91025641025641013]
[17,17.5,200,20,60,0.17,0.17,280,0,0.17,1,1]
[17,18.5,200,21,70,0.2,0.2,120,0,0.2,1,1]
[17,18.8,200,22,70,0.26,0.26,120,0,0.26,1,1]
[17,18,200,23,50,0.34,0.34,280,0,0.34,1,1]
[17,18.8,200,24,70,0.41,0.37,200,{"$f":"IF(F28950<>G28950,1,0)","v":1},0.39,{"$f":"F28950/J28950","v":1.0512820512820511},0.94871794871794868]
[17,18.399999999999999,200,25,1,0.46,0.46,280,0,0.46,1,1]
[17,21.1,200,25,99,1.32,0.37,280,1,0.45,2.9333333333333336,0.82222222222222219]
[17,21.7,200,26,99,1.52,0.41,280,1,0.51,2.9803921568627452,0.8039215686274509]
[17,18.899999999999999,200,28,1,0.62,0.62,280,0,0.62,1,1]
[17,27.1,200,29,99,1.4,0.32,120,1,0.61,2.2950819672131146,0.52459016393442626]
[17,28,200,30,99,1.54,0.34,120,1,0.66,2.3333333333333335,0.51515151515151514]
[17,26,200,30,99,2.09,0.49,200,1,0.71,2.943661971830986,0.6901408450704225]
[17,19.399999999999999,200,31,1,0.79,0.79,280,0,0.79,1,1]
[17,25.7,200,32,99,2.84,0.63,280,1,0.84,3.3809523809523809,0.75]
[17,17.8,220,20,70,0.18,0.18,200,0,0.18,1,1]
[17,19,220,22,1,0.27,0.27,120,0,0.27,1,1]
[17,21.7,220,23,99,0.66,0.19,120,1,0.33,2,0.57575757575757569]
[17,18.5,220,23,60,0.36,0.36,200,0,0.36,1,1]
[17,18.8,220,24,50,0.41,0.41,200,0,0.41,1,{"$f":"G29143/J29143","v":1}]
[17,19,220,25,60,0.47,0.47,200,0,0.47,1,1]
[17,18.7,220,26,50,0.55000000000000004,0.55000000000000004,280,0,0.55000000000000004,1,1]
[17,21.3,220,28,1,0.6,0.6,120,0,0.6,1,1]
[17,19.8,220,28,50,0.64,0.64,200,0,0.64,1,1]
[17,21.7,220,29,60,0.65,0.57999999999999996,120,1,0.64,1.015625,0.90624999999999989]
[17,20.3,220,30,50,0.76,0.76,200,0,0.76,1,1]
[17,20.6,220,31,1,0.82,0.82,200,0,0.82,1,1]
[17,22.7,220,32,60,1.32,0.76,200,1,0.88,1.5,0.86363636363636365]
[18,18.100000000000001,40,20,50,0.03,0.03,280,0,0.03,1,1]
[18,18.899999999999999,40,21,99,0.12,0.04,120,1,0.04,3,1]
[18,18.399999999999999,40,22,60,0.05,0.05,120,0,0.05,1,1]
[18,19.5,40,23,99,0.21,0.06,120,1,0.06,3.5,1]
[18,18.600000000000001,40,24,70,0.08,0.08,120,0,0.08,1,{"$f":"G29335/J29335","v":1}]
[18,18.399999999999999,40,25,60,0.09,0.09,200,0,0.09,1,1]
[18,19.2,40,26,70,0.16,0.1,120,1,0.1,1.5999999999999999,1]
[18,18.5,40,26,70,0.16,0.1,280,1,0.1,1.5999999999999999,1]
[18,18.600000000000001,40,27,70,0.21,0.12,280,1,0.12,1.75,1]
[18,19.5,40,29,60,0.21,0.14000000000000001,120,1,0.14000000000000001,1.4999999999999998,1]
[18,20.399999999999999,40,30,70,0.33,0.15,120,1,0.16,2.0625,0.9375]
[18,20.7,40,31,70,0.38,0.16,120,1,0.17,2.2352941176470589,0.94117647058823528]
[18,19.7,40,32,50,0.24,0.17,120,1,0.18,1.3333333333333333,0.94444444444444453]
[18,21.1,40,32,99,0.72,0.17,200,1,0.18,4,0.94444444444444453]
[18,18.5,60,20,99,0.12,0.04,200,1,0.04,3,1]
[18,18.600000000000001,60,22,50,0.08,0.08,120,0,0.08,1,1]
[18,18.8,60,22,99,0.25,0.08,280,1,0.08,3.125,1]
[18,18.8,60,24,1,0.12,0.12,120,0,0.12,1,{"$f":"G29527/J29527","v":1}]
[18,18.5,60,24,1,0.12,0.12,200,0,0.12,1,1]
[18,18.600000000000001,60,25,1,0.14000000000000001,0.14000000000000001,200,0,0.14000000000000001,1,1]
[18,19.7,60,26,99,0.54,0.15,280,1,0.15,3.6000000000000005,1]
[18,18.5,60,27,1,0.18,0.18,280,0,0.18,1,1]
[18,18.600000000000001,60,28,1,0.19,0.19,280,0,0.19,1,1]
[18,20.2,60,28,99,0.7,0.18,280,1,0.19,3.6842105263157894,0.94736842105263153]
[18,19.600000000000001,60,30,50,0.23,0.22,120,1,0.23,1,0.9565217391304347]
[18,20,60,31,50,0.28000000000000003,0.24,120,1,0.25,1.1200000000000001,0.96]
[18,19.8,60,31,70,0.56999999999999995,0.24,280,1,0.25,2.2799999999999998,0.96]
[18,18.2,80,20,50,0.05,0.05,200,0,0.05,1,1]
[18,18.2,80,20,70,0.05,0.05,280,0,0.05,1,1]
[18,18.2,80,21,60,0.08,0.08,280,0,0.08,1,1]
[18,18.3,80,22,60,0.1,0.1,280,0,0.1,1,1]
[18,18.399999999999999,80,23,60,0.13,0.13,280,0,0.13,1,{"$f":"G29719/J29719","v":1}]
[18,19.3,80,25,60,0.17,0.17,120,0,0.17,1,1]
[18,19.399999999999999,80,26,60,0.2,0.2,120,0,0.2,1,1]
[18,18.600000000000001,80,26,50,0.2,0.2,280,0,0.2,1,1]
[18,19.7,80,27,70,0.38,0.22,200,1,0.23,1.6521739130434783,0.9565217391304347]
[18,19,80,28,60,0.33,0.25,280,1,0.25,1.32,1]
[18,18.899999999999999,80,29,1,0.28000000000000003,0.28000000000000003,280,0,0.28000000000000003,1,1]
[18,20,80,30,70,0.65,0.28999999999999998,280,1,0.31,2.096774193548387,0.93548387096774188]
[18,19,80,31,1,0.33,0.33,280,0,0.33,1,1]
[18,26.7,80,32,99,1.21,0.27,120,{"$f":"IF(F29846<>G29846,1,0)","v":1},0.35,{"$f":"F29846/J29846","v":3.4571428571428573},0.77142857142857157]
[18,18.3,100,20,70,0.06,0.06,200,0,0.06,1,1]
[18,19.2,100,21,99,0.27,0.09,200,1,0.09,3.0000000000000004,1]
[18,19.600000000000001,100,22,99,0.37,0.11,200,1,0.13,2.8461538461538458,0.84615384615384615]
[18,18.5,100,23,70,0.16,0.16,280,0,0.16,1,1]
[18,18.8,100,24,70,0.19,0.19,200,0,0.19,1,1]
[18,19.5,100,25,1,0.21,0.21,120,0,0.21,1,1]
[18,23,100,26,99,0.7,0.19,120,1,0.24,2.9166666666666665,0.79166666666666674]
[18,19.3,100,27,60,0.28999999999999998,0.27,200,1,0.28000000000000003,1.0357142857142856,0.9642857142857143]
[18,22.5,100,28,99,1.05,0.27,200,1,0.31,3.3870967741935485,0.87096774193548399]
[18,23.1,100,29,99,1.18,0.3,200,1,0.34,3.4705882352941173,0.88235294117647045]
[18,19.600000000000001,100,30,50,0.37,0.37,200,0,0.37,1,1]
[18,20.8,100,31,1,0.39,0.39,120,0,0.39,1,1]
[18,20.3,100,32,50,0.54,0.41,200,1,0.43,1.2558139534883721,0.95348837209302317]
[18,18.5,120,20,50,7.0000000000000007E-2,7.0000000000000007E-2,120,0,7.0000000000000007E-2,1,1]
[18,18.5,120,21,1,0.11,0.11,200,0,0.11,1,1]
[18,18.600000000000001,120,22,1,0.15,0.15,200,0,0.15,1,1]
[18,18.5,120,22,50,0.15,0.15,280,0,0.15,1,1]
[18,18.600000000000001,120,23,50,0.19,0.19,280,0,0.19,1,1]
[18,22.7,120,25,99,0.66,0.18,120,1,0.25,2.64,0.72]
[18,20,120,26,50,0.28000000000000003,0.28000000000000003,120,0,0.28000000000000003,1,1]
[18,20.3,120,27,50,0.32,0.32,120,0,0.32,1,1]
[18,24.3,120,27,99,0.87,0.22,120,1,0.31,2.806451612903226,0.70967741935483875]
[18,19.899999999999999,120,28,60,0.43,0.35,200,1,0.36,1.1944444444444444,0.97222222222222221]
[18,22.4,120,29,70,0.62,0.33,120,1,0.38,1.631578947368421,0.86842105263157898]
[18,20.100000000000001,120,30,60,0.68,0.42,280,1,0.44,1.5454545454545456,0.95454545454545447]
[18,20.399999999999999,120,31,60,0.79,0.45,280,1,0.48,1.6458333333333335,0.93750000000000011]
[18,23.1,120,32,60,0.72,0.43,120,1,0.49,1.4693877551020409,0.87755102040816324]
[18,18.600000000000001,140,20,70,0.08,0.08,120,0,0.08,1,1]
[18,18.899999999999999,140,21,70,0.12,0.12,120,0,0.12,1,1]
[18,19.100000000000001,140,22,60,0.16,0.16,120,0,0.16,1,1]
[18,18.899999999999999,140,23,70,0.21,0.21,200,0,0.21,1,1]
[18,19.100000000000001,140,24,70,0.25,0.25,200,0,0.25,1,1]
[18,20,140,25,50,0.28000000000000003,0.28000000000000003,120,0,0.28000000000000003,1,1]
[18,20.9,140,25,99,0.94,0.26,280,1,0.28999999999999998,3.2413793103448278,0.89655172413793116]
[18,21.3,140,27,70,0.46,0.31,120,1,0.35,1.3142857142857145,0.88571428571428579]
[18,20.9,140,28,1,0.4,0.4,120,0,0.4,1,1]
[18,26.4,140,29,99,1.17,0.28000000000000003,120,1,0.43,2.7209302325581395,0.65116279069767447]
[18,21.4,140,30,1,0.48,0.48,120,0,0.48,1,1]
[18,19.600000000000001,140,30,1,0.51,0.51,280,0,0.51,1,1]
[18,19.7,140,31,1,0.55000000000000004,0.55000000000000004,280,{"$f":"IF(F30422<>G30422,1,0)","v":0},0.55000000000000004,{"$f":"F30422/J30422","v":1},1]
[18,24.6,140,32,99,2.15,0.49,280,1,0.59,3.6440677966101696,0.83050847457627119]
[18,19,160,21,1,0.13,0.13,120,0,0.13,1,1]
[18,20.8,160,22,99,0.39,0.12,120,1,0.18,2.166666666666667,0.66666666666666663]
[18,18.600000000000001,160,22,70,0.19,0.19,280,0,0.19,1,1]
[18,19,160,23,50,0.23,0.23,200,0,0.23,1,1]
[18,18.899999999999999,160,24,1,0.28999999999999998,0.28999999999999998,280,0,0.28999999999999998,1,1]
[18,19,160,25,60,0.33,0.33,280,0,0.33,1,1]
[18,19.2,160,26,50,0.38,0.38,280,0,0.38,1,1]
[18,19.3,160,27,60,0.42,0.42,280,0,0.42,1,1]
[18,21.1,160,28,60,0.43,0.43,120,0,0.43,1,1]
[18,20.2,160,29,50,0.5,0.5,200,0,0.5,1,1]
[18,19.7,160,30,50,0.56000000000000005,0.56000000000000005,280,0,0.56000000000000005,1,1]
[18,21.8,160,31,60,0.88,0.55000000000000004,200,{"$f":"IF(F30614<>G30614,1,0)","v":1},0.6,{"$f":"F30614/J30614","v":1.4666666666666668},0.91666666666666674]
[18,20.399999999999999,160,32,50,0.8,0.63,280,1,0.66,1.2121212121212122,0.95454545454545447]
[18,18.3,180,20,1,0.11,0.11,280,0,0.11,1,1]
[18,19,180,21,60,0.14000000000000001,0.14000000000000001,120,0,0.14000000000000001,1,1]
[18,19.399999999999999,180,22,60,0.19,0.19,120,0,0.19,1,1]
[18,20.9,180,23,99,0.68,0.2,200,1,0.25,2.72,0.8]
[18,19.3,180,24,60,0.31,0.31,200,0,0.31,1,1]
[18,22.3,180,25,99,0.99,0.27,200,1,0.36,2.75,0.75000000000000011]
[18,19.100000000000001,180,25,1,0.37,0.37,280,0,0.37,1,1]
[18,19.100000000000001,180,25,50,0.36,0.36,280,0,0.36,1,1]
[18,19.100000000000001,180,25,60,0.36,0.36,280,0,0.36,1,1]
[18,19.3,180,25,70,0.43,0.35,280,1,0.36,1.1944444444444444,0.97222222222222221]
[18,21.4,180,25,99,1.1000000000000001,0.3,280,1,0.36,3.0555555555555558,0.83333333333333337]
[18,20.8,180,26,1,0.38,0.38,120,0,0.38,1,1]
[18,20.7,180,26,50,0.38,0.38,120,0,0.38,1,1]
[18,20.7,180,26,60,0.38,0.38,120,0,0.38,1,1]
[18,20.9,180,26,70,0.4,0.34,120,1,0.38,1.0526315789473684,0.89473684210526316]
[18,24.3,180,26,99,0.88,0.23,120,1,0.38,2.3157894736842106,0.60526315789473684]
[18,19.8,180,26,1,0.41,0.41,200,0,0.41,1,1]
[18,19.7,180,26,50,0.41,0.41,200,0,0.41,1,1]
[18,19.7,180,26,60,0.4,0.4,200,0,0.4,1,1]
[18,20.2,180,26,70,0.52,0.38,200,1,0.4,1.3,0.95]
[18,23,180,26,99,1.1499999999999999,0.3,200,1,0.4,2.8749999999999996,0.74999999999999989]
[18,19.3,180,26,1,0.42,0.42,280,0,0.42,1,1]
[18,19.3,180,26,50,0.42,0.42,280,0,0.42,1,1]
[18,19.3,180,26,60,0.41,0.41,280,0,0.41,1,1]
[18,19.8,180,26,70,0.57999999999999996,0.4,280,1,0.41,1.4146341463414633,0.97560975609756106]
[18,21.9,180,26,99,1.28,0.34,280,1,0.41,3.1219512195121952,0.8292682926829269]
[18,21.1,180,27,1,0.43,0.43,120,{"$f":"IF(F30742<>G30742,1,0)","v":0},0.43,{"$f":"F30742/J30742","v":1},1]
[18,21.1,180,27,50,0.43,0.43,120,0,0.43,1,{"$f":"G30743/J30743","v":1}]
[18,21.1,180,27,60,0.43,0.43,120,0,0.43,1,1]
[18,21.6,180,27,70,0.5,0.37,120,1,{"$f":"IF(F30745/G30745=1,F30745,J30744)","v":0.43},1.1627906976744187,0.86046511627906974]
[18,25.2,180,27,99,1,0.25,120,1,0.43,2.3255813953488373,0.58139534883720934]
[18,20,180,27,1,0.46,0.46,200,0,0.46,1,1]
[18,20,180,27,50,0.46,0.46,200,0,0.46,1,1]
[18,20,180,27,60,0.45,0.45,200,0,0.45,1,1]
[18,20.8,180,27,70,0.65,0.42,200,1,0.45,1.4444444444444444,0.93333333333333324]
[18,23.7,180,27,99,1.32,0.34,200,1,0.45,2.9333333333333336,0.75555555555555554]
[18,19.5,180,27,1,0.47,0.47,280,0,0.47,1,1]
[18,19.399999999999999,180,27,50,0.47,0.47,280,0,0.47,1,1]
[18,19.399999999999999,180,27,60,0.46,0.46,280,0,0.46,1,1]
[18,20.2,180,27,70,0.72,0.44,280,1,0.46,1.5652173913043477,0.9565217391304347]
[18,22.5,180,27,99,1.47,0.38,280,1,0.46,3.1956521739130435,0.82608695652173914]
[18,21.4,180,28,1,0.48,0.48,120,0,0.48,1,1]
[18,21.4,180,28,50,0.47,0.47,120,0,0.47,1,1]
[18,21.4,180,28,60,0.47,0.47,120,0,0.47,1,1]
[18,22.4,180,28,70,0.61,0.4,120,1,0.47,1.2978723404255319,0.85106382978723416]
[18,26.1,180,28,99,1.1299999999999999,0.27,120,1,0.47,2.4042553191489362,0.57446808510638303]
[18,20.2,180,28,1,0.51,0.51,200,0,0.51,1,1]
[18,20.2,180,28,50,0.5,0.5,200,0,0.5,1,1]
[18,20.3,180,28,60,0.54,0.48,200,1,0.5,1.08,0.96]
[18,21.4,180,28,70,0.79,0.45,200,1,0.5,1.58,0.9]
[18,24.4,180,28,99,1.49,0.37,200,1,0.5,2.98,0.74]
[18,19.600000000000001,180,28,1,0.52,0.52,280,0,0.52,1,1]
[18,19.600000000000001,180,28,50,0.52,0.52,280,0,0.52,1,1]
[18,19.899999999999999,180,28,60,0.6,0.5,280,1,0.52,1.1538461538461537,0.96153846153846145]
[18,20.7,180,28,70,0.88,0.48,280,1,0.52,1.6923076923076923,0.92307692307692302]
[18,23.1,180,28,99,1.67,0.42,280,1,0.52,3.2115384615384612,0.8076923076923076]
[18,21.8,180,29,1,0.52,0.52,120,0,0.52,1,1]
[18,21.7,180,29,50,0.52,0.52,120,0,0.52,1,1]
[18,21.7,180,29,60,0.52,0.47,120,1,0.52,1,0.90384615384615374]
[18,23.1,180,29,70,0.71,0.43,120,1,0.52,1.3653846153846152,0.82692307692307687]
[18,27,180,29,99,1.26,0.28999999999999998,120,1,0.52,2.4230769230769229,0.5576923076923076]
[18,20.399999999999999,180,29,1,0.56000000000000005,0.56000000000000005,200,0,0.56000000000000005,1,1]
[18,20.399999999999999,180,29,50,0.55000000000000004,0.55000000000000004,200,0,0.55000000000000004,1,1]
[18,20.9,180,29,60,0.67,0.52,200,1,0.55000000000000004,1.2181818181818183,0.94545454545454544]
[18,22,180,29,70,0.93,0.49,200,1,0.55000000000000004,1.6909090909090909,0.89090909090909087]
[18,25.2,180,29,99,1.67,0.4,200,1,0.55000000000000004,3.0363636363636362,0.72727272727272729]
[18,19.8,180,29,1,0.56999999999999995,0.56999999999999995,280,0,0.56999999999999995,1,1]
[18,19.7,180,29,50,0.56999999999999995,0.56999999999999995,280,0,0.56999999999999995,1,1]
[18,20.3,180,29,60,0.74,0.54,280,1,0.56999999999999995,1.2982456140350878,0.94736842105263175]
[18,21.2,180,29,70,1.03,0.52,280,1,0.56999999999999995,1.8070175438596494,0.91228070175438603]
[18,23.8,180,29,99,1.87,0.46,280,1,0.56999999999999995,3.2807017543859653,0.80701754385964919]
[18,22.1,180,30,1,0.56999999999999995,0.56999999999999995,120,0,0.56999999999999995,1,1]
[18,22.1,180,30,50,0.56000000000000005,0.56000000000000005,120,0,0.56000000000000005,1,1]
[18,22.4,180,30,60,0.62,0.5,120,1,0.56000000000000005,1.107142857142857,0.89285714285714279]
[18,23.9,180,30,70,0.82,0.45,120,1,0.56000000000000005,1.464285714285714,0.80357142857142849]
[18,28,180,30,99,1.39,0.31,120,1,0.56000000000000005,2.4821428571428568,0.55357142857142849]
[18,20.6,180,30,1,0.61,0.61,200,0,0.61,1,1]
[18,20.6,180,30,50,0.6,0.6,200,0,0.6,1,1]
[18,21.5,180,30,60,0.8,0.56000000000000005,200,1,0.6,1.3333333333333335,0.93333333333333346]
[18,22.6,180,30,70,1.08,0.53,200,1,0.6,1.8000000000000003,0.88333333333333341]
[18,26,180,30,99,1.86,0.43,200,1,0.6,3.1,0.71666666666666667]
[18,19.899999999999999,180,30,1,0.62,0.62,280,0,0.62,1,1]
[18,19.899999999999999,180,30,50,0.62,0.62,280,0,0.62,1,1]
[18,20.7,180,30,60,0.89,0.57999999999999996,280,1,0.62,1.435483870967742,0.93548387096774188]
[18,21.7,180,30,70,1.2,0.56000000000000005,280,1,0.62,1.9354838709677418,0.90322580645161299]
[18,24.4,180,30,99,2.08,0.49,280,1,0.62,3.3548387096774195,0.79032258064516125]
[18,22.4,180,31,1,0.62,0.62,120,0,0.62,1,1]
[18,22.4,180,31,50,0.61,0.61,120,0,0.61,1,1]
[18,23.2,180,31,60,0.72,0.53,120,1,0.61,1.180327868852459,0.86885245901639352]
[18,24.7,180,31,70,0.93,0.48,120,1,0.61,1.5245901639344264,0.78688524590163933]
[18,29,180,31,99,1.52,0.33,120,{"$f":"IF(F30806<>G30806,1,0)","v":1},0.61,{"$f":"F30806/J30806","v":2.4918032786885247},0.54098360655737709]
[18,20.8,180,31,1,0.66,0.66,200,0,0.66,1,{"$f":"G30807/J30807","v":1}]
[18,20.8,180,31,50,0.65,0.65,200,0,0.65,1,1]
[18,22,180,31,60,0.94,0.59,200,1,{"$f":"IF(F30809/G30809=1,F30809,J30808)","v":0.65},1.4461538461538461,0.90769230769230758]
[18,23.3,180,31,70,1.23,0.56000000000000005,200,1,0.65,1.8923076923076922,0.86153846153846159]
[18,26.8,180,31,99,2.0499999999999998,0.46,200,1,0.65,3.1538461538461533,0.70769230769230773]
[18,20.100000000000001,180,31,1,0.67,0.67,280,0,0.67,1,1]
[18,20.2,180,31,50,0.72,0.65,280,1,0.67,1.0746268656716418,0.97014925373134331]
[18,21.2,180,31,60,1.04,0.62,280,1,0.67,1.5522388059701493,0.9253731343283581]
[18,22.2,180,31,70,1.37,0.6,280,1,0.67,2.044776119402985,0.89552238805970141]
[18,25.1,180,31,99,2.2999999999999998,0.53,280,1,0.67,3.4328358208955221,0.79104477611940294]
[18,22.8,180,32,1,0.66,0.66,120,0,0.66,1,1]
[18,22.7,180,32,50,0.66,0.66,120,0,0.66,1,1]
[18,23.9,180,32,60,0.82,0.56000000000000005,120,1,0.66,1.2424242424242422,0.84848484848484851]
[18,25.5,180,32,70,1.05,0.5,120,1,0.66,1.5909090909090908,0.75757575757575757]
[18,30,180,32,99,1.66,0.34,120,1,0.66,2.5151515151515147,0.51515151515151514]
[18,21.1,180,32,1,0.71,0.71,200,0,0.71,1,1]
[18,21.3,180,32,50,0.77,0.67,200,1,0.71,1.0845070422535212,0.94366197183098599]
[18,22.6,180,32,60,1.08,0.63,200,1,0.71,1.5211267605633805,0.88732394366197187]
[18,23.9,180,32,70,1.38,0.59,200,1,0.71,1.9436619718309858,0.83098591549295775]
[18,27.7,180,32,99,2.2400000000000002,0.49,200,1,0.71,3.154929577464789,0.6901408450704225]
[18,20.2,180,32,1,0.73,0.73,280,0,0.73,1,1]
[18,20.6,180,32,50,0.86,0.69,280,1,0.73,1.178082191780822,0.9452054794520548]
[18,21.7,180,32,60,1.2,0.66,280,1,0.73,1.6438356164383561,0.90410958904109595]
[18,22.7,180,32,70,1.54,0.64,280,1,0.73,2.1095890410958904,0.87671232876712335]
[18,25.8,180,32,99,2.52,0.56000000000000005,280,1,0.73,3.452054794520548,0.76712328767123295]
[18,18.7,200,20,1,0.1,0.1,120,0,0.1,1,1]
[18,18.7,200,20,50,0.1,0.1,120,0,0.1,1,1]
[18,18.7,200,20,60,0.1,0.1,120,0,0.1,1,1]
[18,18.7,200,20,70,0.1,0.1,120,0,0.1,1,1]
[18,19.399999999999999,200,20,99,0.2,7.0000000000000007E-2,120,1,0.1,2,0.70000000000000007]
[18,18.5,200,20,1,0.11,0.11,200,0,0.11,1,1]
[18,18.5,200,20,50,0.11,0.11,200,0,0.11,1,1]
[18,18.5,200,20,60,0.11,0.11,200,0,0.11,1,1]
[18,18.5,200,20,70,0.11,0.11,200,0,0.11,1,1]
[18,19.100000000000001,200,20,99,0.26,0.09,200,1,0.11,2.3636363636363638,0.81818181818181812]
[18,18.399999999999999,200,20,1,0.12,0.12,280,0,0.12,1,1]
[18,18.399999999999999,200,20,50,0.11,0.11,280,0,0.11,1,1]
[18,18.399999999999999,200,20,60,0.11,0.11,280,0,0.11,1,1]
[18,18.399999999999999,200,20,70,0.11,0.11,280,0,0.11,1,1]
[18,18.899999999999999,200,20,99,0.28999999999999998,0.1,280,1,0.11,2.6363636363636362,0.90909090909090917]
[18,19.100000000000001,200,21,1,0.16,0.16,120,0,0.16,1,1]
[18,19.100000000000001,200,21,50,0.15,0.15,120,0,0.15,1,1]
[18,19.100000000000001,200,21,60,0.15,0.15,120,0,0.15,1,1]
[18,19.100000000000001,200,21,70,0.15,0.15,120,0,0.15,1,1]
[18,20.2,200,21,99,0.31,0.1,120,1,0.15,2.0666666666666669,0.66666666666666674]
[18,18.7,200,21,1,0.17,0.17,200,0,0.17,1,1]
[18,18.7,200,21,50,0.17,0.17,200,0,0.17,1,1]
[18,18.7,200,21,60,0.17,0.17,200,0,0.17,1,1]
[18,18.7,200,21,70,0.17,0.17,200,0,0.17,1,1]
[18,19.8,200,21,99,0.41,0.13,200,1,0.17,2.4117647058823528,0.76470588235294112]
[18,18.5,200,21,1,0.17,0.17,280,0,0.17,1,1]
[18,18.5,200,21,50,0.17,0.17,280,0,0.17,1,1]
[18,18.5,200,21,60,0.17,0.17,280,0,0.17,1,1]
[18,18.5,200,21,70,0.17,0.17,280,0,0.17,1,1]
[18,19.399999999999999,200,21,99,0.46,0.15,280,1,0.17,2.7058823529411762,0.88235294117647045]
[18,19.5,200,22,1,0.21,0.21,120,0,0.21,1,1]
[18,19.5,200,22,50,0.21,0.21,120,0,0.21,1,1]
[18,19.5,200,22,60,0.21,0.21,120,0,0.21,1,1]
[18,19.5,200,22,70,0.2,0.2,120,0,0.2,1,1]
[18,21,200,22,99,0.42,0.13,120,1,0.2,2.0999999999999996,0.65]
[18,19,200,22,1,0.22,0.22,200,0,0.22,1,1]
[18,19,200,22,50,0.22,0.22,200,0,0.22,1,1]
[18,19,200,22,60,0.22,0.22,200,0,0.22,1,1]
[18,19,200,22,70,0.22,0.22,200,{"$f":"IF(F30870<>G30870,1,0)","v":0},0.22,{"$f":"F30870/J30870","v":1},1]
[18,20.399999999999999,200,22,99,0.56000000000000005,0.17,200,1,0.22,2.5454545454545459,{"$f":"G30871/J30871","v":0.77272727272727282}]
[18,18.7,200,22,1,0.23,0.23,280,0,0.23,1,1]
[18,18.7,200,22,50,0.23,0.23,280,0,{"$f":"IF(F30873/G30873=1,F30873,J30872)","v":0.23},1,1]
[18,18.7,200,22,60,0.23,0.23,280,0,0.23,1,1]
[18,18.7,200,22,70,0.23,0.23,280,0,0.23,1,1]
[18,19.899999999999999,200,22,99,0.63,0.19,280,1,0.23,2.7391304347826084,0.82608695652173914]
[18,19.899999999999999,200,23,1,0.26,0.26,120,0,0.26,1,1]
[18,19.8,200,23,50,0.26,0.26,120,0,0.26,1,1]
[18,19.8,200,23,60,0.26,0.26,120,0,0.26,1,1]
[18,19.8,200,23,70,0.26,0.26,120,0,0.26,1,1]
[18,21.9,200,23,99,0.54,0.16,120,1,0.26,2.0769230769230771,0.61538461538461542]
[18,19.2,200,23,1,0.28000000000000003,0.28000000000000003,200,0,0.28000000000000003,1,1]
[18,19.2,200,23,50,0.28000000000000003,0.28000000000000003,200,0,0.28000000000000003,1,1]
[18,19.2,200,23,60,0.28000000000000003,0.28000000000000003,200,0,0.28000000000000003,1,1]
[18,19.2,200,23,70,0.28000000000000003,0.28000000000000003,200,0,0.28000000000000003,1,1]
[18,21.1,200,23,99,0.71,0.21,200,1,0.28000000000000003,2.5357142857142851,0.74999999999999989]
[18,18.899999999999999,200,23,1,0.28999999999999998,0.28999999999999998,280,0,0.28999999999999998,1,1]
[18,18.899999999999999,200,23,50,0.28000000000000003,0.28000000000000003,280,0,0.28000000000000003,1,1]
[18,18.899999999999999,200,23,60,0.28000000000000003,0.28000000000000003,280,0,0.28000000000000003,1,1]
[18,18.899999999999999,200,23,70,0.28000000000000003,0.28000000000000003,280,0,0.28000000000000003,1,1]
[18,20.5,200,23,99,0.8,0.23,280,1,0.28000000000000003,2.8571428571428572,0.8214285714285714]
[18,20.2,200,24,1,0.31,0.31,120,0,0.31,1,1]
[18,20.2,200,24,50,0.31,0.31,120,0,0.31,1,1]
[18,20.2,200,24,60,0.31,0.31,120,0,0.31,1,1]
[18,20.2,200,24,70,0.31,0.31,120,0,0.31,1,1]
[18,22.7,200,24,99,0.65,0.18,120,1,0.31,2.096774193548387,0.58064516129032251]
[18,19.399999999999999,200,24,1,0.33,0.33,200,0,0.33,1,1]
[18,19.399999999999999,200,24,50,0.33,0.33,200,0,0.33,1,1]
[18,19.399999999999999,200,24,60,0.33,0.33,200,0,0.33,1,1]
[18,19.399999999999999,200,24,70,0.33,0.33,200,0,0.33,1,1]
[18,21.8,200,24,99,0.87,0.25,200,1,0.33,2.6363636363636362,0.75757575757575757]
[18,19.100000000000001,200,24,1,0.34,0.34,280,0,0.34,1,1]
[18,19,200,24,50,0.34,0.34,280,0,0.34,1,1]
[18,19,200,24,60,0.34,0.34,280,0,0.34,1,1]
[18,19,200,24,70,0.34,0.34,280,0,0.34,1,1]
[18,21,200,24,99,0.98,0.28000000000000003,280,1,0.34,2.8823529411764701,0.82352941176470595]
[18,20.6,200,25,1,0.36,0.36,120,0,0.36,1,1]
[18,20.6,200,25,50,0.36,0.36,120,0,0.36,1,1]
[18,20.6,200,25,60,0.36,0.36,120,0,0.36,1,1]
[18,20.6,200,25,70,0.36,0.36,120,0,0.36,1,1]
[18,23.6,200,25,99,0.77,0.21,120,1,0.36,2.1388888888888888,0.58333333333333337]
[18,19.7,200,25,1,0.39,0.39,200,0,0.39,1,1]
[18,19.7,200,25,50,0.39,0.39,200,0,0.39,1,1]
[18,19.7,200,25,60,0.38,0.38,200,0,0.38,1,1]
[18,19.8,200,25,70,0.41,0.37,200,1,0.38,1.0789473684210527,0.97368421052631582]
[18,22.5,200,25,99,1.04,0.28000000000000003,200,1,0.38,2.736842105263158,0.73684210526315796]
[18,19.2,200,25,1,0.4,0.4,280,0,0.4,1,1]
[18,19.2,200,25,50,0.4,0.4,280,0,0.4,1,1]
[18,19.2,200,25,60,0.4,0.4,280,0,0.4,1,1]
[18,19.399999999999999,200,25,70,0.46,0.38,280,1,0.4,1.1499999999999999,0.95]
[18,21.6,200,25,99,1.17,0.32,280,1,0.4,2.9249999999999998,0.79999999999999993]
[18,21,200,26,1,0.41,0.41,120,0,0.41,1,1]
[18,20.9,200,26,50,0.41,0.41,120,0,0.41,1,1]
[18,20.9,200,26,60,0.41,0.41,120,0,0.41,1,1]
[18,21,200,26,70,0.41,0.37,120,1,0.41,1,0.90243902439024393]
[18,24.5,200,26,99,0.9,0.23,120,1,0.41,2.1951219512195124,0.56097560975609762]
[18,19.899999999999999,200,26,1,0.44,0.44,200,0,0.44,1,1]
[18,19.899999999999999,200,26,50,0.44,0.44,200,0,0.44,1,1]
[18,19.899999999999999,200,26,60,0.44,0.44,200,0,0.44,1,1]
[18,20.3,200,26,70,0.54,0.41,200,1,0.44,1.2272727272727273,0.93181818181818177]
[18,23.2,200,26,99,1.21,0.32,200,1,0.44,2.75,0.72727272727272729]
[18,19.399999999999999,200,26,1,0.46,0.46,280,0,0.46,1,1]
[18,19.399999999999999,200,26,50,0.45,0.45,280,0,0.45,1,1]
[18,19.399999999999999,200,26,60,0.45,0.45,280,{"$f":"IF(F30934<>G30934,1,0)","v":0},0.45,{"$f":"F30934/J30934","v":1},1]
[18,19.899999999999999,200,26,70,0.61,0.43,280,1,0.45,1.3555555555555554,{"$f":"G30935/J30935","v":0.95555555555555549}]
[18,22.2,200,26,99,1.36,0.36,280,1,0.45,3.0222222222222221,0.79999999999999993]
[18,21.3,200,27,1,0.46,0.46,120,0,{"$f":"IF(F30937/G30937=1,F30937,J30936)","v":0.46},1,1]
[18,21.3,200,27,50,0.46,0.46,120,0,0.46,1,1]
[18,21.3,200,27,60,0.46,0.46,120,0,0.46,1,1]
[18,21.7,200,27,70,0.52,0.4,120,1,0.46,1.1304347826086956,0.86956521739130432]
[18,25.4,200,27,99,1.03,0.26,120,1,0.46,2.2391304347826089,0.56521739130434778]
[18,20.100000000000001,200,27,1,0.5,0.5,200,0,0.5,1,1]
[18,20.100000000000001,200,27,50,0.49,0.49,200,0,0.49,1,1]
[18,20.100000000000001,200,27,60,0.49,0.49,200,0,0.49,1,1]
[18,20.9,200,27,70,0.68,0.45,200,1,0.49,1.3877551020408165,0.91836734693877553]
[18,24,200,27,99,1.38,0.35,200,1,0.49,2.8163265306122449,0.7142857142857143]
[18,19.600000000000001,200,27,1,0.51,0.51,280,0,0.51,1,1]
[18,19.600000000000001,200,27,50,0.51,0.51,280,0,0.51,1,1]
[18,19.600000000000001,200,27,60,0.51,0.51,280,0,0.51,1,1]
[18,20.399999999999999,200,27,70,0.77,0.47,280,1,0.51,1.5098039215686274,0.92156862745098034]
[18,22.8,200,27,99,1.56,0.4,280,1,0.51,3.0588235294117649,0.78431372549019607]
[18,21.7,200,28,1,0.51,0.51,120,0,0.51,1,1]
[18,21.6,200,28,50,0.51,0.51,120,0,0.51,1,1]
[18,21.6,200,28,60,0.51,0.51,120,0,0.51,1,1]
[18,22.5,200,28,70,0.62,0.43,120,1,0.51,1.2156862745098038,0.84313725490196079]
[18,26.3,200,28,99,1.1499999999999999,0.28000000000000003,120,1,0.51,2.2549019607843137,0.5490196078431373]
[18,20.399999999999999,200,28,1,0.55000000000000004,0.55000000000000004,200,0,0.55000000000000004,1,1]
[18,20.399999999999999,200,28,50,0.55000000000000004,0.55000000000000004,200,0,0.55000000000000004,1,1]
[18,20.5,200,28,60,0.56999999999999995,0.52,200,1,0.55000000000000004,1.0363636363636362,0.94545454545454544]
[18,21.6,200,28,70,0.83,0.49,200,1,0.55000000000000004,1.5090909090909088,0.89090909090909087]
[18,24.7,200,28,99,1.56,0.39,200,1,0.55000000000000004,2.8363636363636364,0.70909090909090911]
[18,19.7,200,28,1,0.56999999999999995,0.56999999999999995,280,0,0.56999999999999995,1,1]
[18,19.7,200,28,50,0.56000000000000005,0.56000000000000005,280,0,0.56000000000000005,1,1]
[18,20,200,28,60,0.64,0.54,280,1,0.56000000000000005,1.1428571428571428,0.9642857142857143]
[18,20.9,200,28,70,0.93,0.52,280,1,0.56000000000000005,1.6607142857142856,0.92857142857142849]
[18,23.4,200,28,99,1.77,0.44,280,1,0.56000000000000005,3.1607142857142856,0.7857142857142857]
[18,22,200,29,1,0.56000000000000005,0.56000000000000005,120,0,0.56000000000000005,1,1]
[18,22,200,29,50,0.56000000000000005,0.56000000000000005,120,0,0.56000000000000005,1,1]
[18,22,200,29,60,0.56000000000000005,0.55000000000000004,120,1,0.56000000000000005,1,0.9821428571428571]
[18,23.3,200,29,70,0.73,0.45,120,1,0.56000000000000005,1.3035714285714284,0.80357142857142849]
[18,27.2,200,29,99,1.29,0.3,120,1,0.56000000000000005,2.3035714285714284,0.5357142857142857]
[18,20.6,200,29,1,0.61,0.61,200,0,0.61,1,1]
[18,20.6,200,29,50,0.6,0.6,200,0,0.6,1,1]
[18,21,200,29,60,0.71,0.56000000000000005,200,1,0.6,1.1833333333333333,0.93333333333333346]
[18,22.2,200,29,70,0.98,0.52,200,1,0.6,1.6333333333333333,0.8666666666666667]
[18,25.5,200,29,99,1.75,0.42,200,1,0.6,2.916666666666667,0.7]
[18,19.899999999999999,200,29,1,0.62,0.62,280,0,0.62,1,1]
[18,19.899999999999999,200,29,50,0.62,0.62,280,0,0.62,1,1]
[18,20.399999999999999,200,29,60,0.79,0.59,280,1,0.62,1.2741935483870968,0.95161290322580638]
[18,21.4,200,29,70,1.1000000000000001,0.56000000000000005,280,1,0.62,1.774193548387097,0.90322580645161299]
[18,24.1,200,29,99,1.98,0.48,280,1,0.62,3.193548387096774,0.77419354838709675]
[18,22.4,200,30,1,0.61,0.61,120,0,0.61,1,1]
[18,22.4,200,30,50,0.61,0.61,120,0,0.61,1,1]
[18,22.6,200,30,60,0.64,0.54,120,1,0.61,1.0491803278688525,0.88524590163934436]
[18,24.1,200,30,70,0.84,0.48,120,1,0.61,1.3770491803278688,0.78688524590163933]
[18,28.2,200,30,99,1.42,0.32,120,1,0.61,2.3278688524590163,0.52459016393442626]
[18,20.8,200,30,1,0.66,0.66,200,0,0.66,1,1]
[18,20.8,200,30,50,0.65,0.65,200,0,0.65,1,1]
[18,21.6,200,30,60,0.84,0.6,200,1,0.65,1.2923076923076922,0.92307692307692302]
[18,22.9,200,30,70,1.1299999999999999,0.56000000000000005,200,1,0.65,1.7384615384615383,0.86153846153846159]
[18,26.4,200,30,99,1.94,0.45,200,1,0.65,2.9846153846153842,0.69230769230769229]
[18,20.100000000000001,200,30,1,0.68,0.68,280,0,0.68,1,1]
[18,20.100000000000001,200,30,50,0.67,0.67,280,0,0.67,1,1]
[18,20.9,200,30,60,0.95,0.63,280,1,0.67,1.4179104477611939,0.94029850746268651]
[18,21.9,200,30,70,1.27,0.6,280,1,0.67,1.8955223880597014,0.89552238805970141]
[18,24.8,200,30,99,2.21,0.52,280,1,0.67,3.2985074626865667,0.77611940298507465]
[18,22.8,200,31,1,0.66,0.66,120,0,0.66,1,1]
[18,22.7,200,31,50,0.66,0.66,120,{"$f":"IF(F30998<>G30998,1,0)","v":0},0.66,{"$f":"F30998/J30998","v":1},1]
[18,23.3,200,31,60,0.74,0.56999999999999995,120,1,0.66,1.1212121212121211,{"$f":"G30999/J30999","v":0.86363636363636354}]
[18,24.9,200,31,70,0.96,0.51,120,1,0.66,1.4545454545454544,0.77272727272727271]
[18,29.2,200,31,99,1.56,0.33,120,1,{"$f":"IF(F31001/G31001=1,F31001,J31000)","v":0.66},2.3636363636363638,0.5]
[18,21.1,200,31,1,0.71,0.71,200,0,0.71,1,1]
[18,21,200,31,50,0.7,0.7,200,0,0.7,1,1]
[18,22.2,200,31,60,0.99,0.64,200,1,0.7,1.4142857142857144,0.91428571428571437]
[18,23.5,200,31,70,1.29,0.6,200,1,0.7,1.842857142857143,0.85714285714285721]
[18,27.2,200,31,99,2.14,0.48,200,1,0.7,3.0571428571428574,0.68571428571428572]
[18,20.3,200,31,1,0.73,0.73,280,0,0.73,1,1]
[18,20.399999999999999,200,31,50,0.77,0.7,280,1,0.73,1.0547945205479452,0.95890410958904104]
[18,21.4,200,31,60,1.1100000000000001,0.67,280,1,0.73,1.5205479452054795,0.91780821917808231]
[18,22.5,200,31,70,1.45,0.64,280,1,0.73,1.9863013698630136,0.87671232876712335]
[18,25.5,200,31,99,2.44,0.55000000000000004,280,1,0.73,3.3424657534246576,0.7534246575342467]
[18,23.1,200,32,1,0.71,0.71,120,0,0.71,1,1]
[18,23.1,200,32,50,0.7,0.7,120,0,0.7,1,1]
[18,24.1,200,32,60,0.85,0.6,120,1,0.7,1.2142857142857144,0.85714285714285721]
[18,25.7,200,32,70,1.07,0.53,120,1,0.7,1.5285714285714287,0.75714285714285723]
[18,30.2,200,32,99,1.7,0.35,120,1,0.7,2.4285714285714288,0.5]
[18,21.3,200,32,1,0.77,0.77,200,0,0.77,1,1]
[18,21.5,200,32,50,0.81,0.72,200,1,0.77,1.051948051948052,0.93506493506493504]
[18,22.9,200,32,60,1.1299999999999999,0.68,200,1,0.77,1.4675324675324675,0.88311688311688319]
[18,24.2,200,32,70,1.45,0.63,200,1,0.77,1.883116883116883,0.81818181818181812]
[18,28.1,200,32,99,2.34,0.5,200,1,0.77,3.0389610389610389,0.64935064935064934]
[18,20.399999999999999,200,32,1,0.79,0.79,280,0,0.79,1,1]
[18,20.8,200,32,50,0.91,0.75,280,1,0.79,1.1518987341772151,0.94936708860759489]
[18,21.9,200,32,60,1.27,0.72,280,1,0.79,1.6075949367088607,0.91139240506329111]
[18,23,200,32,70,1.64,0.68,280,1,0.79,2.0759493670886076,0.86075949367088611]
[18,26.2,200,32,99,2.67,0.59,280,1,0.79,3.3797468354430378,0.74683544303797456]
[18,18.8,220,20,1,0.11,0.11,120,0,0.11,1,1]
[18,18.8,220,20,50,0.11,0.11,120,0,0.11,1,1]
[18,18.8,220,20,60,0.11,0.11,120,0,0.11,1,1]
[18,18.8,220,20,70,0.11,0.11,120,0,0.11,1,1]
[18,19.5,220,20,99,0.2,7.0000000000000007E-2,120,1,0.11,1.8181818181818183,0.63636363636363646]
[18,18.5,220,20,1,0.12,0.12,200,0,0.12,1,1]
[18,18.5,220,20,50,0.12,0.12,200,0,0.12,1,1]
[18,18.5,220,20,60,0.12,0.12,200,0,0.12,1,1]
[18,18.5,220,20,70,0.12,0.12,200,0,0.12,1,1]
[18,19.2,220,20,99,0.27,0.09,200,1,0.12,2.2500000000000004,0.75]
[18,18.399999999999999,220,20,1,0.12,0.12,280,0,0.12,1,1]
[18,18.399999999999999,220,20,50,0.12,0.12,280,0,0.12,1,1]
[18,18.399999999999999,220,20,60,0.12,0.12,280,0,0.12,1,1]
[18,18.399999999999999,220,20,70,0.12,0.12,280,0,0.12,1,1]
[18,19,220,20,99,0.31,0.1,280,1,0.12,2.5833333333333335,0.83333333333333337]
[18,19.2,220,21,1,0.16,0.16,120,0,0.16,1,1]
[18,19.2,220,21,50,0.16,0.16,120,0,0.16,1,1]
[18,19.2,220,21,60,0.16,0.16,120,0,0.16,1,1]
[18,19.2,220,21,70,0.16,0.16,120,0,0.16,1,1]
[18,20.3,220,21,99,0.32,0.1,120,1,0.16,2,0.625]
[18,18.8,220,21,1,0.18,0.18,200,0,0.18,1,1]
[18,18.8,220,21,50,0.18,0.18,200,0,0.18,1,1]
[18,18.8,220,21,60,0.18,0.18,200,0,0.18,1,1]
[18,18.8,220,21,70,0.18,0.18,200,0,0.18,1,1]
[18,19.8,220,21,99,0.42,0.14000000000000001,200,1,0.18,2.3333333333333335,0.7777777777777779]
[18,18.600000000000001,220,21,1,0.19,0.19,280,0,0.19,1,1]
[18,18.600000000000001,220,21,50,0.18,0.18,280,0,0.18,1,1]
[18,18.600000000000001,220,21,60,0.18,0.18,280,0,0.18,1,1]
[18,18.600000000000001,220,21,70,0.18,0.18,280,0,0.18,1,1]
[18,19.5,220,21,99,0.48,0.15,280,1,0.18,2.6666666666666665,0.83333333333333337]
[18,19.600000000000001,220,22,1,0.22,0.22,120,0,0.22,1,1]
[18,19.600000000000001,220,22,50,0.22,0.22,120,0,0.22,1,1]
[18,19.600000000000001,220,22,60,0.22,0.22,120,0,0.22,1,1]
[18,19.600000000000001,220,22,70,0.22,0.22,120,0,0.22,1,1]
[18,21.1,220,22,99,0.43,0.13,120,1,0.22,1.9545454545454546,0.59090909090909094]
[18,19,220,22,1,0.24,0.24,200,{"$f":"IF(F31062<>G31062,1,0)","v":0},0.24,{"$f":"F31062/J31062","v":1},1]
[18,19,220,22,50,0.24,0.24,200,0,0.24,1,{"$f":"G31063/J31063","v":1}]
[18,19,220,22,60,0.24,0.24,200,0,0.24,1,1]
[18,19,220,22,70,0.24,0.24,200,0,{"$f":"IF(F31065/G31065=1,F31065,J31064)","v":0.24},1,1]
[18,20.5,220,22,99,0.57999999999999996,0.18,200,1,0.24,2.4166666666666665,0.75]
[18,18.8,220,22,1,0.25,0.25,280,0,0.25,1,1]
[18,18.8,220,22,50,0.25,0.25,280,0,0.25,1,1]
[18,18.8,220,22,60,0.25,0.25,280,0,0.25,1,1]
[18,18.8,220,22,70,0.24,0.24,280,0,0.24,1,1]
[18,20,220,22,99,0.66,0.2,280,1,0.24,2.7500000000000004,0.83333333333333337]
[18,20,220,23,1,0.27,0.27,120,0,0.27,1,1]
[18,20,220,23,50,0.27,0.27,120,0,0.27,1,1]
[18,19.899999999999999,220,23,60,0.27,0.27,120,0,0.27,1,1]
[18,19.899999999999999,220,23,70,0.27,0.27,120,0,0.27,1,1]
[18,21.9,220,23,99,0.55000000000000004,0.16,120,1,0.27,2.0370370370370372,0.59259259259259256]
[18,19.3,220,23,1,0.3,0.3,200,0,0.3,1,1]
[18,19.3,220,23,50,0.3,0.3,200,0,0.3,1,1]
[18,19.3,220,23,60,0.3,0.3,200,0,0.3,1,1]
[18,19.3,220,23,70,0.3,0.3,200,0,0.3,1,1]
[18,21.2,220,23,99,0.74,0.22,200,1,0.3,2.4666666666666668,0.73333333333333339]
[18,19,220,23,1,0.31,0.31,280,0,0.31,1,1]
[18,18.899999999999999,220,23,50,0.31,0.31,280,0,0.31,1,1]
[18,18.899999999999999,220,23,60,0.31,0.31,280,0,0.31,1,1]
[18,18.899999999999999,220,23,70,0.31,0.31,280,0,0.31,1,1]
[18,20.6,220,23,99,0.84,0.25,280,1,0.31,2.7096774193548385,0.80645161290322587]
[18,20.399999999999999,220,24,1,0.33,0.33,120,0,0.33,1,1]
[18,20.3,220,24,50,0.33,0.33,120,0,0.33,1,1]
[18,20.3,220,24,60,0.33,0.33,120,0,0.33,1,1]
[18,20.3,220,24,70,0.32,0.32,120,0,0.32,1,1]
[18,22.8,220,24,99,0.67,0.19,120,1,0.32,2.09375,0.59375]
[18,19.5,220,24,1,0.36,0.36,200,0,0.36,1,1]
[18,19.5,220,24,50,0.36,0.36,200,0,0.36,1,1]
[18,19.5,220,24,60,0.35,0.35,200,0,0.35,1,1]
[18,19.5,220,24,70,0.35,0.35,200,0,0.35,1,1]
[18,21.9,220,24,99,0.91,0.26,200,1,0.35,2.6,0.74285714285714288]
[18,19.100000000000001,220,24,1,0.37,0.37,280,0,0.37,1,1]
[18,19.100000000000001,220,24,50,0.37,0.37,280,0,0.37,1,1]
[18,19.100000000000001,220,24,60,0.37,0.37,280,0,0.37,1,1]
[18,19.100000000000001,220,24,70,0.37,0.37,280,0,0.37,1,1]
[18,21.2,220,24,99,1.03,0.28999999999999998,280,1,0.37,2.7837837837837838,0.78378378378378377]
[18,20.7,220,25,1,0.38,0.38,120,0,0.38,1,1]
[18,20.7,220,25,50,0.38,0.38,120,0,0.38,1,1]
[18,20.7,220,25,60,0.38,0.38,120,0,0.38,1,1]
[18,20.7,220,25,70,0.38,0.38,120,0,0.38,1,1]
[18,23.7,220,25,99,0.79,0.21,120,1,0.38,2.0789473684210527,0.55263157894736836]
[18,19.8,220,25,1,0.42,0.42,200,0,0.42,1,1]
[18,19.8,220,25,50,0.41,0.41,200,0,0.41,1,1]
[18,19.8,220,25,60,0.41,0.41,200,0,0.41,1,1]
[18,19.8,220,25,70,0.43,0.39,200,1,0.41,1.0487804878048781,0.95121951219512202]
[18,22.6,220,25,99,1.08,0.28999999999999998,200,1,0.41,2.6341463414634148,0.70731707317073167]
[18,19.3,220,25,1,0.43,0.43,280,0,0.43,1,1]
[18,19.3,220,25,50,0.43,0.43,280,0,0.43,1,1]
[18,19.3,220,25,60,0.43,0.43,280,0,0.43,1,1]
[18,19.5,220,25,70,0.49,0.41,280,1,0.43,1.1395348837209303,0.95348837209302317]
[18,21.8,220,25,99,1.23,0.34,280,1,0.43,2.86046511627907,0.79069767441860472]
[18,21.1,220,26,1,0.44,0.44,120,0,0.44,1,1]
[18,21.1,220,26,50,0.43,0.43,120,0,0.43,1,1]
[18,21.1,220,26,60,0.43,0.43,120,0,0.43,1,1]
[18,21,220,26,70,0.42,0.39,120,1,0.43,0.97674418604651159,0.90697674418604657]
[18,24.6,220,26,99,0.92,0.24,120,1,0.43,2.1395348837209305,0.55813953488372092]
[18,20,220,26,1,0.48,0.48,200,0,0.48,1,1]
[18,20,220,26,50,0.47,0.47,200,0,0.47,1,1]
[18,20,220,26,60,0.47,0.47,200,0,0.47,1,1]
[18,20.399999999999999,220,26,70,0.56999999999999995,0.44,200,1,0.47,1.2127659574468084,0.93617021276595747]
[18,23.4,220,26,99,1.26,0.33,200,{"$f":"IF(F31126<>G31126,1,0)","v":1},0.47,{"$f":"F31126/J31126","v":2.6808510638297873},0.70212765957446821]
[18,19.5,220,26,1,0.49,0.49,280,0,0.49,1,{"$f":"G31127/J31127","v":1}]
[18,19.5,220,26,50,0.49,0.49,280,0,0.49,1,1]
[18,19.5,220,26,60,0.49,0.49,280,0,{"$f":"IF(F31129/G31129=1,F31129,J31128)","v":0.49},1,1]
[18,20,220,26,70,0.65,0.46,280,1,0.49,1.3265306122448981,0.93877551020408168]
[18,22.4,220,26,99,1.43,0.38,280,1,0.49,2.9183673469387754,0.77551020408163263]
[18,21.5,220,27,1,0.49,0.49,120,0,0.49,1,1]
[18,21.5,220,27,50,0.49,0.49,120,0,0.49,1,1]
[18,21.5,220,27,60,0.49,0.49,120,0,0.49,1,1]
[18,21.8,220,27,70,0.53,0.42,120,1,0.49,1.0816326530612246,0.8571428571428571]
[18,25.5,220,27,99,1.05,0.26,120,1,0.49,2.1428571428571428,0.53061224489795922]
[18,20.3,220,27,1,0.53,0.53,200,0,0.53,1,1]
[18,20.3,220,27,50,0.53,0.53,200,0,0.53,1,1]
[18,20.3,220,27,60,0.53,0.53,200,0,0.53,1,1]
[18,21.1,220,27,70,0.71,0.48,200,1,0.53,1.3396226415094339,0.90566037735849048]
[18,24.2,220,27,99,1.44,0.36,200,1,0.53,2.7169811320754715,0.67924528301886788]
[18,19.7,220,27,1,0.55000000000000004,0.55000000000000004,280,0,0.55000000000000004,1,1]
[18,19.7,220,27,50,0.55000000000000004,0.55000000000000004,280,0,0.55000000000000004,1,1]
[18,19.7,220,27,60,0.54,0.54,280,0,0.54,1,1]
[18,20.5,220,27,70,0.81,0.51,280,1,0.54,1.5,0.94444444444444442]
[18,23.1,220,27,99,1.64,0.42,280,1,0.54,3.0370370370370368,0.77777777777777768]
[18,21.9,220,28,1,0.54,0.54,120,0,0.54,1,1]
[18,21.9,220,28,50,0.54,0.54,120,0,0.54,1,1]
[18,21.9,220,28,60,0.54,0.54,120,0,0.54,1,1]
[18,22.6,220,28,70,0.64,0.45,120,1,0.54,1.1851851851851851,0.83333333333333326]
[18,26.5,220,28,99,1.18,0.28000000000000003,120,1,0.54,2.1851851851851851,0.51851851851851849]
[18,20.6,220,28,1,0.59,0.59,200,0,0.59,1,1]
[18,20.5,220,28,50,0.59,0.59,200,0,0.59,1,1]
[18,20.6,220,28,60,0.6,0.56000000000000005,200,1,0.59,1.0169491525423728,0.94915254237288149]
[18,21.7,220,28,70,0.86,0.52,200,1,0.59,1.4576271186440679,0.88135593220338992]
[18,25,220,28,99,1.62,0.4,200,1,0.59,2.745762711864407,0.67796610169491534]
[18,19.899999999999999,220,28,1,0.61,0.61,280,0,0.61,1,1]
[18,19.899999999999999,220,28,50,0.6,0.6,280,0,0.6,1,1]
[18,20.100000000000001,220,28,60,0.68,0.57999999999999996,280,1,0.6,1.1333333333333335,0.96666666666666667]
[18,21,220,28,70,0.98,0.55000000000000004,280,1,0.6,1.6333333333333333,0.91666666666666674]
[18,23.7,220,28,99,1.86,0.46,280,1,0.6,3.1,0.76666666666666672]
[18,22.3,220,29,1,0.6,0.6,120,0,0.6,1,1]
[18,22.3,220,29,50,0.59,0.59,120,0,0.59,1,1]
[18,22.2,220,29,60,0.59,0.59,120,0,0.59,1,1]
[18,23.4,220,29,70,0.75,0.48,120,1,0.59,1.2711864406779663,0.81355932203389836]
[18,27.4,220,29,99,1.31,0.3,120,1,0.59,2.2203389830508478,0.50847457627118642]
[18,20.8,220,29,1,0.65,0.65,200,0,0.65,1,1]
[18,20.8,220,29,50,0.64,0.64,200,0,0.64,1,1]
[18,21.2,220,29,60,0.73,0.6,200,1,0.64,1.140625,0.9375]
[18,22.4,220,29,70,1.02,0.56000000000000005,200,1,0.64,1.59375,0.87500000000000011]
[18,25.8,220,29,99,1.82,0.43,200,1,0.64,2.84375,0.671875]
[18,20.100000000000001,220,29,1,0.67,0.67,280,0,0.67,1,1]
[18,20,220,29,50,0.66,0.66,280,0,0.66,1,1]
[18,20.6,220,29,60,0.84,0.63,280,1,0.66,1.2727272727272727,0.95454545454545447]
[18,21.6,220,29,70,1.1599999999999999,0.6,280,1,0.66,1.7575757575757573,0.90909090909090906]
[18,24.4,220,29,99,2.09,0.5,280,1,0.66,3.1666666666666665,0.75757575757575757]
[18,22.7,220,30,1,0.65,0.65,120,0,0.65,1,1]
[18,22.6,220,30,50,0.64,0.64,120,0,0.64,1,1]
[18,22.7,220,30,60,0.65,0.57999999999999996,120,1,0.64,1.015625,0.90624999999999989]
[18,24.2,220,30,70,0.86,0.51,120,1,0.64,1.34375,0.796875]
[18,28.4,220,30,99,1.45,0.32,120,1,0.64,2.265625,0.5]
[18,21.1,220,30,1,0.71,0.71,200,0,0.71,1,1]
[18,21,220,30,50,0.7,0.7,200,0,0.7,1,1]
[18,21.8,220,30,60,0.88,0.64,200,1,0.7,1.2571428571428573,0.91428571428571437]
[18,23.1,220,30,70,1.17,0.59,200,1,0.7,1.6714285714285715,0.84285714285714286]
[18,26.7,220,30,99,2.02,0.46,200,1,0.7,2.8857142857142861,0.65714285714285725]
[18,20.2,220,30,1,0.73,0.73,280,0,0.73,1,1]
[18,20.2,220,30,50,0.72,0.72,280,0,0.72,1,1]
[18,21.1,220,30,60,1,0.68,280,1,0.72,1.3888888888888888,0.94444444444444453]
[18,22.1,220,30,70,1.34,0.64,280,{"$f":"IF(F31190<>G31190,1,0)","v":1},0.72,{"$f":"F31190/J31190","v":1.8611111111111114},0.88888888888888895]
[18,25.1,220,30,99,2.3199999999999998,0.54,280,1,0.72,3.2222222222222223,{"$f":"G31191/J31191","v":0.75000000000000011}]
[18,23.1,220,31,1,0.7,0.7,120,0,0.7,1,1]
[18,23,220,31,50,0.7,0.7,120,0,{"$f":"IF(F31193/G31193=1,F31193,J31192)","v":0.7},1,1]
[18,23.4,220,31,60,0.76,0.61,120,1,0.7,1.0857142857142859,0.87142857142857144]
[18,25,220,31,70,0.98,0.53,120,1,0.7,1.4000000000000001,0.75714285714285723]
[18,29.4,220,31,99,1.59,0.34,120,1,0.7,2.2714285714285718,0.48571428571428577]
[18,21.3,220,31,1,0.77,0.77,200,0,0.77,1,1]
[18,21.3,220,31,50,0.76,0.76,200,0,0.76,1,1]
[18,22.4,220,31,60,1.03,0.68,200,1,0.76,1.3552631578947369,0.89473684210526316]
[18,23.8,220,31,70,1.34,0.63,200,1,0.76,1.7631578947368423,0.82894736842105265]
[18,27.6,220,31,99,2.2200000000000002,0.49,200,1,0.76,2.9210526315789478,0.64473684210526316]
[18,20.399999999999999,220,31,1,0.79,0.79,280,0,0.79,1,1]
[18,20.5,220,31,50,0.81,0.76,280,1,0.79,1.0253164556962024,0.96202531645569622]
[18,21.6,220,31,60,1.17,0.72,280,1,0.79,1.481012658227848,0.91139240506329111]
[18,22.7,220,31,70,1.53,0.69,280,1,0.79,1.9367088607594936,0.87341772151898722]
[18,25.9,220,31,99,2.56,0.57999999999999996,280,1,0.79,3.240506329113924,0.73417721518987333]
[18,23.4,220,32,1,0.76,0.76,120,0,0.76,1,1]
[18,23.4,220,32,50,0.75,0.75,120,0,0.75,1,1]
[18,24.2,220,32,60,0.87,0.63,120,1,0.75,1.1599999999999999,0.84]
[18,25.9,220,32,70,1.1000000000000001,0.56000000000000005,120,1,0.75,1.4666666666666668,0.7466666666666667]
[18,30.4,220,32,99,1.72,0.35,120,1,0.75,2.2933333333333334,0.46666666666666662]
[18,21.5,220,32,1,0.82,0.82,200,0,0.82,1,1]
[18,21.6,220,32,50,0.85,0.77,200,1,0.82,1.0365853658536586,0.9390243902439025]
[18,23.1,220,32,60,1.18,0.72,200,1,0.82,1.4390243902439024,0.87804878048780488]
[18,24.5,220,32,70,1.51,0.67,200,1,0.82,1.8414634146341464,0.81707317073170738]
[18,28.5,220,32,99,2.4300000000000002,0.52,200,1,0.82,2.9634146341463419,0.63414634146341464]
[18,20.6,220,32,1,0.85,0.85,280,0,0.85,1,1]
[18,21,220,32,50,0.96,0.81,280,1,0.85,1.1294117647058823,0.95294117647058829]
[18,22.1,220,32,60,1.34,0.77,280,1,0.85,1.5764705882352943,0.90588235294117647]
[18,23.3,220,32,70,1.72,0.73,280,1,0.85,2.0235294117647058,0.85882352941176465]
[18,26.7,220,32,99,2.81,0.61,280,1,0.85,3.3058823529411767,0.71764705882352942]

{"sheet":"Korrektur_BG800_mw280kg_h","index":8,"n_rows":31221,"n_cols":118,"rows_kept":4500,"cut":true,"hidden":true,"merged":[[62,48,62,51],[63,48,63,51]],"bounds":{"rows_first":2000,"rows_last":500,"rows_between":2000,"halvings":0}}
["T_VL",{"$f":"IF(ISERROR(D1),1,ROUND(D1,0))","v":6},"°C",{"$f":"HFB!$K$12","v":6},"Vorlauf",null,null,null,null,null,null,null,null,null,null,null,null,null,null,null,null,null,null,null,null,null,null,null,"T_VL",{"$f":"IF(ISERROR(AF1),1,ROUND(AF1,0))","v":6},"°C",{"$f":"HFB!$K$12","v":6},"Vorlauf",null,null,null,null,null,null,null,null,null,null,null,null,null,null,null,null,null,null,null,null,"T_VL",{"$f":"IF(ISERROR(BE1),1,ROUND(BE1,0))","v":6},"°C",{"$f":"HFB!$K$12","v":6},"Vorlauf",null,null,null,null,null,null,null,null,null,null,null,null,null,null,null,null,null,null,null,null,null,"T_VL",{"$f":"IF(ISERROR(CE1),1,ROUND(CE1,0))","v":6},"°C",{"$f":"HFB!$K$12","v":6},"Vorlauf",null,null,null,null,null,null,null,null,null,null,null,null,null,null,null,null,null,null,null,null,null,"T_VL",{"$f":"IF(ISERROR(DE1),1,ROUND(DE1,0))","v":6},"°C",{"$f":"HFB!$K$12","v":6},"Vorlauf"]
["m_KW",{"$f":"IF(ISERROR(D2),1,D2)","v":280},"kg/h",280,"Kühlwasser",null,280,"kg/h",null,null,null,null,null,null,null,null,null,null,null,null,null,null,null,null,null,null,null,null,"m_KW",{"$f":"IF(ISERROR(AF2),1,AF2)","v":280},"kg/h",280,"Kühlwasser",null,null,null,null,null,null,null,null,null,null,null,null,null,null,null,null,null,null,null,null,"m_KW",{"$f":"IF(ISERROR(BE2),1,BE2)","v":280},"kg/h",280,"Kühlwasser",null,null,null,null,null,null,null,null,null,null,null,null,null,null,null,null,null,null,null,null,null,"m_KW",{"$f":"IF(ISERROR(CE2),1,CE2)","v":280},"kg/h",280,"Kühlwasser",null,null,null,null,null,null,null,null,null,null,null,null,null,null,null,null,null,null,null,null,null,"m_KW",{"$f":"IF(ISERROR(DE2),1,DE2)","v":280},"kg/h",280,"Kühlwasser"]
["V",{"$f":"IF(ISERROR(D3),1,ROUND(D3,0))","v":40},"m³/h",40,"Volumenstrom",null,null,null,null,null,null,null,null,null,null,null,null,null,null,null,null,null,null,null,null,null,null,null,"V",{"$f":"IF(ISERROR(AF3),1,ROUND(AF3,0))","v":80},"m³/h",80,"Volumenstrom",null,null,null,null,null,null,null,null,null,null,null,null,null,null,null,null,null,null,null,null,"V",{"$f":"IF(ISERROR(BE3),1,ROUND(BE3,0))","v":120},"m³/h",120,"Volumenstrom",null,null,null,null,null,null,null,null,null,null,null,null,null,null,null,null,null,null,null,null,null,"V",{"$f":"IF(ISERROR(CE3),1,ROUND(CE3,0))","v":160},"m³/h",160,"Volumenstrom",null,null,null,null,null,null,null,null,null,null,null,null,null,null,null,null,null,null,null,null,null,"V",{"$f":"IF(ISERROR(DE3),1,ROUND(DE3,0))","v":200},"m³/h",200,"Volumenstrom"]
["rel.Feuchte",1,"%",null,null,null,null,null,4,"rel Feuchte","korrektur totale Leistung",null,"korrektur sens. Leistung",null,null,null,null,null,null,null,null,null,null,null,null,null,null,null,"rel.Feuchte",1,"%",null,null,null,null,null,4,"rel Feuchte","korrektur totale Leistung",null,"korrektur sens. Leistung",null,null,null,null,null,null,null,null,null,null,null,null,"rel.Feuchte",1,"%",null,null,null,null,null,4,"rel Feuchte","korrektur totale Leistung",null,"korrektur sens. Leistung",null,null,null,null,null,null,null,null,null,null,null,null,null,"rel.Feuchte",1,"%",null,null,null,null,null,4,"rel Feuchte","korrektur totale Leistung",null,"korrektur sens. Leistung",null,null,null,null,null,null,null,null,null,null,null,null,null,"rel.Feuchte",1,"%",null,null,null,null,null,4,"rel Feuchte","korrektur totale Leistung",null,"korrektur sens. Leistung"]
[null,50,"%",null,{"$f":"CONCATENATE(B1, \" \",C1, \" \",E1, \"; \")","v":"6 °C Vorlauf; "},null,null,null,null,null,null,{"$f":"J18*M5+K18","v":28.291585886002345},1,null,null,null,null,null,null,null,null,null,null,null,null,null,null,null,null,50,"%",null,{"$f":"CONCATENATE(AD1, \" \",AE1, \" \",AG1, \"; \")","v":"6 °C Vorlauf; "},null,null,null,null,null,null,{"$f":"AL18*AO5+AM18","v":28.348901098901091},1,null,null,null,null,null,null,null,null,null,null,null,null,null,50,"%",null,{"$f":"CONCATENATE(BC1, \" \",BD1, \" \",BF1, \"; \")","v":"6 °C Vorlauf; "},null,null,null,null,null,null,{"$f":"BK18*BN5+BL18","v":29.237070792708746},1,null,null,null,null,null,null,null,null,null,null,null,null,null,null,50,"%",null,{"$f":"CONCATENATE(CC1, \" \",CD1, \" \",CF1, \"; \")","v":"6 °C Vorlauf; "},null,null,null,null,null,null,{"$f":"CK18*CN5+CL18","v":30.501637020285536},1,null,null,null,null,null,null,null,null,null,null,null,null,null,null,50,"%",null,{"$f":"CONCATENATE(DC1, \" \",DD1, \" \",DF1, \"; \")","v":"6 °C Vorlauf; "},null,null,null,null,null,null,{"$f":"DK18*DN5+DL18","v":31.391449333067875},1]
[null,60,"%",null,{"$f":"CONCATENATE(B2, \" \",C2, \" \",E2, \"; \")","v":"280 kg/h Kühlwasser; "},null,null,null,null,{"$f":"IF(C13=1,J7,B5)","v":50},{"$f":"IF(C13=1,K7,C13)","v":1.5769230769230769},{"$f":"IF(C14=1,L7,B5)","v":99},{"$f":"IF(C14=1,M7,C14)","v":0.96153846153846145},null,null,null,null,null,null,null,null,null,null,null,null,null,null,null,null,60,"%",null,{"$f":"CONCATENATE(AD2, \" \",AE2, \" \",AG2, \"; \")","v":"280 kg/h Kühlwasser; "},null,null,null,null,{"$f":"IF(AE13=1,AL7,AD5)","v":50},{"$f":"IF(AE13=1,AM7,AE13)","v":1.5686274509803921},{"$f":"IF(AE14=1,AN7,AD5)","v":50},{"$f":"IF(AE14=1,AO7,AE14)","v":0.98039215686274506},null,null,null,null,null,null,null,null,null,null,null,null,null,60,"%",null,{"$f":"CONCATENATE(BC2, \" \",BD2, \" \",BF2, \"; \")","v":"280 kg/h Kühlwasser; "},null,null,null,null,{"$f":"IF(BD13=1,BK7,BC5)","v":50},{"$f":"IF(BD13=1,BL7,BD13)","v":1.527027027027027},{"$f":"IF(BD14=1,BM7,BC5)","v":50},{"$f":"IF(BD14=1,BN7,BD14)","v":0.95945945945945943},null,null,null,null,null,null,null,null,null,null,null,null,null,null,60,"%",null,{"$f":"CONCATENATE(CC2, \" \",CD2, \" \",CF2, \"; \")","v":"280 kg/h Kühlwasser; "},null,null,null,null,{"$f":"IF(CD13=1,CK7,CC5)","v":50},{"$f":"IF(CD13=1,CL7,CD13)","v":1.4842105263157894},{"$f":"IF(CD14=1,CM7,CC5)","v":50},{"$f":"IF(CD14=1,CN7,CD14)","v":0.94736842105263164},null,null,null,null,null,null,null,null,null,null,null,null,null,null,60,"%",null,{"$f":"CONCATENATE(DC2, \" \",DD2, \" \",DF2, \"; \")","v":"280 kg/h Kühlwasser; "},null,null,null,null,{"$f":"IF(DD13=1,DK7,DC5)","v":50},{"$f":"IF(DD13=1,DL7,DD13)","v":1.4513274336283186},{"$f":"IF(DD14=1,DM7,DC5)","v":50},{"$f":"IF(DD14=1,DN7,DD14)","v":0.92920353982300896}]
[null,70,"%",null,{"$f":"CONCATENATE(B3, \" \",C3, \" \",E3, \"; \")","v":"40 m³/h Volumenstrom; "},null,null,null,null,{"$f":"IF(D13=1,J8,B6)","v":60},{"$f":"IF(D13=1,K8,D13)","v":1.846153846153846},{"$f":"IF(D14=1,L8,B6)","v":99},{"$f":"IF(D14=1,M8,D14)","v":0.96153846153846145},null,null,null,null,null,null,null,null,null,null,null,null,null,null,null,null,70,"%",null,{"$f":"CONCATENATE(AD3, \" \",AE3, \" \",AG3, \"; \")","v":"80 m³/h Volumenstrom; "},null,null,null,null,{"$f":"IF(AF13=1,AL8,AD6)","v":60},{"$f":"IF(AF13=1,AM8,AF13)","v":1.8235294117647058},{"$f":"IF(AF14=1,AN8,AD6)","v":60},{"$f":"IF(AF14=1,AO8,AF14)","v":0.98039215686274506},null,null,null,null,null,null,null,null,null,null,null,null,null,70,"%",null,{"$f":"CONCATENATE(BC3, \" \",BD3, \" \",BF3, \"; \")","v":"120 m³/h Volumenstrom; "},null,null,null,null,{"$f":"IF(BE13=1,BK8,BC6)","v":60},{"$f":"IF(BE13=1,BL8,BE13)","v":1.783783783783784},{"$f":"IF(BE14=1,BM8,BC6)","v":60},{"$f":"IF(BE14=1,BN8,BE14)","v":0.94594594594594594},null,null,null,null,null,null,null,null,null,null,null,null,null,null,70,"%",null,{"$f":"CONCATENATE(CC3, \" \",CD3, \" \",CF3, \"; \")","v":"160 m³/h Volumenstrom; "},null,null,null,null,{"$f":"IF(CE13=1,CK8,CC6)","v":60},{"$f":"IF(CE13=1,CL8,CE13)","v":1.7263157894736842},{"$f":"IF(CE14=1,CM8,CC6)","v":60},{"$f":"IF(CE14=1,CN8,CE14)","v":0.9263157894736842},null,null,null,null,null,null,null,null,null,null,null,null,null,null,70,"%",null,{"$f":"CONCATENATE(DC3, \" \",DD3, \" \",DF3, \"; \")","v":"200 m³/h Volumenstrom; "},null,null,null,null,{"$f":"IF(DE13=1,DK8,DC6)","v":60},{"$f":"IF(DE13=1,DL8,DE13)","v":1.6902654867256639},{"$f":"IF(DE14=1,DM8,DC6)","v":60},{"$f":"IF(DE14=1,DN8,DE14)","v":0.91150442477876115}]
[null,99,"%",null,{"$f":"CONCATENATE(B12, \" \",C12, \" \",A12, \"; \")","v":"26 °C Ansaugtemp; "},null,null,null,null,{"$f":"IF(E13=1,J9,B7)","v":70},{"$f":"IF(E13=1,K9,E13)","v":2.1153846153846154},{"$f":"IF(E14=1,L9,B7)","v":99},{"$f":"IF(E14=1,M9,E14)","v":0.96153846153846145},null,null,null,null,null,null,null,null,null,null,null,null,null,null,null,null,99,"%",null,{"$f":"CONCATENATE(AD12, \" \",AE12, \" \",AC12, \"; \")","v":"26 °C Ansaugtemp; "},null,null,null,null,{"$f":"IF(AG13=1,AL9,AD7)","v":70},{"$f":"IF(AG13=1,AM9,AG13)","v":2.0784313725490198},{"$f":"IF(AG14=1,AN9,AD7)","v":70},{"$f":"IF(AG14=1,AO9,AG14)","v":0.96078431372549011},null,null,null,null,null,null,null,null,null,null,null,null,null,99,"%",null,{"$f":"CONCATENATE(BC12, \" \",BD12, \" \",BB12, \"; \")","v":"26 °C Ansaugtemp; "},null,null,null,null,{"$f":"IF(BF13=1,BK9,BC7)","v":70},{"$f":"IF(BF13=1,BL9,BF13)","v":2.0270270270270272},{"$f":"IF(BF14=1,BM9,BC7)","v":70},{"$f":"IF(BF14=1,BN9,BF14)","v":0.93243243243243235},null,null,null,null,null,null,null,null,null,null,null,null,null,null,99,"%",null,{"$f":"CONCATENATE(CC12, \" \",CD12, \" \",CB12, \"; \")","v":"26 °C Ansaugtemp; "},null,null,null,null,{"$f":"IF(CF13=1,CK9,CC7)","v":70},{"$f":"IF(CF13=1,CL9,CF13)","v":1.9789473684210526},{"$f":"IF(CF14=1,CM9,CC7)","v":70},{"$f":"IF(CF14=1,CN9,CF14)","v":0.90526315789473688},null,null,null,null,null,null,null,null,null,null,null,null,null,null,99,"%",null,{"$f":"CONCATENATE(DC12, \" \",DD12, \" \",DB12, \"; \")","v":"26 °C Ansaugtemp; "},null,null,null,null,{"$f":"IF(DF13=1,DK9,DC7)","v":70},{"$f":"IF(DF13=1,DL9,DF13)","v":1.9380530973451329},{"$f":"IF(DF14=1,DM9,DC7)","v":70},{"$f":"IF(DF14=1,DN9,DF14)","v":0.88495575221238942}]
[null,null,"%",null,{"$f":"CONCATENATE(E5,E6,E7,E8)","v":"6 °C Vorlauf; 280 kg/h Kühlwasser; 40 m³/h Volumenstrom; 26 °C Ansaugtemp; "},null,null,null,null,{"$f":"IF(F13=1,J10,B8)","v":99},{"$f":"IF(F13=1,K10,F13)","v":2.8846153846153846},{"$f":"IF(F14=1,L10,B8)","v":99},{"$f":"IF(F14=1,M10,F14)","v":0.96153846153846145},null,null,null,null,null,null,null,null,null,null,null,null,null,null,null,null,null,"%",null,{"$f":"CONCATENATE(AG5,AG6,AG7,AG8)","v":"6 °C Vorlauf; 280 kg/h Kühlwasser; 80 m³/h Volumenstrom; 26 °C Ansaugtemp; "},null,null,null,null,{"$f":"IF(AH13=1,AL10,AD8)","v":99},{"$f":"IF(AH13=1,AM10,AH13)","v":2.8431372549019605},{"$f":"IF(AH14=1,AN10,AD8)","v":99},{"$f":"IF(AH14=1,AO10,AH14)","v":0.94117647058823528},null,null,null,null,null,null,null,null,null,null,null,null,null,null,"%",null,{"$f":"CONCATENATE(BF5,BF6,BF7,BF8)","v":"6 °C Vorlauf; 280 kg/h Kühlwasser; 120 m³/h Volumenstrom; 26 °C Ansaugtemp; "},null,null,null,null,{"$f":"IF(BG13=1,BK10,BC8)","v":99},{"$f":"IF(BG13=1,BL10,BG13)","v":2.7702702702702702},{"$f":"IF(BG14=1,BM10,BC8)","v":99},{"$f":"IF(BG14=1,BN10,BG14)","v":0.90540540540540548},null,null,null,null,null,null,null,null,null,null,null,null,null,null,null,"%",null,{"$f":"CONCATENATE(CF5,CF6,CF7,CF8)","v":"6 °C Vorlauf; 280 kg/h Kühlwasser; 160 m³/h Volumenstrom; 26 °C Ansaugtemp; "},null,null,null,null,{"$f":"IF(CG13=1,CK10,CC8)","v":99},{"$f":"IF(CG13=1,CL10,CG13)","v":2.6947368421052635},{"$f":"IF(CG14=1,CM10,CC8)","v":99},{"$f":"IF(CG14=1,CN10,CG14)","v":0.85263157894736852},null,null,null,null,null,null,null,null,null,null,null,null,null,null,null,"%",null,{"$f":"CONCATENATE(DF5,DF6,DF7,DF8)","v":"6 °C Vorlauf; 280 kg/h Kühlwasser; 200 m³/h Volumenstrom; 26 °C Ansaugtemp; "},null,null,null,null,{"$f":"IF(DG13=1,DK10,DC8)","v":99},{"$f":"IF(DG13=1,DL10,DG13)","v":2.6371681415929205},{"$f":"IF(DG14=1,DM10,DC8)","v":99},{"$f":"IF(DG14=1,DN10,DG14)","v":0.81415929203539839}]
[null,null,"%",null,null,null,null,null,null,null,null,100,1,null,null,null,null,null,null,null,null,null,null,null,null,null,null,null,null,null,"%",null,null,null,null,null,null,null,null,100,1,null,null,null,null,null,null,null,null,null,null,null,null,null,null,"%",null,null,null,null,null,null,null,null,100,1,null,null,null,null,null,null,null,null,null,null,null,null,null,null,null,"%",null,null,null,null,null,null,null,null,100,1,null,null,null,null,null,null,null,null,null,null,null,null,null,null,null,"%",null,null,null,null,null,null,null,null,100,1]
[null,{"$f":"ROUND(E11,0)","v":50},"%",null,{"$f":"HFB!$K$13","v":50},null,null,null,null,null,null,null,null,null,null,null,null,null,null,null,null,null,null,null,null,null,null,null,null,{"$f":"ROUND(AG11,0)","v":50},"%",null,{"$f":"HFB!$K$13","v":50},null,null,null,null,null,null,null,null,null,null,null,null,null,null,null,null,null,null,null,null,null,{"$f":"ROUND(BF11,0)","v":50},"%",null,{"$f":"HFB!$K$13","v":50},null,null,null,null,null,null,null,null,null,null,null,null,null,null,null,null,null,null,null,null,null,null,{"$f":"ROUND(CF11,0)","v":50},"%",null,{"$f":"HFB!$K$13","v":50},null,null,null,null,null,null,null,null,null,null,null,null,null,null,null,null,null,null,null,null,null,null,{"$f":"ROUND(DF11,0)","v":50},"%",null,{"$f":"HFB!$K$13","v":50}]
["Ansaugtemp",{"$f":"ROUND(E12,0)","v":26},"°C",null,{"$f":"HFB!$K$6","v":26},null,null,null,null,null,null,null,null,null,null,null,null,null,null,null,null,null,null,null,null,null,null,null,"Ansaugtemp",{"$f":"ROUND(AG12,0)","v":26},"°C",null,{"$f":"HFB!$K$6","v":26},null,null,null,null,null,null,null,null,null,null,null,null,null,null,null,null,null,null,null,null,"Ansaugtemp",{"$f":"ROUND(BF12,0)","v":26},"°C",null,{"$f":"HFB!$K$6","v":26},null,null,null,null,null,null,null,null,null,null,null,null,null,null,null,null,null,null,null,null,null,"Ansaugtemp",{"$f":"ROUND(CF12,0)","v":26},"°C",null,{"$f":"HFB!$K$6","v":26},null,null,null,null,null,null,null,null,null,null,null,null,null,null,null,null,null,null,null,null,null,"Ansaugtemp",{"$f":"ROUND(DF12,0)","v":26},"°C",null,{"$f":"HFB!$K$6","v":26}]
["Korrekturfaktor\n totale Leistung",{"$f":"INDEX($K$22:$K$31221,MATCH(B1&B2&B3&B4&B12,$A$22:$A$31221&$H$22:$H$31221&$C$22:$C$31221&$E$22:$E$31221&$D$22:$D$31221,0))","v":1},{"$f":"INDEX($K$19:$K$31221,MATCH(B1&B2&B3&B5&B12,$A$19:$A$31221&$H$19:$H$31221&$C$19:$C$31221&$E$19:$E$31221&$D$19:$D$31221,0))","v":1.5769230769230769},{"$f":"INDEX($K$19:$K$31221,MATCH(B1&B2&B3&B6&B12,$A$19:$A$31221&$H$19:$H$31221&$C$19:$C$31221&$E$19:$E$31221&$D$19:$D$31221,0))","v":1.846153846153846},{"$f":"INDEX($K$19:$K$31221,MATCH(B1&B2&B3&B7&B12,$A$19:$A$31221&$H$19:$H$31221&$C$19:$C$31221&$E$19:$E$31221&$D$19:$D$31221,0))","v":2.1153846153846154},{"$f":"INDEX($K$19:$K$31221,MATCH(B1&B2&B3&B8&B12,$A$19:$A$31221&$H$19:$H$31221&$C$19:$C$31221&$E$19:$E$31221&$D$19:$D$31221,0))","v":2.8846153846153846},{"$f":"INDEX($K$19:$K$31221,MATCH(B1&B2&B3&B9&B12,$A$19:$A$31221&$H$19:$H$31221&$C$19:$C$31221&$E$19:$E$31221&$D$19:$D$31221,0))","v":{"$error":"#N/A"}},{"$f":"INDEX($K$19:$K$31221,MATCH(B1&B2&B3&B10&B12,$A$19:$A$31221&$H$19:$H$31221&$C$19:$C$31221&$E$19:$E$31221&$D$19:$D$31221,0))","v":{"$error":"#N/A"}},null,null,null,null,null,null,null,null,null,null,null,null,null,null,null,null,null,null,null,null,"Korrekturfaktor\n totale Leistung",{"$f":"INDEX($K$22:$K$31221,MATCH(AD1&AD2&AD3&AD4&AD12,$A$22:$A$31221&$H$22:$H$31221&$C$22:$C$31221&$E$22:$E$31221&$D$22:$D$31221,0))","v":1},{"$f":"INDEX($K$19:$K$31221,MATCH(AD1&AD2&AD3&AD5&AD12,$A$19:$A$31221&$H$19:$H$31221&$C$19:$C$31221&$E$19:$E$31221&$D$19:$D$31221,0))","v":1.5686274509803921},{"$f":"INDEX($K$19:$K$31221,MATCH(AD1&AD2&AD3&AD6&AD12,$A$19:$A$31221&$H$19:$H$31221&$C$19:$C$31221&$E$19:$E$31221&$D$19:$D$31221,0))","v":1.8235294117647058},{"$f":"INDEX($K$19:$K$31221,MATCH(AD1&AD2&AD3&AD7&AD12,$A$19:$A$31221&$H$19:$H$31221&$C$19:$C$31221&$E$19:$E$31221&$D$19:$D$31221,0))","v":2.0784313725490198},{"$f":"INDEX($K$19:$K$31221,MATCH(AD1&AD2&AD3&AD8&AD12,$A$19:$A$31221&$H$19:$H$31221&$C$19:$C$31221&$E$19:$E$31221&$D$19:$D$31221,0))","v":2.8431372549019605},{"$f":"INDEX($K$19:$K$31221,MATCH(AD1&AD2&AD3&AD9&AD12,$A$19:$A$31221&$H$19:$H$31221&$C$19:$C$31221&$E$19:$E$31221&$D$19:$D$31221,0))","v":{"$error":"#N/A"}},{"$f":"INDEX($K$19:$K$31221,MATCH(AD1&AD2&AD3&AD10&AD12,$A$19:$A$31221&$H$19:$H$31221&$C$19:$C$31221&$E$19:$E$31221&$D$19:$D$31221,0))","v":{"$error":"#N/A"}},null,null,null,null,null,null,null,null,null,null,null,null,null,null,null,null,null,"Korrekturfaktor\n totale Leistung",{"$f":"INDEX($K$22:$K$31221,MATCH(BC1&BC2&BC3&BC4&BC12,$A$22:$A$31221&$H$22:$H$31221&$C$22:$C$31221&$E$22:$E$31221&$D$22:$D$31221,0))","v":1},{"$f":"INDEX($K$19:$K$31221,MATCH(BC1&BC2&BC3&BC5&BC12,$A$19:$A$31221&$H$19:$H$31221&$C$19:$C$31221&$E$19:$E$31221&$D$19:$D$31221,0))","v":1.527027027027027},{"$f":"INDEX($K$19:$K$31221,MATCH(BC1&BC2&BC3&BC6&BC12,$A$19:$A$31221&$H$19:$H$31221&$C$19:$C$31221&$E$19:$E$31221&$D$19:$D$31221,0))","v":1.783783783783784},{"$f":"INDEX($K$19:$K$31221,MATCH(BC1&BC2&BC3&BC7&BC12,$A$19:$A$31221&$H$19:$H$31221&$C$19:$C$31221&$E$19:$E$31221&$D$19:$D$31221,0))","v":2.0270270270270272},{"$f":"INDEX($K$19:$K$31221,MATCH(BC1&BC2&BC3&BC8&BC12,$A$19:$A$31221&$H$19:$H$31221&$C$19:$C$31221&$E$19:$E$31221&$D$19:$D$31221,0))","v":2.7702702702702702},{"$f":"INDEX($K$19:$K$31221,MATCH(BC1&BC2&BC3&BC9&BC12,$A$19:$A$31221&$H$19:$H$31221&$C$19:$C$31221&$E$19:$E$31221&$D$19:$D$31221,0))","v":{"$error":"#N/A"}},{"$f":"INDEX($K$19:$K$31221,MATCH(BC1&BC2&BC3&BC10&BC12,$A$19:$A$31221&$H$19:$H$31221&$C$19:$C$31221&$E$19:$E$31221&$D$19:$D$31221,0))","v":{"$error":"#N/A"}},null,null,null,null,null,null,null,null,null,null,null,null,null,null,null,null,null,null,"Korrekturfaktor\n totale Leistung",{"$f":"INDEX($K$22:$K$31221,MATCH(CC1&CC2&CC3&CC4&CC12,$A$22:$A$31221&$H$22:$H$31221&$C$22:$C$31221&$E$22:$E$31221&$D$22:$D$31221,0))","v":1},{"$f":"INDEX($K$19:$K$31221,MATCH(CC1&CC2&CC3&CC5&CC12,$A$19:$A$31221&$H$19:$H$31221&$C$19:$C$31221&$E$19:$E$31221&$D$19:$D$31221,0))","v":1.4842105263157894},{"$f":"INDEX($K$19:$K$31221,MATCH(CC1&CC2&CC3&CC6&CC12,$A$19:$A$31221&$H$19:$H$31221&$C$19:$C$31221&$E$19:$E$31221&$D$19:$D$31221,0))","v":1.7263157894736842},{"$f":"INDEX($K$19:$K$31221,MATCH(CC1&CC2&CC3&CC7&CC12,$A$19:$A$31221&$H$19:$H$31221&$C$19:$C$31221&$E$19:$E$31221&$D$19:$D$31221,0))","v":1.9789473684210526},{"$f":"INDEX($K$19:$K$31221,MATCH(CC1&CC2&CC3&CC8&CC12,$A$19:$A$31221&$H$19:$H$31221&$C$19:$C$31221&$E$19:$E$31221&$D$19:$D$31221,0))","v":2.6947368421052635},{"$f":"INDEX($K$19:$K$31221,MATCH(CC1&CC2&CC3&CC9&CC12,$A$19:$A$31221&$H$19:$H$31221&$C$19:$C$31221&$E$19:$E$31221&$D$19:$D$31221,0))","v":{"$error":"#N/A"}},{"$f":"INDEX($K$19:$K$31221,MATCH(CC1&CC2&CC3&CC10&CC12,$A$19:$A$31221&$H$19:$H$31221&$C$19:$C$31221&$E$19:$E$31221&$D$19:$D$31221,0))","v":{"$error":"#N/A"}},null,null,null,null,null,null,null,null,null,null,null,null,null,null,null,null,null,null,"Korrekturfaktor\n totale Leistung",{"$f":"INDEX($K$22:$K$31221,MATCH(DC1&DC2&DC3&DC4&DC12,$A$22:$A$31221&$H$22:$H$31221&$C$22:$C$31221&$E$22:$E$31221&$D$22:$D$31221,0))","v":1},{"$f":"INDEX($K$19:$K$31221,MATCH(DC1&DC2&DC3&DC5&DC12,$A$19:$A$31221&$H$19:$H$31221&$C$19:$C$31221&$E$19:$E$31221&$D$19:$D$31221,0))","v":1.4513274336283186},{"$f":"INDEX($K$19:$K$31221,MATCH(DC1&DC2&DC3&DC6&DC12,$A$19:$A$31221&$H$19:$H$31221&$C$19:$C$31221&$E$19:$E$31221&$D$19:$D$31221,0))","v":1.6902654867256639},{"$f":"INDEX($K$19:$K$31221,MATCH(DC1&DC2&DC3&DC7&DC12,$A$19:$A$31221&$H$19:$H$31221&$C$19:$C$31221&$E$19:$E$31221&$D$19:$D$31221,0))","v":1.9380530973451329},{"$f":"INDEX($K$19:$K$31221,MATCH(DC1&DC2&DC3&DC8&DC12,$A$19:$A$31221&$H$19:$H$31221&$C$19:$C$31221&$E$19:$E$31221&$D$19:$D$31221,0))","v":2.6371681415929205},{"$f":"INDEX($K$19:$K$31221,MATCH(DC1&DC2&DC3&DC9&DC12,$A$19:$A$31221&$H$19:$H$31221&$C$19:$C$31221&$E$19:$E$31221&$D$19:$D$31221,0))","v":{"$error":"#N/A"}},{"$f":"INDEX($K$19:$K$31221,MATCH(DC1&DC2&DC3&DC10&DC12,$A$19:$A$31221&$H$19:$H$31221&$C$19:$C$31221&$E$19:$E$31221&$D$19:$D$31221,0))","v":{"$error":"#N/A"}}]
["Korrekturfaktor\nsensible Leistung",{"$f":"INDEX($L$19:$L$31221,MATCH(B1&B2&B3&B4&B12,$A$19:$A$31221&$H$19:$H$31221&$C$19:$C$31221&$E$19:$E$31221&$D$19:$D$31221,0))","v":1},{"$f":"INDEX($L$19:$L$31221,MATCH(B1&B2&B3&B5&B12,$A$19:$A$31221&$H$19:$H$31221&$C$19:$C$31221&$E$19:$E$31221&$D$19:$D$31221,0))","v":1},{"$f":"INDEX($L$19:$L$31221,MATCH(B1&B2&B3&B6&B12,$A$19:$A$31221&$H$19:$H$31221&$C$19:$C$31221&$E$19:$E$31221&$D$19:$D$31221,0))","v":1},{"$f":"INDEX($L$19:$L$31221,MATCH(B1&B2&B3&B7&B12,$A$19:$A$31221&$H$19:$H$31221&$C$19:$C$31221&$E$19:$E$31221&$D$19:$D$31221,0))","v":1},{"$f":"INDEX($L$19:$L$31221,MATCH(B1&B2&B3&B8&B12,$A$19:$A$31221&$H$19:$H$31221&$C$19:$C$31221&$E$19:$E$31221&$D$19:$D$31221,0))","v":0.96153846153846145},{"$f":"INDEX($L$19:$L$31221,MATCH(B1&B2&B3&B9&B12,$A$19:$A$31221&$H$19:$H$31221&$C$19:$C$31221&$E$19:$E$31221&$D$19:$D$31221,0))","v":{"$error":"#N/A"}},{"$f":"INDEX($L$19:$L$31221,MATCH(B1&B2&B3&B10&B12,$A$19:$A$31221&$H$19:$H$31221&$C$19:$C$31221&$E$19:$E$31221&$D$19:$D$31221,0))","v":{"$error":"#N/A"}},null,"Polynom",null,null,null,null,null,null,null,null,null,null,null,null,null,null,null,null,null,null,"Korrekturfaktor\nsensible Leistung",{"$f":"INDEX($L$19:$L$31221,MATCH(AD1&AD2&AD3&AD4&AD12,$A$19:$A$31221&$H$19:$H$31221&$C$19:$C$31221&$E$19:$E$31221&$D$19:$D$31221,0))","v":1},{"$f":"INDEX($L$19:$L$31221,MATCH(AD1&AD2&AD3&AD5&AD12,$A$19:$A$31221&$H$19:$H$31221&$C$19:$C$31221&$E$19:$E$31221&$D$19:$D$31221,0))","v":0.98039215686274506},{"$f":"INDEX($L$19:$L$31221,MATCH(AD1&AD2&AD3&AD6&AD12,$A$19:$A$31221&$H$19:$H$31221&$C$19:$C$31221&$E$19:$E$31221&$D$19:$D$31221,0))","v":0.98039215686274506},{"$f":"INDEX($L$19:$L$31221,MATCH(AD1&AD2&AD3&AD7&AD12,$A$19:$A$31221&$H$19:$H$31221&$C$19:$C$31221&$E$19:$E$31221&$D$19:$D$31221,0))","v":0.96078431372549011},{"$f":"INDEX($L$19:$L$31221,MATCH(AD1&AD2&AD3&AD8&AD12,$A$19:$A$31221&$H$19:$H$31221&$C$19:$C$31221&$E$19:$E$31221&$D$19:$D$31221,0))","v":0.94117647058823528},{"$f":"INDEX($L$19:$L$31221,MATCH(AD1&AD2&AD3&AD9&AD12,$A$19:$A$31221&$H$19:$H$31221&$C$19:$C$31221&$E$19:$E$31221&$D$19:$D$31221,0))","v":{"$error":"#N/A"}},{"$f":"INDEX($L$19:$L$31221,MATCH(AD1&AD2&AD3&AD10&AD12,$A$19:$A$31221&$H$19:$H$31221&$C$19:$C$31221&$E$19:$E$31221&$D$19:$D$31221,0))","v":{"$error":"#N/A"}},null,"Polynom",null,null,null,null,null,null,null,null,null,null,null,null,null,null,null,"Korrekturfaktor\nsensible Leistung",{"$f":"INDEX($L$19:$L$31221,MATCH(BC1&BC2&BC3&BC4&BC12,$A$19:$A$31221&$H$19:$H$31221&$C$19:$C$31221&$E$19:$E$31221&$D$19:$D$31221,0))","v":1},{"$f":"INDEX($L$19:$L$31221,MATCH(BC1&BC2&BC3&BC5&BC12,$A$19:$A$31221&$H$19:$H$31221&$C$19:$C$31221&$E$19:$E$31221&$D$19:$D$31221,0))","v":0.95945945945945943},{"$f":"INDEX($L$19:$L$31221,MATCH(BC1&BC2&BC3&BC6&BC12,$A$19:$A$31221&$H$19:$H$31221&$C$19:$C$31221&$E$19:$E$31221&$D$19:$D$31221,0))","v":0.94594594594594594},{"$f":"INDEX($L$19:$L$31221,MATCH(BC1&BC2&BC3&BC7&BC12,$A$19:$A$31221&$H$19:$H$31221&$C$19:$C$31221&$E$19:$E$31221&$D$19:$D$31221,0))","v":0.93243243243243235},{"$f":"INDEX($L$19:$L$31221,MATCH(BC1&BC2&BC3&BC8&BC12,$A$19:$A$31221&$H$19:$H$31221&$C$19:$C$31221&$E$19:$E$31221&$D$19:$D$31221,0))","v":0.90540540540540548},{"$f":"INDEX($L$19:$L$31221,MATCH(BC1&BC2&BC3&BC9&BC12,$A$19:$A$31221&$H$19:$H$31221&$C$19:$C$31221&$E$19:$E$31221&$D$19:$D$31221,0))","v":{"$error":"#N/A"}},{"$f":"INDEX($L$19:$L$31221,MATCH(BC1&BC2&BC3&BC10&BC12,$A$19:$A$31221&$H$19:$H$31221&$C$19:$C$31221&$E$19:$E$31221&$D$19:$D$31221,0))","v":{"$error":"#N/A"}},null,"Polynom",null,null,null,null,null,null,null,null,null,null,null,null,null,null,null,null,"Korrekturfaktor\nsensible Leistung",{"$f":"INDEX($L$19:$L$31221,MATCH(CC1&CC2&CC3&CC4&CC12,$A$19:$A$31221&$H$19:$H$31221&$C$19:$C$31221&$E$19:$E$31221&$D$19:$D$31221,0))","v":1},{"$f":"INDEX($L$19:$L$31221,MATCH(CC1&CC2&CC3&CC5&CC12,$A$19:$A$31221&$H$19:$H$31221&$C$19:$C$31221&$E$19:$E$31221&$D$19:$D$31221,0))","v":0.94736842105263164},{"$f":"INDEX($L$19:$L$31221,MATCH(CC1&CC2&CC3&CC6&CC12,$A$19:$A$31221&$H$19:$H$31221&$C$19:$C$31221&$E$19:$E$31221&$D$19:$D$31221,0))","v":0.9263157894736842},{"$f":"INDEX($L$19:$L$31221,MATCH(CC1&CC2&CC3&CC7&CC12,$A$19:$A$31221&$H$19:$H$31221&$C$19:$C$31221&$E$19:$E$31221&$D$19:$D$31221,0))","v":0.90526315789473688},{"$f":"INDEX($L$19:$L$31221,MATCH(CC1&CC2&CC3&CC8&CC12,$A$19:$A$31221&$H$19:$H$31221&$C$19:$C$31221&$E$19:$E$31221&$D$19:$D$31221,0))","v":0.85263157894736852},{"$f":"INDEX($L$19:$L$31221,MATCH(CC1&CC2&CC3&CC9&CC12,$A$19:$A$31221&$H$19:$H$31221&$C$19:$C$31221&$E$19:$E$31221&$D$19:$D$31221,0))","v":{"$error":"#N/A"}},{"$f":"INDEX($L$19:$L$31221,MATCH(CC1&CC2&CC3&CC10&CC12,$A$19:$A$31221&$H$19:$H$31221&$C$19:$C$31221&$E$19:$E$31221&$D$19:$D$31221,0))","v":{"$error":"#N/A"}},null,"Polynom",null,null,null,null,null,null,null,null,null,null,null,null,null,null,null,null,"Korrekturfaktor\nsensible Leistung",{"$f":"INDEX($L$19:$L$31221,MATCH(DC1&DC2&DC3&DC4&DC12,$A$19:$A$31221&$H$19:$H$31221&$C$19:$C$31221&$E$19:$E$31221&$D$19:$D$31221,0))","v":1},{"$f":"INDEX($L$19:$L$31221,MATCH(DC1&DC2&DC3&DC5&DC12,$A$19:$A$31221&$H$19:$H$31221&$C$19:$C$31221&$E$19:$E$31221&$D$19:$D$31221,0))","v":0.92920353982300896},{"$f":"INDEX($L$19:$L$31221,MATCH(DC1&DC2&DC3&DC6&DC12,$A$19:$A$31221&$H$19:$H$31221&$C$19:$C$31221&$E$19:$E$31221&$D$19:$D$31221,0))","v":0.91150442477876115},{"$f":"INDEX($L$19:$L$31221,MATCH(DC1&DC2&DC3&DC7&DC12,$A$19:$A$31221&$H$19:$H$31221&$C$19:$C$31221&$E$19:$E$31221&$D$19:$D$31221,0))","v":0.88495575221238942},{"$f":"INDEX($L$19:$L$31221,MATCH(DC1&DC2&DC3&DC8&DC12,$A$19:$A$31221&$H$19:$H$31221&$C$19:$C$31221&$E$19:$E$31221&$D$19:$D$31221,0))","v":0.81415929203539839},{"$f":"INDEX($L$19:$L$31221,MATCH(DC1&DC2&DC3&DC9&DC12,$A$19:$A$31221&$H$19:$H$31221&$C$19:$C$31221&$E$19:$E$31221&$D$19:$D$31221,0))","v":{"$error":"#N/A"}},{"$f":"INDEX($L$19:$L$31221,MATCH(DC1&DC2&DC3&DC10&DC12,$A$19:$A$31221&$H$19:$H$31221&$C$19:$C$31221&$E$19:$E$31221&$D$19:$D$31221,0))","v":{"$error":"#N/A"}},null,"Polynom"]
[null,null,null,null,null,null,null,null,"x=rel.Feuchte y=Korrektur Total",{"$f":"LINEST(K6:K9,J6:J9^{0,1},0,0)","v":2.6671352142170708E-2},0.24544241885282464,null,null,null,null,null,null,null,null,null,null,null,null,null,null,null,null,null,null,null,null,null,null,null,null,null,"x=rel.Feuchte y=Korrektur Total",{"$f":"LINEST(AM6:AM9,AL6:AL9^{0,1},0,0)","v":2.6046293960433307E-2},0.26170236880879666,null,null,null,null,null,null,null,null,null,null,null,null,null,null,null,null,null,null,null,null,null,null,"x=rel.Feuchte y=Korrektur Total",{"$f":"LINEST(BL6:BL9,BK6:BK9^{0,1},0,0)","v":2.5348861820985624E-2},0.25894391501327935,null,null,null,null,null,null,null,null,null,null,null,null,null,null,null,null,null,null,null,null,null,null,null,"x=rel.Feuchte y=Korrektur Total",{"$f":"LINEST(CL6:CL9,CK6:CK9^{0,1},0,0)","v":2.4740669499592735E-2},0.24539093398235426,null,null,null,null,null,null,null,null,null,null,null,null,null,null,null,null,null,null,null,null,null,null,null,"x=rel.Feuchte y=Korrektur Total",{"$f":"LINEST(DL6:DL9,DK6:DK9^{0,1},0,0)","v":2.4223662954461815E-2},0.23960304874929753]
[null,null,null,null,null,null,null,null,"exponent",2,1,0,0,null,null,null,null,null,null,null,null,null,null,null,null,null,null,null,null,null,null,null,null,null,null,null,null,2,1,0,0,null,null,null,null,null,null,null,null,null,null,null,null,null,null,null,null,null,null,null,null,null,2,1,0,0,null,null,null,null,null,null,null,null,null,null,null,null,null,null,null,null,null,null,null,null,null,null,2,1,0,0,null,null,null,null,null,null,null,null,null,null,null,null,null,null,null,null,null,null,null,null,null,null,2,1,0,0]
["Korrekturfaktor\n totale Leistung",{"$f":"IF(ISNA(B13),1,IF(J15*B11+K15<1,1,J15*B11+K15))","v":1.57901002596136},{"$f":"IF(B17<1,1,B17)","v":1.57901002596136},null,null,null,null,null,"x=rel.Feuchte y=Korrektur Sensibel",{"$f":"LINEST(M5:M9,L5:L9^{0,1,2},0,0)","v":-3.6252670539698215E-4},4.5602653546810944E-2,0,0,null,null,null,null,null,null,null,null,null,null,null,null,null,null,null,"Korrekturfaktor\n totale Leistung",{"$f":"IF(ISNA(AD13),1,IF(AL15*AD11+AM15<1,1,AL15*AD11+AM15))","v":1.564017066830462},{"$f":"IF(AD17<1,1,AD17)","v":1.564017066830462},null,null,null,null,null,"x=rel.Feuchte y=Korrektur Sensibel",{"$f":"LINEST(AO5:AO9,AN5:AN9^{0,1,2},0,0)","v":-4.1691186386876699E-7},-7.9017201006295211E-4,1.0229221672321407,0,null,null,null,null,null,null,null,null,null,null,null,null,"Korrekturfaktor\n totale Leistung",{"$f":"IF(ISNA(BC13),1,IF(BK15*BC11+BL15<1,1,BK15*BC11+BL15))","v":1.5263870060625604},{"$f":"IF(BC17<1,1,BC17)","v":1.5263870060625604},null,null,null,null,null,"x=rel.Feuchte y=Korrektur Sensibel",{"$f":"LINEST(BN5:BN9,BM5:BM9^{0,1,2},0,0)","v":1.0727034770632338E-5},-2.7241943887979731E-3,1.0701276709316998,0,null,null,null,null,null,null,null,null,null,null,null,null,null,"Korrekturfaktor\n totale Leistung",{"$f":"IF(ISNA(CC13),1,IF(CK15*CC11+CL15<1,1,CK15*CC11+CL15))","v":1.4824244089619911},{"$f":"IF(CC17<1,1,CC17)","v":1.4824244089619911},null,null,null,null,null,"x=rel.Feuchte y=Korrektur Sensibel",{"$f":"LINEST(CN5:CN9,CM5:CM9^{0,1,2},0,0)","v":9.17448156948106E-6},-3.3285467851714998E-3,1.0924791514997354,0,null,null,null,null,null,null,null,null,null,null,null,null,null,"Korrekturfaktor\n totale Leistung",{"$f":"IF(ISNA(DC13),1,IF(DK15*DC11+DL15<1,1,DK15*DC11+DL15))","v":1.4507861964723883},{"$f":"IF(DC17<1,1,DC17)","v":1.4507861964723883},null,null,null,null,null,"x=rel.Feuchte y=Korrektur Sensibel",{"$f":"LINEST(DN5:DN9,DM5:DM9^{0,1,2},0,0)","v":1.0724070498114039E-5},-4.0917890486635014E-3,1.1152480409794605,0]
["Korrekturfaktor\nsensible Leistung",{"$f":"IF(ISNA(B14),1,IF(J17*B11^J16+K17*B11^K16+L17*B11^L16+M17>1,1,J17*B11^J16+K17*B11^K16+L17*B11^L16+M17))","v":1},{"$f":"IF(OR(B18>1,B17=1),1,B18)","v":1},"wenn B17 größer 1 oder \nB16 =1 dann C17 = 1 sonst B17",null,null,null,null,"x=KorrekturTotal; y=rel.Feuchte",{"$f":"LINEST(J6:J9,K6:K9^{0,1},0,0)","v":37.492826677006576},-9.2012407910042331,null,null,null,null,null,null,null,null,null,null,null,null,null,null,null,null,null,"Korrekturfaktor\nsensible Leistung",{"$f":"IF(ISNA(AD14),1,IF(AL17*AD11^AL16+AM17*AD11^AM16+AN17*AD11^AN16+AO17>1,1,AL17*AD11^AL16+AM17*AD11^AM16+AN17*AD11^AN16+AO17))","v":0.9823712870693212},{"$f":"IF(OR(AD18>1,AD17=1),1,AD18)","v":0.9823712870693212},"wenn B17 größer 1 oder \nB16 =1 dann C17 = 1 sonst B17",null,null,null,null,"x=KorrekturTotal; y=rel.Feuchte",{"$f":"LINEST(AL6:AL9,AM6:AM9^{0,1},0,0)","v":38.390109890109898},-10.041208791208806,null,null,null,null,null,null,null,null,null,null,null,null,null,null,"Korrekturfaktor\nsensible Leistung",{"$f":"IF(ISNA(BC14),1,IF(BK17*BC11^BK16+BL17*BC11^BL16+BM17*BC11^BM16+BN17>1,1,BK17*BC11^BK16+BL17*BC11^BL16+BM17*BC11^BM16+BN17))","v":0.960735538418382},{"$f":"IF(OR(BC18>1,BC17=1),1,BC18)","v":0.960735538418382},"wenn B17 größer 1 oder \nB16 =1 dann C17 = 1 sonst B17",null,null,null,null,"x=KorrekturTotal; y=rel.Feuchte",{"$f":"LINEST(BK6:BK9,BL6:BL9^{0,1},0,0)","v":39.446799491309889},-10.209728698601143,null,null,null,null,null,null,null,null,null,null,null,null,null,null,null,"Korrekturfaktor\nsensible Leistung",{"$f":"IF(ISNA(CC14),1,IF(CK17*CC11^CK16+CL17*CC11^CL16+CM17*CC11^CM16+CN17>1,1,CK17*CC11^CK16+CL17*CC11^CL16+CM17*CC11^CM16+CN17))","v":0.94898801616486306},{"$f":"IF(OR(CC18>1,CC17=1),1,CC18)","v":0.94898801616486306},"wenn B17 größer 1 oder \nB16 =1 dann C17 = 1 sonst B17",null,null,null,null,"x=KorrekturTotal; y=rel.Feuchte",{"$f":"LINEST(CK6:CK9,CL6:CL9^{0,1},0,0)","v":40.418368380193741},-9.916731359908205,null,null,null,null,null,null,null,null,null,null,null,null,null,null,null,"Korrekturfaktor\nsensible Leistung",{"$f":"IF(ISNA(DC14),1,IF(DK17*DC11^DK16+DL17*DC11^DL16+DM17*DC11^DM16+DN17>1,1,DK17*DC11^DK16+DL17*DC11^DL16+DM17*DC11^DM16+DN17))","v":0.93746876479157049},{"$f":"IF(OR(DC18>1,DC17=1),1,DC18)","v":0.93746876479157049},"wenn B17 größer 1 oder \nB16 =1 dann C17 = 1 sonst B17",null,null,null,null,"x=KorrekturTotal; y=rel.Feuchte",{"$f":"LINEST(DK6:DK9,DL6:DL9^{0,1},0,0)","v":41.281106908222178},-9.8896575751543008]
[]
[]
["TWI [°C]","TWO [°C]","QA [m³/h]","TAI [°C]","UR [%]","PT [kW]","PS [kW]","m [kg/h]","Kondensat ja/nein","Total Basis (trocken)","Faktor Total","Faktor Sensibel"]
[3,4.5999999999999996,40,20,1,0.23,0.23,120,{"$f":"IF(F22<>G22,1,0)","v":0},{"$f":"IF(F22/G22=1,F22,J21)","v":0.23},{"$f":"F22/J22","v":1},{"$f":"G22/J22","v":1}]
[3,5.2,40,20,50,0.31,0.22,120,1,{"$f":"IF(F23/G23=1,F23,J22)","v":0.23},1.3478260869565217,{"$f":"G23/J23","v":0.9565217391304347}]
[3,5.5,40,20,60,0.36,0.22,120,1,{"$f":"IF(F24/G24=1,F24,J23)","v":0.23},1.5652173913043477,0.9565217391304347,null,"Volumenstrom","Korrekturfaktor\n totale Leistung","Korrekturfaktor\nsensible Leistung","Koeffizienten \nTotal","exponent","Koeffizienten \nSensibel","exponent"]
[3,5.9,40,20,70,0.4,0.22,120,1,{"$f":"IF(F25/G25=1,F25,J24)","v":0.23},1.7391304347826086,0.9565217391304347,null,{"$f":"B3","v":40},{"$f":"C17","v":1.57901002596136},{"$f":"C18","v":1},{"$f":"TRANSPOSE(LINEST(O25:O29,N25:N29^{0,1,2,3},0,0))","v":4.5522768552044779E-8},3,{"$f":"TRANSPOSE(LINEST(P25:P29,N25:N29^{0,1,2,3},0,0))","v":5.5147221360499365E-9},3,"a"]
[3,6.9,40,20,99,0.54,0.22,120,1,0.23,2.347826086956522,0.9565217391304347,null,{"$f":"AD3","v":80},{"$f":"AE17","v":1.564017066830462},{"$f":"AE18","v":0.9823712870693212},-1.8157082529186006E-5,2,-9.9837365146941451E-7,2,"b"]
[3,4,40,20,1,0.23,0.23,200,0,0.23,1,1,null,{"$f":"BC3","v":120},{"$f":"BD17","v":1.5263870060625604},{"$f":"BD18","v":0.960735538418382},1.2983715525171486E-3,1,-4.2474076164809898E-4,1,"c"]
[3,4.3,40,20,50,0.31,0.22,200,1,{"$f":"IF(F28/G28=1,F28,J27)","v":0.23},1.3478260869565217,0.9565217391304347,null,{"$f":"CC3","v":160},{"$f":"CD17","v":1.4824244089619911},{"$f":"CD18","v":0.94898801616486306},1.5531794336394791,0,1.0185705892006365,0,"d"]
[3,4.5,40,20,60,0.36,0.22,200,1,0.23,1.5652173913043477,0.9565217391304347,null,{"$f":"DC3","v":200},{"$f":"DD17","v":1.4507861964723883},{"$f":"DD18","v":0.93746876479157049},0,0,0,0,"e"]
[3,4.7,40,20,70,0.41,0.22,200,1,0.23,{"$f":"F30/J30","v":1.7826086956521738},0.9565217391304347]
[3,5.3,40,20,99,0.55000000000000004,0.22,200,1,{"$f":"IF(F31/G31=1,F31,J30)","v":0.23},{"$f":"F31/J31","v":2.3913043478260869},0.9565217391304347,null,"x",null,null,"Total",null,"Sensibel"]
[3,3.7,40,20,1,0.23,0.23,280,0,0.23,{"$f":"F32/J32","v":1},1,null,{"$f":"HFB!AD20","v":""},null,null,{"$f":"IF(Q$25*$N32^R$25+Q$26*$N32^R$26+Q$27*$N32^R$27+Q$28*$N32^R$28+Q$29*$N32^R$29<1,1,Q$25*$N32^R$25+Q$26*$N32^R$26+Q$27*$N32^R$27+Q$28*$N32^R$28+Q$29*$N32^R$29)","v":{"$error":"#VALUE!"}},null,{"$f":"IF(S$25*$N32^T$25+S$26*$N32^T$26+S$27*$N32^T$27+S$28*$N32^T$28+S$29*$N32^T$29>1,1,S$25*$N32^T$25+S$26*$N32^T$26+S$27*$N32^T$27+S$28*$N32^T$28+S$29*$N32^T$29)","v":{"$error":"#VALUE!"}},null,null,"BG630"]
[3,4,40,20,50,0.31,0.23,280,1,0.23,1.3478260869565217,1,null,{"$f":"HFB!AD21","v":163.90772437941965},null,null,{"$f":"IF(Q$25*$N33^R$25+Q$26*$N33^R$26+Q$27*$N33^R$27+Q$28*$N33^R$28+Q$29*$N33^R$29<1,1,Q$25*$N33^R$25+Q$26*$N33^R$26+Q$27*$N33^R$27+Q$28*$N33^R$28+Q$29*$N33^R$29)","v":1.4786486955906728},null,{"$f":"IF(S$25*$N33^T$25+S$26*$N33^T$26+S$27*$N33^T$27+S$28*$N33^T$28+S$29*$N33^T$29>1,1,S$25*$N33^T$25+S$26*$N33^T$26+S$27*$N33^T$27+S$28*$N33^T$28+S$29*$N33^T$29)","v":0.946414342014535},null,null,"BG630"]
[3,4.0999999999999996,40,20,60,0.36,0.22,280,1,0.23,1.5652173913043477,0.9565217391304347,null,{"$f":"HFB!AD22","v":133.53669548268749},null,null,{"$f":"IF(Q$25*$N34^R$25+Q$26*$N34^R$26+Q$27*$N34^R$27+Q$28*$N34^R$28+Q$29*$N34^R$29<1,1,Q$25*$N34^R$25+Q$26*$N34^R$26+Q$27*$N34^R$27+Q$28*$N34^R$28+Q$29*$N34^R$29)","v":1.5111820084707293},null,0.95718090133842337,null,null,"BG630"]
[3,4.2,40,20,70,0.41,0.22,280,1,0.23,1.7826086956521738,0.9565217391304347,null,{"$f":"HFB!AD23","v":110.93651978977272},null,null,1.5359102437452969,null,0.96669360369437951,null,null,"BG630"]
[3,4.7,40,20,99,0.55000000000000004,0.22,280,1,0.23,2.3913043478260869,0.9565217391304347,null,{"$f":"HFB!AD34","v":""},null,null,{"$error":"#VALUE!"},null,{"$error":"#VALUE!"},null,null,"BG800"]
[3,4.7,40,21,1,0.24,0.24,120,0,0.24,1,1,null,{"$f":"HFB!AD35","v":155.77738976247664},null,null,1.4869103651640458,null,0.94902513292017898,null,null,"BG800"]
[3,5.4,40,21,50,0.33,0.23,120,1,0.24,1.3750000000000002,0.95833333333333337,null,{"$f":"HFB!AD36","v":126.11163857251157},null,null,1.5194512356207897,null,0.96018842232629054,null,null,"BG800"]
[3,5.7,40,21,60,0.39,0.23,120,1,0.24,1.6250000000000002,0.95833333333333337,null,{"$f":"HFB!AD37","v":104.41974771361578},null,null,1.5426090581921208,null,0.96961224150568648,null,null,"BG800"]
[3,6.1,40,21,70,0.44,0.23,120,1,0.24,1.8333333333333335,0.95833333333333337,null,{"$f":"HFB!AD48","v":""},null,null,{"$error":"#VALUE!"},null,{"$error":"#VALUE!"},null,null,"BG1000"]
[3,7.2,40,21,99,0.57999999999999996,0.23,120,1,0.24,2.4166666666666665,0.95833333333333337,null,{"$f":"HFB!AD49","v":""},null,null,{"$error":"#VALUE!"},null,{"$error":"#VALUE!"},null,null,"BG1000"]
[3,4,40,21,1,0.24,0.24,200,0,0.24,1,1,null,{"$f":"HFB!AD50","v":168.82862669731423},null,null,1.4739104267727394,null,0.94494305606572293,null,null,"BG1000"]
[3,4.4000000000000004,40,21,50,0.34,0.24,200,1,0.24,1.4166666666666667,1,null,{"$f":"HFB!AD51","v":145.96353567057079},null,null,1.49741819218446,null,0.95245293122885122,null,null,"BG1000"]
[3,4.7,40,21,60,0.39,0.24,200,1,0.24,1.6250000000000002,1]
[3,4.9000000000000004,40,21,70,0.44,0.24,200,1,0.24,1.8333333333333335,1]
[3,5.5,40,21,99,0.59,0.23,200,1,0.24,2.4583333333333335,0.95833333333333337,null,{"$f":"CONCATENATE(E5,E6,B11, \" % relFeuchte; \",E8)","v":"6 °C Vorlauf; 280 kg/h Kühlwasser; 50 % relFeuchte; 26 °C Ansaugtemp; "}]
[3,3.7,40,21,1,0.24,0.24,280,0,0.24,1,1]
[3,4,40,21,50,0.34,0.24,280,1,0.24,1.4166666666666667,1]
[3,4.2,40,21,60,0.39,0.24,280,1,0.24,1.6250000000000002,1]
[3,4.4000000000000004,40,21,70,0.44,0.24,280,1,0.24,1.8333333333333335,1]
[3,4.8,40,21,99,0.59,0.23,280,1,0.24,2.4583333333333335,0.95833333333333337]
[3,4.8,40,22,1,0.25,0.25,120,0,0.25,1,1]
[3,5.6,40,22,50,0.36,0.25,120,1,0.25,1.44,1]
[3,6,40,22,60,0.42,0.25,120,1,0.25,1.68,1]
[3,6.4,40,22,70,0.47,0.24,120,1,0.25,1.88,0.96]
[3,7.5,40,22,99,0.63,0.24,120,1,0.25,2.52,0.96]
[3,4.0999999999999996,40,22,1,0.25,0.25,200,0,0.25,1,1]
[3,4.5999999999999996,40,22,50,0.37,0.25,200,1,0.25,1.48,1]
[3,4.8,40,22,60,0.42,0.25,200,1,0.25,1.68,1]
[3,5,40,22,70,0.48,0.25,200,1,0.25,1.92,1,null,null,null,null,null,null,null,null,null,null,null,null,null,null,null,null,null,null,null,null,null,null,null,null,null,null,null,null,null,null,4,3,2,1,0]
[3,5.7,40,22,99,0.63,0.24,200,1,0.25,2.52,0.96,null,null,null,null,null,null,null,null,null,null,null,null,null,null,null,null,null,null,null,null,null,null,null,null,null,null,null,null,null,null,2.3098985833020001E-8,-6.07620718899582E-6,5.7406363346773604E-4,-1.2212985053876601E-3,0.61172223999672903,null,"y = 0,00000002309898583302x4 - 0,00000607620718899582x3 + 0,00057406363346773600x2 - 0,00122129850538766000x + 0,61172223999672900000\nR² = 0,99999798376960600000",null,null,null,null,"R² = 0,99999798376960600000"]
[3,3.8,40,22,1,0.25,0.25,280,0,0.25,1,1,null,null,null,null,null,null,null,null,null,null,null,null,null,null,null,null,null,null,null,null,null,null,null,null,null,null,null,null,null,null,4,3,2,1,0,null,"y = 0,00000000219901325220x4 - 0,00000229974268309632x3 + 0,00052359233017303100x2 - 0,04991694757763310000x + 2,09643715232244000000\nR² = 0,99999052809959700000",null,null,null,null,"R² = 0,99999052809959700000"]
[3,4.0999999999999996,40,22,50,0.37,0.25,280,1,0.25,1.48,1,null,null,null,null,null,null,null,null,null,null,null,null,null,null,null,null,null,null,null,null,null,null,null,null,null,null,null,null,null,null,2.1990132522000002E-9,-2.2997426830963201E-6,5.2359233017303098E-4,-4.9916947577633097E-2,2.0964371523224399]
[3,4.3,40,22,60,0.42,0.25,280,1,0.25,1.68,1]
[3,4.5,40,22,70,0.48,0.25,280,1,0.25,1.92,1]
[3,4.9000000000000004,40,22,99,0.64,0.25,280,1,0.25,2.56,1]
[3,4.9000000000000004,40,23,1,0.26,0.26,120,0,0.26,1,1]
[3,5.8,40,23,50,0.39,0.26,120,1,0.26,1.5,1]
[3,6.2,40,23,60,0.45,0.26,120,1,0.26,1.7307692307692308,1]
[3,6.6,40,23,70,0.51,0.26,120,1,0.26,1.9615384615384615,1]
[3,7.8,40,23,99,0.67,0.25,120,1,0.26,2.5769230769230771,0.96153846153846145]
[3,4.0999999999999996,40,23,1,0.27,0.27,200,0,0.27,1,1]
[3,4.7,40,23,50,0.4,0.26,200,1,0.27,1.4814814814814814,0.96296296296296291]
[3,4.9000000000000004,40,23,60,0.45,0.26,200,1,0.27,1.6666666666666665,0.96296296296296291]
[3,5.2,40,23,70,0.51,0.26,200,1,0.27,1.8888888888888888,0.96296296296296291]
[3,5.9,40,23,99,0.68,0.26,200,1,0.27,2.5185185185185186,0.96296296296296291]
[3,3.8,40,23,1,0.27,0.27,280,0,0.27,1,1]
[3,4.2,40,23,50,0.4,0.26,280,1,0.27,1.4814814814814814,0.96296296296296291]
[3,4.4000000000000004,40,23,60,0.45,0.26,280,1,0.27,1.6666666666666665,0.96296296296296291]
[3,4.5999999999999996,40,23,70,0.51,0.26,280,1,0.27,1.8888888888888888,0.96296296296296291]
[3,5.0999999999999996,40,23,99,0.68,0.26,280,1,0.27,2.5185185185185186,0.96296296296296291]
[3,5,40,24,1,0.28000000000000003,0.28000000000000003,120,0,0.28000000000000003,1,1]
[3,6,40,24,50,0.42,0.27,120,1,0.28000000000000003,1.4999999999999998,0.9642857142857143]
[3,6.4,40,24,60,0.48,0.27,120,1,0.28000000000000003,1.714285714285714,0.9642857142857143]
[3,6.9,40,24,70,0.54,0.27,120,1,0.28000000000000003,1.9285714285714286,0.9642857142857143]
[3,8.1,40,24,99,0.72,0.26,120,{"$f":"IF(F86<>G86,1,0)","v":1},0.28000000000000003,{"$f":"F86/J86","v":2.5714285714285712},0.92857142857142849]
[3,4.2,40,24,1,0.28000000000000003,0.28000000000000003,200,0,0.28000000000000003,1,{"$f":"G87/J87","v":1}]
[3,4.8,40,24,50,0.43,0.27,200,1,0.28000000000000003,1.5357142857142856,0.9642857142857143]
[3,5.0999999999999996,40,24,60,0.49,0.27,200,1,{"$f":"IF(F89/G89=1,F89,J88)","v":0.28000000000000003},1.7499999999999998,0.9642857142857143]
[3,5.3,40,24,70,0.55000000000000004,0.27,200,1,0.28000000000000003,1.9642857142857142,0.9642857142857143]
[3,6.1,40,24,99,0.72,0.27,200,1,0.28000000000000003,2.5714285714285712,0.9642857142857143]
[3,3.8,40,24,1,0.28000000000000003,0.28000000000000003,280,0,0.28000000000000003,1,1]
[3,4.3,40,24,50,0.43,0.27,280,1,0.28000000000000003,1.5357142857142856,0.9642857142857143]
[3,4.5,40,24,60,0.49,0.27,280,1,0.28000000000000003,1.7499999999999998,0.9642857142857143]
[3,4.7,40,24,70,0.55000000000000004,0.27,280,1,0.28000000000000003,1.9642857142857142,0.9642857142857143]
[3,5.2,40,24,99,0.73,0.27,280,1,0.28000000000000003,2.6071428571428568,0.9642857142857143]
[3,5.0999999999999996,40,25,1,0.28999999999999998,0.28999999999999998,120,0,0.28999999999999998,1,1]
[3,6.2,40,25,50,0.45,0.28000000000000003,120,1,0.28999999999999998,1.5517241379310347,0.9655172413793105]
[3,6.7,40,25,60,0.51,0.28000000000000003,120,1,0.28999999999999998,1.7586206896551726,0.9655172413793105]
[3,7.1,40,25,70,0.57999999999999996,0.28000000000000003,120,1,0.28999999999999998,2,0.9655172413793105]
[3,8.5,40,25,99,0.76,0.28000000000000003,120,1,0.28999999999999998,2.6206896551724141,0.9655172413793105]
[3,4.2,40,25,1,0.28999999999999998,0.28999999999999998,200,0,0.28999999999999998,1,1]
[3,5,40,25,50,0.46,0.28000000000000003,200,1,0.28999999999999998,1.5862068965517244,0.9655172413793105]
[3,5.2,40,25,60,0.52,0.28000000000000003,200,1,0.28999999999999998,1.7931034482758623,0.9655172413793105]
[3,5.5,40,25,70,0.59,0.28000000000000003,200,1,0.28999999999999998,2.0344827586206895,0.9655172413793105]
[3,6.3,40,25,99,0.77,0.28000000000000003,200,1,0.28999999999999998,2.6551724137931036,0.9655172413793105]
[3,3.9,40,25,1,0.28999999999999998,0.28999999999999998,280,0,0.28999999999999998,1,1]
[3,4.4000000000000004,40,25,50,0.46,0.28999999999999998,280,1,0.28999999999999998,1.5862068965517244,1]
[3,4.5999999999999996,40,25,60,0.52,0.28000000000000003,280,1,0.28999999999999998,1.7931034482758623,0.9655172413793105]
[3,4.8,40,25,70,0.59,0.28000000000000003,280,1,0.28999999999999998,2.0344827586206895,0.9655172413793105]
[3,5.4,40,25,99,0.78,0.28000000000000003,280,1,0.28999999999999998,2.6896551724137936,0.9655172413793105]
[3,5.0999999999999996,40,26,1,0.3,0.3,120,0,0.3,1,1]
[3,6.4,40,26,50,0.48,0.28999999999999998,120,1,0.3,1.6,0.96666666666666667]
[3,6.9,40,26,60,0.55000000000000004,0.28999999999999998,120,1,0.3,1.8333333333333335,0.96666666666666667]
[3,7.4,40,26,70,0.62,0.28999999999999998,120,1,0.3,2.0666666666666669,0.96666666666666667]
[3,8.8000000000000007,40,26,99,0.81,0.28999999999999998,120,1,0.3,2.7,0.96666666666666667]
[3,4.3,40,26,1,0.3,0.3,200,0,0.3,1,1]
[3,5.0999999999999996,40,26,50,0.49,0.3,200,1,0.3,1.6333333333333333,1]
[3,5.4,40,26,60,0.56000000000000005,0.3,200,1,0.3,1.8666666666666669,1]
[3,5.7,40,26,70,0.62,0.28999999999999998,200,1,0.3,2.0666666666666669,0.96666666666666667]
[3,6.5,40,26,99,0.82,0.28999999999999998,200,1,0.3,2.7333333333333334,0.96666666666666667]
[3,3.9,40,26,1,0.3,0.3,280,0,0.3,1,1]
[3,4.5,40,26,50,0.49,0.3,280,1,0.3,1.6333333333333333,1]
[3,4.7,40,26,60,0.56000000000000005,0.3,280,1,0.3,1.8666666666666669,1]
[3,4.9000000000000004,40,26,70,0.63,0.28999999999999998,280,1,0.3,2.1,0.96666666666666667]
[3,5.5,40,26,99,0.82,0.28999999999999998,280,1,0.3,2.7333333333333334,0.96666666666666667]
[3,5.2,40,27,1,0.31,0.31,120,0,0.31,1,1]
[3,6.7,40,27,50,0.51,0.31,120,1,0.31,1.6451612903225807,1]
[3,7.2,40,27,60,0.57999999999999996,0.3,120,1,0.31,1.8709677419354838,0.96774193548387089]
[3,7.7,40,27,70,0.66,0.3,120,1,0.31,2.1290322580645165,0.96774193548387089]
[3,9.1999999999999993,40,27,99,0.86,0.3,120,1,0.31,2.7741935483870965,0.96774193548387089]
[3,4.3,40,27,1,0.31,0.31,200,0,0.31,1,1]
[3,5.2,40,27,50,0.52,0.31,200,1,0.31,1.6774193548387097,1]
[3,5.5,40,27,60,0.59,0.31,200,1,0.31,1.9032258064516128,1]
[3,5.8,40,27,70,0.66,0.31,200,1,0.31,2.1290322580645165,1]
[3,6.7,40,27,99,0.87,0.3,200,1,0.31,2.806451612903226,0.96774193548387089]
[3,4,40,27,1,0.31,0.31,280,0,0.31,1,1]
[3,4.5999999999999996,40,27,50,0.52,0.31,280,1,0.31,1.6774193548387097,1]
[3,4.8,40,27,60,0.59,0.31,280,1,0.31,1.9032258064516128,1]
[3,5,40,27,70,0.67,0.31,280,1,0.31,2.1612903225806455,1]
[3,5.7,40,27,99,0.88,0.3,280,1,0.31,2.838709677419355,0.96774193548387089]
[3,5.3,40,28,1,0.33,0.33,120,0,0.33,1,1]
[3,6.9,40,28,50,0.55000000000000004,0.32,120,1,0.33,1.6666666666666667,0.96969696969696972]
[3,7.4,40,28,60,0.62,0.31,120,1,0.33,1.8787878787878787,0.93939393939393934]
[3,8,40,28,70,0.7,0.31,120,1,0.33,2.1212121212121211,0.93939393939393934]
[3,9.6,40,28,99,0.92,0.31,120,1,0.33,2.7878787878787881,0.93939393939393934]
[3,4.4000000000000004,40,28,1,0.33,0.33,200,0,0.33,1,1]
[3,5.4,40,28,50,0.55000000000000004,0.32,200,1,0.33,1.6666666666666667,0.96969696969696972]
[3,5.7,40,28,60,0.63,0.32,200,1,0.33,1.9090909090909089,0.96969696969696972]
[3,6,40,28,70,0.71,0.32,200,{"$f":"IF(F150<>G150,1,0)","v":1},0.33,{"$f":"F150/J150","v":2.1515151515151514},0.96969696969696972]
[3,7,40,28,99,0.93,0.31,200,1,0.33,2.8181818181818183,{"$f":"G151/J151","v":0.93939393939393934}]
[3,4,40,28,1,0.33,0.33,280,0,0.33,1,1]
[3,4.7,40,28,50,0.55000000000000004,0.32,280,1,{"$f":"IF(F153/G153=1,F153,J152)","v":0.33},1.6666666666666667,0.96969696969696972]
[3,4.9000000000000004,40,28,60,0.63,0.32,280,1,0.33,1.9090909090909089,0.96969696969696972]
[3,5.2,40,28,70,0.71,0.32,280,1,0.33,2.1515151515151514,0.96969696969696972]
[3,5.8,40,28,99,0.93,0.31,280,1,0.33,2.8181818181818183,0.93939393939393934]
[3,5.4,40,29,1,0.34,0.34,120,0,0.34,1,1]
[3,7.1,40,29,50,0.57999999999999996,0.33,120,1,0.34,1.7058823529411762,0.97058823529411764]
[3,7.7,40,29,60,0.66,0.33,120,1,0.34,1.9411764705882353,0.97058823529411764]
[3,8.3000000000000007,40,29,70,0.74,0.32,120,1,0.34,2.1764705882352939,0.94117647058823528]
[3,9.9,40,29,99,0.97,0.32,120,1,0.34,2.8529411764705879,0.94117647058823528]
[3,4.4000000000000004,40,29,1,0.34,0.34,200,0,0.34,1,1]
[3,5.5,40,29,50,0.59,0.33,200,1,0.34,1.7352941176470587,0.97058823529411764]
[3,5.9,40,29,60,0.67,0.33,200,1,0.34,1.9705882352941175,0.97058823529411764]
[3,6.2,40,29,70,0.75,0.33,200,1,0.34,2.2058823529411762,0.97058823529411764]
[3,7.2,40,29,99,0.98,0.32,200,1,0.34,2.8823529411764701,0.94117647058823528]
[3,4,40,29,1,0.34,0.34,280,0,0.34,1,1]
[3,4.8,40,29,50,0.59,0.33,280,1,0.34,1.7352941176470587,0.97058823529411764]
[3,5,40,29,60,0.67,0.33,280,1,0.34,1.9705882352941175,0.97058823529411764]
[3,5.3,40,29,70,0.75,0.33,280,1,0.34,2.2058823529411762,0.97058823529411764]
[3,6,40,29,99,0.98,0.32,280,1,0.34,2.8823529411764701,0.94117647058823528]
[3,5.5,40,30,1,0.35,0.35,120,0,0.35,1,1]
[3,7.4,40,30,50,0.61,0.34,120,1,0.35,1.7428571428571429,0.97142857142857153]
[3,8,40,30,60,0.7,0.34,120,1,0.35,2,0.97142857142857153]
[3,8.6,40,30,70,0.78,0.33,120,1,0.35,2.2285714285714286,0.94285714285714295]
[3,10.4,40,30,99,1.03,0.33,120,1,0.35,2.9428571428571431,0.94285714285714295]
[3,4.5,40,30,1,0.35,0.35,200,0,0.35,1,1]
[3,5.7,40,30,50,0.62,0.34,200,1,0.35,1.7714285714285716,0.97142857142857153]
[3,6,40,30,60,0.71,0.34,200,1,0.35,2.0285714285714285,0.97142857142857153]
[3,6.4,40,30,70,0.79,0.34,200,1,0.35,2.2571428571428576,0.97142857142857153]
[3,7.5,40,30,99,1.04,0.33,200,1,0.35,2.9714285714285715,0.94285714285714295]
[3,4.0999999999999996,40,30,1,0.35,0.35,280,0,0.35,1,1]
[3,4.9000000000000004,40,30,50,0.62,0.34,280,1,0.35,1.7714285714285716,0.97142857142857153]
[3,5.2,40,30,60,0.71,0.34,280,1,0.35,2.0285714285714285,0.97142857142857153]
[3,5.4,40,30,70,0.79,0.34,280,1,0.35,2.2571428571428576,0.97142857142857153]
[3,6.2,40,30,99,1.04,0.33,280,1,0.35,2.9714285714285715,0.94285714285714295]
[3,5.6,40,31,1,0.36,0.36,120,0,0.36,1,1]
[3,7.6,40,31,50,0.65,0.35,120,1,0.36,1.8055555555555556,0.97222222222222221]
[3,8.3000000000000007,40,31,60,0.74,0.35,120,1,0.36,2.0555555555555558,0.97222222222222221]
[3,8.9,40,31,70,0.83,0.35,120,1,0.36,2.3055555555555554,0.97222222222222221]
[3,10.8,40,31,99,1.0900000000000001,0.34,120,1,0.36,3.0277777777777781,0.94444444444444453]
[3,4.5,40,31,1,0.36,0.36,200,0,0.36,1,1]
[3,5.8,40,31,50,0.66,0.35,200,1,0.36,1.8333333333333335,0.97222222222222221]
[3,6.2,40,31,60,0.75,0.35,200,1,0.36,2.0833333333333335,0.97222222222222221]
[3,6.6,40,31,70,0.84,0.35,200,1,0.36,2.3333333333333335,0.97222222222222221]
[3,7.7,40,31,99,1.1000000000000001,0.34,200,1,0.36,3.0555555555555558,0.94444444444444453]
[3,4.0999999999999996,40,31,1,0.36,0.36,280,0,0.36,1,1]
[3,5,40,31,50,0.66,0.35,280,1,0.36,1.8333333333333335,0.97222222222222221]
[3,5.3,40,31,60,0.75,0.35,280,1,0.36,2.0833333333333335,0.97222222222222221]
[3,5.6,40,31,70,0.84,0.35,280,1,0.36,2.3333333333333335,0.97222222222222221]
[3,6.4,40,31,99,1.1000000000000001,0.35,280,1,0.36,3.0555555555555558,0.97222222222222221]
[3,5.7,40,32,1,0.37,0.37,120,0,0.37,1,1]
[3,7.9,40,32,50,0.69,0.36,120,1,0.37,1.8648648648648647,0.97297297297297292]
[3,8.6,40,32,60,0.78,0.36,120,1,0.37,2.1081081081081083,0.97297297297297292]
[3,9.3000000000000007,40,32,70,0.88,0.36,120,1,0.37,2.3783783783783785,0.97297297297297292]
[3,11.2,40,32,99,1.1499999999999999,0.35,120,1,0.37,3.1081081081081079,0.94594594594594594]
[3,4.5999999999999996,40,32,1,0.37,0.37,200,0,0.37,1,1]
[3,6,40,32,50,0.69,0.36,200,1,0.37,1.8648648648648647,0.97297297297297292]
[3,6.4,40,32,60,0.79,0.36,200,1,0.37,2.1351351351351351,0.97297297297297292]
[3,6.8,40,32,70,0.88,0.36,200,1,0.37,2.3783783783783785,0.97297297297297292]
[3,8,40,32,99,1.1599999999999999,0.35,200,1,0.37,3.1351351351351351,0.94594594594594594]
[3,4.0999999999999996,40,32,1,0.37,0.37,280,0,0.37,1,1]
[3,5.0999999999999996,40,32,50,0.7,0.36,280,1,0.37,1.8918918918918919,0.97297297297297292]
[3,5.4,40,32,60,0.79,0.36,280,{"$f":"IF(F214<>G214,1,0)","v":1},0.37,{"$f":"F214/J214","v":2.1351351351351351},0.97297297297297292]
[3,5.7,40,32,70,0.89,0.36,280,1,0.37,2.4054054054054053,{"$f":"G215/J215","v":0.97297297297297292}]
[3,6.6,40,32,99,1.1599999999999999,0.36,280,1,0.37,3.1351351351351351,0.97297297297297292]
[3,5.4,60,20,1,0.33,0.33,120,0,{"$f":"IF(F217/G217=1,F217,J216)","v":0.33},1,1]
[3,6.1,60,20,50,0.44,0.32,120,1,0.33,1.3333333333333333,0.96969696969696972]
[3,6.6,60,20,60,0.51,0.32,120,1,0.33,1.5454545454545454,0.96969696969696972]
[3,7.1,60,20,70,0.57999999999999996,0.32,120,1,0.33,1.7575757575757573,0.96969696969696972]
[3,8.6,60,20,99,0.78,0.31,120,1,0.33,2.3636363636363638,0.93939393939393934]
[3,4.4000000000000004,60,20,1,0.34,0.34,200,0,0.34,1,1]
[3,5,60,20,50,0.46,0.33,200,1,0.34,1.3529411764705881,0.97058823529411764]
[3,5.3,60,20,60,0.53,0.33,200,1,0.34,1.5588235294117647,0.97058823529411764]
[3,5.6,60,20,70,0.6,0.33,200,1,0.34,1.7647058823529409,0.97058823529411764]
[3,6.5,60,20,99,0.81,0.32,200,1,0.34,2.3823529411764706,0.94117647058823528]
[3,4,60,20,1,0.34,0.34,280,0,0.34,1,1]
[3,4.4000000000000004,60,20,50,0.46,0.33,280,1,0.34,1.3529411764705881,0.97058823529411764]
[3,4.5999999999999996,60,20,60,0.53,0.33,280,1,0.34,1.5588235294117647,0.97058823529411764]
[3,4.8,60,20,70,0.6,0.33,280,1,0.34,1.7647058823529409,0.97058823529411764]
[3,5.5,60,20,99,0.81,0.33,280,1,0.34,2.3823529411764706,0.97058823529411764]
[3,5.5,60,21,1,0.35,0.35,120,0,0.35,1,1]
[3,6.4,60,21,50,0.48,0.34,120,1,0.35,1.3714285714285714,0.97142857142857153]
[3,6.9,60,21,60,0.55000000000000004,0.34,120,1,0.35,1.5714285714285716,0.97142857142857153]
[3,7.5,60,21,70,0.63,0.33,120,1,0.35,1.8,0.94285714285714295]
[3,9,60,21,99,0.84,0.33,120,1,0.35,2.4,0.94285714285714295]
[3,4.5,60,21,1,0.36,0.36,200,0,0.36,1,1]
[3,5.0999999999999996,60,21,50,0.5,0.35,200,1,0.36,1.3888888888888888,0.97222222222222221]
[3,5.5,60,21,60,0.56999999999999995,0.35,200,1,0.36,1.5833333333333333,0.97222222222222221]
[3,5.8,60,21,70,0.65,0.35,200,1,0.36,1.8055555555555556,0.97222222222222221]
[3,6.7,60,21,99,0.87,0.34,200,1,0.36,2.416666666666667,0.94444444444444453]
[3,4.0999999999999996,60,21,1,0.36,0.36,280,0,0.36,1,1]
[3,4.5,60,21,50,0.5,0.35,280,1,0.36,1.3888888888888888,0.97222222222222221]
[3,4.8,60,21,60,0.57999999999999996,0.35,280,1,0.36,1.6111111111111112,0.97222222222222221]
[3,5,60,21,70,0.65,0.35,280,1,0.36,1.8055555555555556,0.97222222222222221]
[3,5.7,60,21,99,0.88,0.34,280,1,0.36,2.4444444444444446,0.94444444444444453]
[3,5.6,60,22,1,0.37,0.37,120,0,0.37,1,1]
[3,6.7,60,22,50,0.52,0.36,120,1,0.37,1.4054054054054055,0.97297297297297292]
[3,7.3,60,22,60,0.6,0.35,120,1,0.37,1.6216216216216215,0.94594594594594594]
[3,7.8,60,22,70,0.68,0.35,120,1,0.37,1.8378378378378379,0.94594594594594594]
[3,9.4,60,22,99,0.9,0.34,120,1,0.37,2.4324324324324325,0.91891891891891897]
[3,4.5999999999999996,60,22,1,0.37,0.37,200,0,0.37,1,1]
[3,5.3,60,22,50,0.54,0.37,200,1,0.37,1.4594594594594597,1]
[3,5.7,60,22,60,0.62,0.37,200,1,0.37,1.6756756756756757,1]
[3,6,60,22,70,0.7,0.36,200,1,0.37,1.8918918918918919,0.97297297297297292]
[3,7,60,22,99,0.93,0.36,200,1,0.37,2.5135135135135136,0.97297297297297292]
[3,4.0999999999999996,60,22,1,0.38,0.38,280,0,0.38,1,1]
[3,4.7,60,22,50,0.54,0.37,280,1,0.38,1.4210526315789473,0.97368421052631582]
[3,4.9000000000000004,60,22,60,0.62,0.37,280,1,0.38,1.631578947368421,0.97368421052631582]
[3,5.2,60,22,70,0.71,0.37,280,1,0.38,1.8684210526315788,0.97368421052631582]
[3,5.9,60,22,99,0.94,0.36,280,1,0.38,2.4736842105263155,0.94736842105263153]
[3,5.8,60,23,1,0.39,0.39,120,0,0.39,1,1]
[3,7,60,23,50,0.56000000000000005,0.37,120,1,0.39,1.4358974358974359,0.94871794871794868]
[3,7.6,60,23,60,0.64,0.37,120,1,0.39,1.641025641025641,0.94871794871794868]
[3,8.1999999999999993,60,23,70,0.73,0.37,120,1,0.39,1.8717948717948716,0.94871794871794868]
[3,9.9,60,23,99,0.97,0.36,120,1,0.39,2.4871794871794872,0.92307692307692302]
[3,4.7,60,23,1,0.39,0.39,200,0,0.39,1,1]
[3,5.5,60,23,50,0.57999999999999996,0.38,200,1,0.39,1.487179487179487,0.97435897435897434]
[3,5.9,60,23,60,0.67,0.38,200,1,0.39,1.7179487179487181,0.97435897435897434]
[3,6.2,60,23,70,0.75,0.38,200,1,0.39,1.9230769230769229,0.97435897435897434]
[3,7.3,60,23,99,1,0.37,200,1,0.39,2.5641025641025639,0.94871794871794868]
[3,4.2,60,23,1,0.39,0.39,280,0,0.39,1,1]
[3,4.8,60,23,50,0.59,0.39,280,1,0.39,1.5128205128205128,1]
[3,5.0999999999999996,60,23,60,0.67,0.39,280,1,0.39,1.7179487179487181,1]
[3,5.3,60,23,70,0.76,0.38,280,1,0.39,1.9487179487179487,0.97435897435897434]
[3,6.1,60,23,99,1.01,0.38,280,1,0.39,2.5897435897435899,0.97435897435897434]
[3,5.9,60,24,1,0.41,0.41,120,0,0.41,1,1]
[3,7.3,60,24,50,0.6,0.39,120,{"$f":"IF(F278<>G278,1,0)","v":1},0.41,{"$f":"F278/J278","v":1.4634146341463414},0.95121951219512202]
[3,7.9,60,24,60,0.69,0.39,120,1,0.41,1.6829268292682926,{"$f":"G279/J279","v":0.95121951219512202}]
[3,8.6,60,24,70,0.78,0.38,120,1,0.41,1.902439024390244,0.92682926829268297]
[3,10.4,60,24,99,1.03,0.37,120,1,{"$f":"IF(F281/G281=1,F281,J280)","v":0.41},2.5121951219512195,0.90243902439024393]
[3,4.8,60,24,1,0.41,0.41,200,0,0.41,1,1]
[3,5.7,60,24,50,0.63,0.4,200,1,0.41,1.5365853658536586,0.97560975609756106]
[3,6.1,60,24,60,0.72,0.4,200,1,0.41,1.7560975609756098,0.97560975609756106]
[3,6.4,60,24,70,0.8,0.4,200,1,0.41,1.9512195121951221,0.97560975609756106]
[3,7.6,60,24,99,1.07,0.39,200,1,0.41,2.6097560975609757,0.95121951219512202]
[3,4.3,60,24,1,0.41,0.41,280,0,0.41,1,1]
[3,4.9000000000000004,60,24,50,0.63,0.41,280,1,0.41,1.5365853658536586,1]
[3,5.2,60,24,60,0.72,0.4,280,1,0.41,1.7560975609756098,0.97560975609756106]
[3,5.5,60,24,70,0.81,0.4,280,1,0.41,1.9756097560975612,0.97560975609756106]
[3,6.3,60,24,99,1.08,0.4,280,1,0.41,2.6341463414634148,0.97560975609756106]
[3,6,60,25,1,0.43,0.43,120,0,0.43,1,1]
[3,7.6,60,25,50,0.65,0.41,120,1,0.43,1.5116279069767442,0.95348837209302317]
[3,8.3000000000000007,60,25,60,0.74,0.4,120,1,0.43,1.7209302325581395,0.93023255813953498]
[3,9,60,25,70,0.83,0.4,120,1,0.43,1.9302325581395348,0.93023255813953498]
[3,10.9,60,25,99,1.1000000000000001,0.39,120,1,0.43,2.558139534883721,0.90697674418604657]
[3,4.8,60,25,1,0.43,0.43,200,0,0.43,1,1]
[3,5.9,60,25,50,0.67,0.42,200,1,0.43,1.558139534883721,0.97674418604651159]
[3,6.3,60,25,60,0.77,0.42,200,1,0.43,1.7906976744186047,0.97674418604651159]
[3,6.7,60,25,70,0.86,0.41,200,1,0.43,2,0.95348837209302317]
[3,7.9,60,25,99,1.1399999999999999,0.41,200,1,0.43,2.6511627906976742,0.95348837209302317]
[3,4.3,60,25,1,0.43,0.43,280,0,0.43,1,1]
[3,5.0999999999999996,60,25,50,0.68,0.42,280,1,0.43,1.5813953488372094,0.97674418604651159]
[3,5.4,60,25,60,0.77,0.42,280,1,0.43,1.7906976744186047,0.97674418604651159]
[3,5.7,60,25,70,0.87,0.42,280,1,0.43,2.0232558139534884,0.97674418604651159]
[3,6.5,60,25,99,1.1499999999999999,0.41,280,1,0.43,2.6744186046511627,0.95348837209302317]
[3,6.2,60,26,1,0.44,0.44,120,0,0.44,1,1]
[3,8,60,26,50,0.69,0.42,120,1,0.44,1.5681818181818181,0.95454545454545447]
[3,8.6,60,26,60,0.79,0.42,120,1,0.44,1.7954545454545456,0.95454545454545447]
[3,9.4,60,26,70,0.89,0.42,120,1,0.44,2.0227272727272729,0.95454545454545447]
[3,11.4,60,26,99,1.17,0.4,120,1,0.44,2.6590909090909087,0.90909090909090917]
[3,4.9000000000000004,60,26,1,0.45,0.45,200,0,0.45,1,1]
[3,6.1,60,26,50,0.72,0.44,200,1,0.45,1.5999999999999999,0.97777777777777775]
[3,6.5,60,26,60,0.82,0.43,200,1,0.45,1.822222222222222,0.95555555555555549]
[3,6.9,60,26,70,0.92,0.43,200,1,0.45,2.0444444444444443,0.95555555555555549]
[3,8.1999999999999993,60,26,99,1.21,0.42,200,1,0.45,2.6888888888888887,0.93333333333333324]
[3,4.4000000000000004,60,26,1,0.45,0.45,280,0,0.45,1,1]
[3,5.2,60,26,50,0.72,0.44,280,1,0.45,1.5999999999999999,0.97777777777777775]
[3,5.5,60,26,60,0.82,0.44,280,1,0.45,1.822222222222222,0.97777777777777775]
[3,5.8,60,26,70,0.93,0.44,280,1,0.45,2.0666666666666669,0.97777777777777775]
[3,6.7,60,26,99,1.22,0.43,280,1,0.45,2.7111111111111108,0.95555555555555549]
[3,6.3,60,27,1,0.46,0.46,120,0,0.46,1,1]
[3,8.3000000000000007,60,27,50,0.74,0.44,120,1,0.46,1.6086956521739129,0.9565217391304347]
[3,9,60,27,60,0.84,0.44,120,1,0.46,1.826086956521739,0.9565217391304347]
[3,9.8000000000000007,60,27,70,0.95,0.43,120,1,0.46,2.0652173913043477,0.93478260869565211]
[3,11.9,60,27,99,1.25,0.42,120,1,0.46,2.7173913043478262,0.91304347826086951]
[3,5,60,27,1,0.47,0.47,200,0,0.47,1,1]
[3,6.3,60,27,50,0.76,0.45,200,1,0.47,1.6170212765957448,0.95744680851063835]
[3,6.7,60,27,60,0.87,0.45,200,1,0.47,1.8510638297872342,0.95744680851063835]
[3,7.2,60,27,70,0.98,0.45,200,1,0.47,2.0851063829787235,0.95744680851063835]
[3,8.5,60,27,99,1.29,0.44,200,1,0.47,2.7446808510638299,0.93617021276595747]
[3,4.4000000000000004,60,27,1,0.47,0.47,280,0,0.47,1,1]
[3,5.4,60,27,50,0.77,0.46,280,1,0.47,1.6382978723404256,0.97872340425531923]
[3,5.7,60,27,60,0.88,0.45,280,1,0.47,1.8723404255319149,0.95744680851063835]
[3,6,60,27,70,0.99,0.45,280,1,0.47,2.1063829787234045,0.95744680851063835]
[3,7,60,27,99,1.3,0.45,280,1,0.47,2.7659574468085109,0.95744680851063835]
[3,6.4,60,28,1,0.48,0.48,120,0,0.48,1,1]
[3,8.6,60,28,50,0.79,0.46,120,1,0.48,1.6458333333333335,0.95833333333333337]
[3,9.4,60,28,60,0.9,0.45,120,1,0.48,1.8750000000000002,0.93750000000000011]
[3,10.199999999999999,60,28,70,1.01,0.45,120,1,0.48,2.104166666666667,0.93750000000000011]
[3,12.5,60,28,99,1.33,0.43,120,1,0.48,2.7708333333333335,0.89583333333333337]
[3,5.0999999999999996,60,28,1,0.48,0.48,200,{"$f":"IF(F342<>G342,1,0)","v":0},0.48,{"$f":"F342/J342","v":1},1]
[3,6.5,60,28,50,0.81,0.47,200,1,0.48,1.6875000000000002,{"$f":"G343/J343","v":0.97916666666666663}]
[3,7,60,28,60,0.93,0.47,200,1,0.48,1.9375000000000002,0.97916666666666663]
[3,7.4,60,28,70,1.04,0.46,200,1,{"$f":"IF(F345/G345=1,F345,J344)","v":0.48},2.166666666666667,0.95833333333333337]
[3,8.9,60,28,99,1.37,0.46,200,1,0.48,2.854166666666667,0.95833333333333337]
[3,4.5,60,28,1,0.49,0.49,280,0,0.49,1,1]
[3,5.5,60,28,50,0.82,0.47,280,1,0.49,1.6734693877551019,0.95918367346938771]
[3,5.9,60,28,60,0.93,0.47,280,1,0.49,1.8979591836734695,0.95918367346938771]
[3,6.2,60,28,70,1.05,0.47,280,1,0.49,2.1428571428571428,0.95918367346938771]
[3,7.2,60,28,99,1.38,0.46,280,1,0.49,2.8163265306122449,0.93877551020408168]
[3,6.5,60,29,1,0.5,0.5,120,0,0.5,1,1]
[3,9,60,29,50,0.84,0.47,120,1,0.5,1.68,0.94]
[3,9.8000000000000007,60,29,60,0.95,0.47,120,1,0.5,1.9,0.94]
[3,10.6,60,29,70,1.07,0.46,120,1,0.5,2.14,0.92]
[3,13,60,29,99,1.41,0.45,120,1,0.5,2.82,0.9]
[3,5.0999999999999996,60,29,1,0.5,0.5,200,0,0.5,1,1]
[3,6.7,60,29,50,0.86,0.49,200,1,0.5,1.72,0.98]
[3,7.2,60,29,60,0.98,0.48,200,1,0.5,1.96,0.96]
[3,7.7,60,29,70,1.1000000000000001,0.48,200,1,0.5,2.2000000000000002,0.96]
[3,9.1999999999999993,60,29,99,1.45,0.47,200,1,0.5,2.9,0.94]
[3,4.5,60,29,1,0.5,0.5,280,0,0.5,1,1]
[3,5.7,60,29,50,0.87,0.49,280,1,0.5,1.74,0.98]
[3,6,60,29,60,0.99,0.49,280,1,0.5,1.98,0.98]
[3,6.4,60,29,70,1.1100000000000001,0.49,280,1,0.5,2.2200000000000002,0.98]
[3,7.5,60,29,99,1.46,0.48,280,1,0.5,2.92,0.96]
[3,6.7,60,30,1,0.51,0.51,120,0,0.51,1,1]
[3,9.3000000000000007,60,30,50,0.89,0.49,120,1,0.51,1.7450980392156863,0.96078431372549011]
[3,10.199999999999999,60,30,60,1.01,0.48,120,1,0.51,1.9803921568627452,0.94117647058823528]
[3,11.1,60,30,70,1.1299999999999999,0.48,120,1,0.51,2.2156862745098036,0.94117647058823528]
[3,13.6,60,30,99,1.49,0.46,120,1,0.51,2.9215686274509802,0.90196078431372551]
[3,5.2,60,30,1,0.52,0.52,200,0,0.52,1,1]
[3,6.9,60,30,50,0.91,0.5,200,1,0.52,1.75,0.96153846153846145]
[3,7.5,60,30,60,1.04,0.5,200,1,0.52,2,0.96153846153846145]
[3,8,60,30,70,1.17,0.5,200,1,0.52,2.25,0.96153846153846145]
[3,9.6,60,30,99,1.53,0.49,200,1,0.52,2.9423076923076921,0.94230769230769229]
[3,4.5999999999999996,60,30,1,0.52,0.52,280,0,0.52,1,1]
[3,5.8,60,30,50,0.92,0.51,280,1,0.52,1.7692307692307692,0.98076923076923073]
[3,6.2,60,30,60,1.05,0.5,280,1,0.52,2.0192307692307692,0.96153846153846145]
[3,6.6,60,30,70,1.18,0.5,280,1,0.52,2.2692307692307692,0.96153846153846145]
[3,7.7,60,30,99,1.54,0.49,280,1,0.52,2.9615384615384617,0.94230769230769229]
[3,6.8,60,31,1,0.53,0.53,120,0,0.53,1,1]
[3,9.6999999999999993,60,31,50,0.94,0.5,120,1,0.53,1.7735849056603772,0.94339622641509424]
[3,10.6,60,31,60,1.07,0.5,120,1,0.53,2.0188679245283021,0.94339622641509424]
[3,11.6,60,31,70,1.2,0.49,120,1,0.53,2.2641509433962264,0.92452830188679236]
[3,14.3,60,31,99,1.57,0.48,120,1,0.53,2.9622641509433962,0.90566037735849048]
[3,5.3,60,31,1,0.54,0.54,200,0,0.54,1,1]
[3,7.1,60,31,50,0.97,0.52,200,1,0.54,1.7962962962962961,0.96296296296296291]
[3,7.7,60,31,60,1.1000000000000001,0.52,200,1,0.54,2.0370370370370372,0.96296296296296291]
[3,8.3000000000000007,60,31,70,1.23,0.51,200,1,0.54,2.2777777777777777,0.94444444444444442]
[3,9.9,60,31,99,1.62,0.5,200,1,0.54,3,0.92592592592592582]
[3,4.5999999999999996,60,31,1,0.54,0.54,280,0,0.54,1,1]
[3,6,60,31,50,0.98,0.52,280,1,0.54,1.8148148148148147,0.96296296296296291]
[3,6.4,60,31,60,1.1100000000000001,0.52,280,1,0.54,2.0555555555555558,0.96296296296296291]
[3,6.8,60,31,70,1.24,0.52,280,1,0.54,2.2962962962962963,0.96296296296296291]
[3,8,60,31,99,1.63,0.51,280,1,0.54,3.0185185185185182,0.94444444444444442]
[3,6.9,60,32,1,0.55000000000000004,0.55000000000000004,120,0,0.55000000000000004,1,1]
[3,10.1,60,32,50,0.99,0.52,120,1,0.55000000000000004,1.7999999999999998,0.94545454545454544]
[3,11.1,60,32,60,1.1299999999999999,0.51,120,1,0.55000000000000004,2.0545454545454542,0.92727272727272725]
[3,12,60,32,70,1.27,0.51,120,1,0.55000000000000004,2.3090909090909091,0.92727272727272725]
[3,14.9,60,32,99,1.66,0.49,120,1,0.55000000000000004,3.0181818181818176,0.89090909090909087]
[3,5.4,60,32,1,0.55000000000000004,0.55000000000000004,200,0,0.55000000000000004,1,1]
[3,7.4,60,32,50,1.02,0.54,200,1,0.55000000000000004,1.8545454545454545,0.98181818181818181]
[3,8,60,32,60,1.1599999999999999,0.53,200,1,0.55000000000000004,2.1090909090909089,0.96363636363636362]
[3,8.6,60,32,70,1.3,0.53,200,1,0.55000000000000004,2.3636363636363633,0.96363636363636362]
[3,10.3,60,32,99,1.71,0.52,200,{"$f":"IF(F406<>G406,1,0)","v":1},0.55000000000000004,{"$f":"F406/J406","v":3.1090909090909089},0.94545454545454544]
[3,4.7,60,32,1,0.56000000000000005,0.56000000000000005,280,0,0.56000000000000005,1,{"$f":"G407/J407","v":1}]
[3,6.2,60,32,50,1.03,0.54,280,1,0.56000000000000005,1.8392857142857142,0.9642857142857143]
[3,6.6,60,32,60,1.17,0.54,280,1,{"$f":"IF(F409/G409=1,F409,J408)","v":0.56000000000000005},2.089285714285714,0.9642857142857143]
[3,7,60,32,70,1.31,0.53,280,1,0.56000000000000005,2.339285714285714,0.9464285714285714]
[3,8.3000000000000007,60,32,99,1.72,0.52,280,1,0.56000000000000005,3.0714285714285712,0.92857142857142849]
[3,6.1,80,20,1,0.43,0.43,120,0,0.43,1,1]
[3,7,80,20,50,0.55000000000000004,0.41,120,1,0.43,1.2790697674418605,0.95348837209302317]
[3,7.6,80,20,60,0.64,0.4,120,1,0.43,1.4883720930232558,0.93023255813953498]
[3,8.1999999999999993,80,20,70,0.73,0.4,120,1,0.43,1.6976744186046511,0.93023255813953498]
[3,10,80,20,99,0.98,0.38,120,1,0.43,2.2790697674418605,0.88372093023255816]
[3,4.9000000000000004,80,20,1,0.44,0.44,200,0,0.44,1,1]
[3,5.5,80,20,50,0.59,0.43,200,1,0.44,1.3409090909090908,0.97727272727272729]
[3,5.9,80,20,60,0.68,0.43,200,1,0.44,1.5454545454545456,0.97727272727272729]
[3,6.3,80,20,70,0.77,0.42,200,1,0.44,1.75,0.95454545454545447]
[3,7.5,80,20,99,1.04,0.41,200,1,0.44,2.3636363636363638,0.93181818181818177]
[3,4.4000000000000004,80,20,1,0.44,0.44,280,0,0.44,1,1]
[3,4.8,80,20,50,0.6,0.44,280,1,0.44,1.3636363636363635,1]
[3,5.0999999999999996,80,20,60,0.69,0.43,280,1,0.44,1.5681818181818181,0.97727272727272729]
[3,5.4,80,20,70,0.79,0.43,280,1,0.44,1.7954545454545456,0.97727272727272729]
[3,6.2,80,20,99,1.06,0.42,280,1,0.44,2.4090909090909092,0.95454545454545447]
[3,6.3,80,21,1,0.46,0.46,120,0,0.46,1,1]
[3,7.3,80,21,50,0.6,0.43,120,1,0.46,1.3043478260869563,0.93478260869565211]
[3,8,80,21,60,0.7,0.43,120,1,0.46,1.5217391304347825,0.93478260869565211]
[3,8.6,80,21,70,0.79,0.42,120,1,0.46,1.7173913043478262,0.91304347826086951]
[3,10.5,80,21,99,1.06,0.4,120,1,0.46,2.3043478260869565,0.86956521739130432]
[3,5,80,21,1,0.47,0.47,200,0,0.47,1,1]
[3,5.8,80,21,50,0.64,0.45,200,1,0.47,1.3617021276595747,0.95744680851063835]
[3,6.2,80,21,60,0.74,0.45,200,1,0.47,1.574468085106383,0.95744680851063835]
[3,6.6,80,21,70,0.84,0.45,200,1,0.47,1.7872340425531916,0.95744680851063835]
[3,7.8,80,21,99,1.1200000000000001,0.44,200,1,0.47,2.3829787234042556,0.93617021276595747]
[3,4.4000000000000004,80,21,1,0.47,0.47,280,0,0.47,1,1]
[3,5,80,21,50,0.65,0.46,280,1,0.47,1.3829787234042554,0.97872340425531923]
[3,5.3,80,21,60,0.75,0.46,280,1,0.47,1.595744680851064,0.97872340425531923]
[3,5.6,80,21,70,0.85,0.45,280,1,0.47,1.8085106382978724,0.95744680851063835]
[3,6.5,80,21,99,1.1399999999999999,0.45,280,1,0.47,2.4255319148936167,0.95744680851063835]
[3,6.4,80,22,1,0.48,0.48,120,0,0.48,1,1]
[3,7.7,80,22,50,0.65,0.45,120,1,0.48,1.3541666666666667,0.93750000000000011]
[3,8.4,80,22,60,0.75,0.45,120,1,0.48,1.5625,0.93750000000000011]
[3,9.1,80,22,70,0.85,0.44,120,1,0.48,1.7708333333333333,0.91666666666666674]
[3,11.1,80,22,99,1.1299999999999999,0.42,120,1,0.48,2.3541666666666665,0.875]
[3,5.0999999999999996,80,22,1,0.49,0.49,200,0,0.49,1,1]
[3,6,80,22,50,0.7,0.48,200,1,0.49,1.4285714285714286,0.97959183673469385]
[3,6.4,80,22,60,0.8,0.47,200,1,0.49,1.6326530612244898,0.95918367346938771]
[3,6.9,80,22,70,0.9,0.47,200,1,0.49,1.8367346938775511,0.95918367346938771]
[3,8.1999999999999993,80,22,99,1.21,0.46,200,1,0.49,2.4693877551020407,0.93877551020408168]
[3,4.5,80,22,1,0.49,0.49,280,0,0.49,1,1]
[3,5.2,80,22,50,0.71,0.48,280,1,0.49,1.4489795918367347,0.97959183673469385]
[3,5.5,80,22,60,0.81,0.48,280,1,0.49,1.653061224489796,0.97959183673469385]
[3,5.8,80,22,70,0.92,0.48,280,1,0.49,1.8775510204081634,0.97959183673469385]
[3,6.8,80,22,99,1.23,0.47,280,1,0.49,2.510204081632653,0.95918367346938771]
[3,6.6,80,23,1,0.5,0.5,120,0,0.5,1,1]
[3,8,80,23,50,0.71,0.48,120,1,0.5,1.42,0.96]
[3,8.8000000000000007,80,23,60,0.81,0.47,120,1,0.5,1.62,0.94]
[3,9.5,80,23,70,0.91,0.46,120,1,0.5,1.82,0.92]
[3,11.7,80,23,99,1.22,0.44,120,1,0.5,2.44,0.88]
[3,5.2,80,23,1,0.52,0.52,200,0,0.52,1,1]
[3,6.2,80,23,50,0.75,0.5,200,1,0.52,1.4423076923076923,0.96153846153846145]
[3,6.7,80,23,60,0.86,0.49,200,1,0.52,1.6538461538461537,0.94230769230769229]
[3,7.2,80,23,70,0.97,0.49,200,1,0.52,1.8653846153846152,0.94230769230769229]
[3,8.5,80,23,99,1.29,0.48,200,1,0.52,2.4807692307692308,0.92307692307692302]
[3,4.5999999999999996,80,23,1,0.52,0.52,280,0,0.52,1,1]
[3,5.3,80,23,50,0.77,0.51,280,1,0.52,1.4807692307692308,0.98076923076923073]
[3,5.7,80,23,60,0.88,0.5,280,1,0.52,1.6923076923076923,0.96153846153846145]
[3,6,80,23,70,0.99,0.5,280,{"$f":"IF(F470<>G470,1,0)","v":1},0.52,{"$f":"F470/J470","v":1.9038461538461537},0.96153846153846145]
[3,7,80,23,99,1.31,0.49,280,1,0.52,2.5192307692307692,{"$f":"G471/J471","v":0.94230769230769229}]
[3,6.8,80,24,1,0.53,0.53,120,0,0.53,1,1]
[3,8.4,80,24,50,0.76,0.5,120,1,{"$f":"IF(F473/G473=1,F473,J472)","v":0.53},1.4339622641509433,0.94339622641509424]
[3,9.1999999999999993,80,24,60,0.87,0.49,120,1,0.53,1.641509433962264,0.92452830188679236]
[3,10,80,24,70,0.98,0.48,120,1,0.53,1.8490566037735847,0.90566037735849048]
[3,12.3,80,24,99,1.3,0.46,120,1,0.53,2.4528301886792452,0.86792452830188682]
[3,5.3,80,24,1,0.54,0.54,200,0,0.54,1,1]
[3,6.5,80,24,50,0.81,0.52,200,1,0.54,1.5,0.96296296296296291]
[3,7,80,24,60,0.93,0.52,200,1,0.54,1.7222222222222221,0.96296296296296291]
[3,7.5,80,24,70,1.04,0.51,200,1,0.54,1.9259259259259258,0.94444444444444442]
[3,8.9,80,24,99,1.38,0.5,200,1,0.54,2.5555555555555554,0.92592592592592582]
[3,4.7,80,24,1,0.54,0.54,280,0,0.54,1,1]
[3,5.5,80,24,50,0.82,0.53,280,1,0.54,1.5185185185185184,0.98148148148148151]
[3,5.9,80,24,60,0.94,0.53,280,1,0.54,1.7407407407407405,0.98148148148148151]
[3,6.2,80,24,70,1.06,0.52,280,1,0.54,1.962962962962963,0.96296296296296291]
[3,7.3,80,24,99,1.4,0.51,280,1,0.54,2.5925925925925921,0.94444444444444442]
[3,6.9,80,25,1,0.55000000000000004,0.55000000000000004,120,0,0.55000000000000004,1,1]
[3,8.8000000000000007,80,25,50,0.82,0.52,120,1,0.55000000000000004,1.4909090909090907,0.94545454545454544]
[3,9.6999999999999993,80,25,60,0.93,0.51,120,1,0.55000000000000004,1.6909090909090909,0.92727272727272725]
[3,10.5,80,25,70,1.05,0.5,120,1,0.55000000000000004,1.9090909090909089,0.90909090909090906]
[3,12.9,80,25,99,1.39,0.48,120,1,0.55000000000000004,2.5272727272727269,0.87272727272727257]
[3,5.4,80,25,1,0.56000000000000005,0.56000000000000005,200,0,0.56000000000000005,1,1]
[3,6.7,80,25,50,0.87,0.54,200,1,0.56000000000000005,1.5535714285714284,0.9642857142857143]
[3,7.2,80,25,60,0.99,0.54,200,1,0.56000000000000005,1.7678571428571426,0.9642857142857143]
[3,7.8,80,25,70,1.1100000000000001,0.53,200,1,0.56000000000000005,1.9821428571428572,0.9464285714285714]
[3,9.3000000000000007,80,25,99,1.47,0.52,200,1,0.56000000000000005,2.6249999999999996,0.92857142857142849]
[3,4.7,80,25,1,0.56999999999999995,0.56999999999999995,280,0,0.56999999999999995,1,1]
[3,5.7,80,25,50,0.88,0.55000000000000004,280,1,0.56999999999999995,1.5438596491228072,0.9649122807017545]
[3,6.1,80,25,60,1.01,0.55000000000000004,280,1,0.56999999999999995,1.7719298245614037,0.9649122807017545]
[3,6.5,80,25,70,1.1299999999999999,0.54,280,1,0.56999999999999995,1.9824561403508771,0.94736842105263175]
[3,7.6,80,25,99,1.5,0.53,280,1,0.56999999999999995,2.6315789473684212,0.92982456140350889]
[3,7.1,80,26,1,0.56999999999999995,0.56999999999999995,120,0,0.56999999999999995,1,1]
[3,9.1999999999999993,80,26,50,0.87,0.54,120,1,0.56999999999999995,1.5263157894736843,0.94736842105263175]
[3,10.1,80,26,60,1,0.53,120,1,0.56999999999999995,1.7543859649122808,0.92982456140350889]
[3,11,80,26,70,1.1200000000000001,0.52,120,1,0.56999999999999995,1.9649122807017547,0.91228070175438603]
[3,13.6,80,26,99,1.48,0.5,120,1,0.56999999999999995,2.5964912280701755,0.87719298245614041]
[3,5.5,80,26,1,0.59,0.59,200,0,0.59,1,1]
[3,7,80,26,50,0.93,0.56999999999999995,200,1,0.59,1.5762711864406782,0.96610169491525422]
[3,7.5,80,26,60,1.06,0.56000000000000005,200,1,0.59,1.7966101694915255,0.94915254237288149]
[3,8.1,80,26,70,1.19,0.56000000000000005,200,1,0.59,2.0169491525423728,0.94915254237288149]
[3,9.6999999999999993,80,26,99,1.57,0.54,200,1,0.59,2.6610169491525428,0.91525423728813571]
[3,4.8,80,26,1,0.59,0.59,280,0,0.59,1,1]
[3,5.9,80,26,50,0.94,0.56999999999999995,280,1,0.59,1.5932203389830508,0.96610169491525422]
[3,6.3,80,26,60,1.08,0.56999999999999995,280,1,0.59,1.8305084745762714,0.96610169491525422]
[3,6.7,80,26,70,1.21,0.56999999999999995,280,1,0.59,2.0508474576271185,0.96610169491525422]
[3,7.9,80,26,99,1.59,0.56000000000000005,280,1,0.59,2.6949152542372885,0.94915254237288149]
[3,7.3,80,27,1,0.6,0.6,120,0,0.6,1,1]
[3,9.6999999999999993,80,27,50,0.93,0.56000000000000005,120,1,0.6,1.55,0.93333333333333346]
[3,10.6,80,27,60,1.06,0.55000000000000004,120,1,0.6,1.7666666666666668,0.91666666666666674]
[3,11.5,80,27,70,1.19,0.54,120,1,0.6,1.9833333333333334,0.90000000000000013]
[3,14.2,80,27,99,1.57,0.51,120,1,0.6,2.6166666666666667,0.85000000000000009]
[3,5.6,80,27,1,0.61,0.61,200,0,0.61,1,1]
[3,7.2,80,27,50,0.99,0.59,200,1,0.61,1.6229508196721312,0.96721311475409832]
[3,7.8,80,27,60,1.1299999999999999,0.57999999999999996,200,1,0.61,1.8524590163934425,0.95081967213114749]
[3,8.4,80,27,70,1.27,0.57999999999999996,200,1,0.61,2.081967213114754,0.95081967213114749]
[3,10.199999999999999,80,27,99,1.67,0.56000000000000005,200,1,0.61,2.737704918032787,0.91803278688524603]
[3,4.9000000000000004,80,27,1,0.61,0.61,280,0,0.61,1,1]
[3,6.1,80,27,50,1.01,0.6,280,1,0.61,1.6557377049180328,0.98360655737704916]
[3,6.5,80,27,60,1.1499999999999999,0.59,280,1,0.61,1.8852459016393441,0.96721311475409832]
[3,6.9,80,27,70,1.29,0.59,280,1,0.61,2.1147540983606556,0.96721311475409832]
[3,8.1999999999999993,80,27,99,1.7,0.57999999999999996,280,1,0.61,2.7868852459016393,0.95081967213114749]
[3,7.4,80,28,1,0.62,0.62,120,0,0.62,1,1]
[3,10.1,80,28,50,0.99,0.57999999999999996,120,1,0.62,1.596774193548387,0.93548387096774188]
[3,11.1,80,28,60,1.1299999999999999,0.56999999999999995,120,{"$f":"IF(F534<>G534,1,0)","v":1},0.62,{"$f":"F534/J534","v":1.8225806451612903},0.91935483870967738]
[3,12.1,80,28,70,1.27,0.56000000000000005,120,1,0.62,2.0483870967741935,{"$f":"G535/J535","v":0.90322580645161299}]
[3,14.9,80,28,99,1.67,0.53,120,1,0.62,2.693548387096774,0.85483870967741937]
[3,5.7,80,28,1,0.63,0.63,200,0,{"$f":"IF(F537/G537=1,F537,J536)","v":0.63},1,1]
[3,7.5,80,28,50,1.05,0.61,200,1,0.63,1.6666666666666667,0.96825396825396826]
[3,8.1,80,28,60,1.2,0.6,200,1,0.63,1.9047619047619047,0.95238095238095233]
[3,8.8000000000000007,80,28,70,1.35,0.6,200,1,0.63,2.1428571428571428,0.95238095238095233]
[3,10.6,80,28,99,1.77,0.57999999999999996,200,1,0.63,2.8095238095238093,0.92063492063492058]
[3,5,80,28,1,0.64,0.64,280,0,0.64,1,1]
[3,6.3,80,28,50,1.07,0.62,280,1,0.64,1.671875,0.96875]
[3,6.7,80,28,60,1.22,0.61,280,1,0.64,1.90625,0.953125]
[3,7.2,80,28,70,1.37,0.61,280,1,0.64,2.140625,0.953125]
[3,8.5,80,28,99,1.8,0.6,280,1,0.64,2.8125,0.9375]
[3,7.6,80,29,1,0.64,0.64,120,0,0.64,1,1]
[3,10.5,80,29,50,1.05,0.6,120,1,0.64,1.640625,0.9375]
[3,11.6,80,29,60,1.2,0.59,120,1,0.64,1.875,0.92187499999999989]
[3,12.6,80,29,70,1.35,0.57999999999999996,120,1,0.64,2.109375,0.90624999999999989]
[3,15.7,80,29,99,1.77,0.55000000000000004,120,1,0.64,2.765625,0.859375]
[3,5.8,80,29,1,0.66,0.66,200,0,0.66,1,1]
[3,7.8,80,29,50,1.1200000000000001,0.63,200,1,0.66,1.696969696969697,0.95454545454545447]
[3,8.5,80,29,60,1.27,0.62,200,1,0.66,1.9242424242424241,0.93939393939393934]
[3,9.1,80,29,70,1.43,0.62,200,1,0.66,2.1666666666666665,0.93939393939393934]
[3,11.1,80,29,99,1.88,0.6,200,1,0.66,2.8484848484848482,0.90909090909090906]
[3,5,80,29,1,0.66,0.66,280,0,0.66,1,1]
[3,6.5,80,29,50,1.1399999999999999,0.64,280,1,0.66,1.7272727272727271,0.96969696969696972]
[3,7,80,29,60,1.3,0.64,280,1,0.66,1.9696969696969697,0.96969696969696972]
[3,7.4,80,29,70,1.45,0.63,280,1,0.66,2.1969696969696968,0.95454545454545447]
[3,8.8000000000000007,80,29,99,1.91,0.62,280,1,0.66,2.8939393939393936,0.93939393939393934]
[3,7.8,80,30,1,0.67,0.67,120,0,0.67,1,1]
[3,11,80,30,50,1.1200000000000001,0.62,120,1,0.67,1.6716417910447763,0.9253731343283581]
[3,12.1,80,30,60,1.27,0.61,120,1,0.67,1.8955223880597014,0.91044776119402981]
[3,13.2,80,30,70,1.43,0.6,120,1,0.67,2.1343283582089549,0.89552238805970141]
[3,16.399999999999999,80,30,99,1.88,0.56999999999999995,120,1,0.67,2.805970149253731,0.85074626865671632]
[3,5.9,80,30,1,0.68,0.68,200,0,0.68,1,1]
[3,8.1,80,30,50,1.19,0.65,200,1,0.68,1.7499999999999998,0.95588235294117641]
[3,8.8000000000000007,80,30,60,1.35,0.64,200,1,0.68,1.9852941176470589,0.94117647058823528]
[3,9.5,80,30,70,1.51,0.64,200,1,0.68,2.2205882352941173,0.94117647058823528]
[3,11.5,80,30,99,1.99,0.62,200,1,0.68,2.9264705882352939,0.91176470588235292]
[3,5.0999999999999996,80,30,1,0.69,0.69,280,0,0.69,1,1]
[3,6.7,80,30,50,1.2,0.66,280,1,0.69,1.7391304347826089,0.95652173913043492]
[3,7.2,80,30,60,1.37,0.66,280,1,0.69,1.985507246376812,0.95652173913043492]
[3,7.7,80,30,70,1.54,0.65,280,1,0.69,2.2318840579710146,0.94202898550724645]
[3,9.1999999999999993,80,30,99,2.02,0.64,280,1,0.69,2.9275362318840581,0.92753623188405809]
[3,7.9,80,31,1,0.69,0.69,120,0,0.69,1,1]
[3,11.5,80,31,50,1.19,0.64,120,1,0.69,1.7246376811594204,0.92753623188405809]
[3,12.6,80,31,60,1.35,0.63,120,1,0.69,1.956521739130435,0.91304347826086962]
[3,13.8,80,31,70,1.51,0.61,120,1,0.69,2.1884057971014497,0.88405797101449279]
[3,17.2,80,31,99,1.99,0.57999999999999996,120,1,0.69,2.8840579710144931,0.84057971014492749]
[3,6,80,31,1,0.7,0.7,200,0,0.7,1,1]
[3,8.4,80,31,50,1.26,0.67,200,1,0.7,1.8,0.9571428571428573]
[3,9.1,80,31,60,1.43,0.67,200,1,0.7,2.0428571428571427,0.9571428571428573]
[3,9.9,80,31,70,1.6,0.66,200,1,0.7,2.285714285714286,0.94285714285714295]
[3,12,80,31,99,2.1,0.64,200,1,0.7,3.0000000000000004,0.91428571428571437]
[3,5.2,80,31,1,0.71,0.71,280,0,0.71,1,1]
[3,6.9,80,31,50,1.28,0.68,280,1,0.71,1.8028169014084507,0.9577464788732396]
[3,7.4,80,31,60,1.45,0.68,280,1,0.71,2.0422535211267605,0.9577464788732396]
[3,8,80,31,70,1.63,0.67,280,1,0.71,2.295774647887324,0.94366197183098599]
[3,9.5,80,31,99,2.14,0.66,280,1,0.71,3.0140845070422539,0.92957746478873249]
[3,8.1,80,32,1,0.71,0.71,120,0,0.71,1,1]
[3,11.9,80,32,50,1.25,0.66,120,1,0.71,1.7605633802816902,0.92957746478873249]
[3,13.2,80,32,60,1.43,0.64,120,1,0.71,2.0140845070422535,0.90140845070422537]
[3,14.4,80,32,70,1.6,0.63,120,1,0.71,2.2535211267605635,0.88732394366197187]
[3,18,80,32,99,2.1,0.6,120,1,0.71,2.9577464788732395,0.84507042253521125]
[3,6.1,80,32,1,0.73,0.73,200,0,0.73,1,1]
[3,8.6999999999999993,80,32,50,1.33,0.69,200,{"$f":"IF(F598<>G598,1,0)","v":1},0.73,{"$f":"F598/J598","v":1.8219178082191783},0.9452054794520548]
[3,9.5,80,32,60,1.51,0.69,200,1,0.73,2.0684931506849318,{"$f":"G599/J599","v":0.9452054794520548}]
[3,10.3,80,32,70,1.69,0.68,200,1,0.73,2.3150684931506849,0.93150684931506855]
[3,12.5,80,32,99,2.2200000000000002,0.66,200,1,{"$f":"IF(F601/G601=1,F601,J600)","v":0.73},3.0410958904109591,0.90410958904109595]
[3,5.2,80,32,1,0.73,0.73,280,0,0.73,1,1]
[3,7.1,80,32,50,1.35,0.7,280,1,0.73,1.8493150684931507,0.95890410958904104]
[3,7.7,80,32,60,1.53,0.7,280,1,0.73,2.095890410958904,0.95890410958904104]
[3,8.3000000000000007,80,32,70,1.72,0.69,280,1,0.73,2.3561643835616439,0.9452054794520548]
[3,9.9,80,32,99,2.2599999999999998,0.68,280,1,0.73,3.095890410958904,0.93150684931506855]
[3,6.7,100,20,1,0.52,0.52,120,0,0.52,1,1]
[3,7.6,100,20,50,0.65,0.49,120,1,0.52,1.25,0.94230769230769229]
[3,8.3000000000000007,100,20,60,0.75,0.48,120,1,0.52,1.4423076923076923,0.92307692307692302]
[3,9.1,100,20,70,0.85,0.47,120,1,0.52,1.6346153846153846,0.90384615384615374]
[3,11.2,100,20,99,1.1399999999999999,0.44,120,1,0.52,2.1923076923076921,0.84615384615384615]
[3,5.3,100,20,1,0.54,0.54,200,0,0.54,1,1]
[3,6,100,20,50,0.71,0.52,200,1,0.54,1.3148148148148147,0.96296296296296291]
[3,6.5,100,20,60,0.82,0.52,200,1,0.54,1.5185185185185184,0.96296296296296291]
[3,7,100,20,70,0.93,0.51,200,1,0.54,1.7222222222222221,0.94444444444444442]
[3,8.4,100,20,99,1.25,0.49,200,1,0.54,2.3148148148148149,0.90740740740740733]
[3,4.7,100,20,1,0.55000000000000004,0.55000000000000004,280,0,0.55000000000000004,1,1]
[3,5.2,100,20,50,0.73,0.53,280,1,0.55000000000000004,1.3272727272727272,0.96363636363636362]
[3,5.6,100,20,60,0.84,0.53,280,1,0.55000000000000004,1.5272727272727271,0.96363636363636362]
[3,5.9,100,20,70,0.96,0.52,280,1,0.55000000000000004,1.7454545454545451,0.94545454545454544]
[3,6.9,100,20,99,1.29,0.51,280,1,0.55000000000000004,2.3454545454545452,0.92727272727272725]
[3,6.9,100,21,1,0.55000000000000004,0.55000000000000004,120,0,0.55000000000000004,1,1]
[3,8,100,21,50,0.71,0.51,120,1,0.55000000000000004,1.2909090909090908,0.92727272727272725]
[3,8.8000000000000007,100,21,60,0.81,0.5,120,1,0.55000000000000004,1.4727272727272727,0.90909090909090906]
[3,9.6,100,21,70,0.92,0.49,120,1,0.55000000000000004,1.6727272727272726,0.89090909090909087]
[3,11.8,100,21,99,1.23,0.46,120,1,0.55000000000000004,2.2363636363636363,0.83636363636363631]
[3,5.4,100,21,1,0.56999999999999995,0.56999999999999995,200,0,0.56999999999999995,1,1]
[3,6.3,100,21,50,0.77,0.55000000000000004,200,1,0.56999999999999995,1.3508771929824563,0.9649122807017545]
[3,6.8,100,21,60,0.89,0.54,200,1,0.56999999999999995,1.56140350877193,0.94736842105263175]
[3,7.3,100,21,70,1.01,0.54,200,1,0.56999999999999995,1.7719298245614037,0.94736842105263175]
[3,8.8000000000000007,100,21,99,1.35,0.52,200,1,0.56999999999999995,2.3684210526315792,0.91228070175438603]
[3,4.8,100,21,1,0.57999999999999996,0.57999999999999996,280,0,0.57999999999999996,1,1]
[3,5.4,100,21,50,0.8,0.56000000000000005,280,1,0.57999999999999996,1.3793103448275863,0.9655172413793105]
[3,5.8,100,21,60,0.92,0.56000000000000005,280,1,0.57999999999999996,1.5862068965517244,0.9655172413793105]
[3,6.2,100,21,70,1.04,0.55000000000000004,280,1,0.57999999999999996,1.7931034482758623,0.94827586206896564]
[3,7.3,100,21,99,1.39,0.54,280,1,0.57999999999999996,2.396551724137931,0.93103448275862077]
[3,7.1,100,22,1,0.57999999999999996,0.57999999999999996,120,0,0.57999999999999996,1,1]
[3,8.5,100,22,50,0.77,0.54,120,1,0.57999999999999996,1.3275862068965518,0.93103448275862077]
[3,9.3000000000000007,100,22,60,0.88,0.53,120,1,0.57999999999999996,1.517241379310345,0.91379310344827602]
[3,10.1,100,22,70,0.99,0.52,120,1,0.57999999999999996,1.7068965517241381,0.89655172413793116]
[3,12.5,100,22,99,1.33,0.48,120,1,0.57999999999999996,2.2931034482758625,0.82758620689655171]
[3,5.6,100,22,1,0.6,0.6,200,0,0.6,1,1]
[3,6.6,100,22,50,0.84,0.57999999999999996,200,1,0.6,1.4,0.96666666666666667]
[3,7.1,100,22,60,0.96,0.56999999999999995,200,1,0.6,1.6,0.95]
[3,7.7,100,22,70,1.0900000000000001,0.56000000000000005,200,1,0.6,1.8166666666666669,0.93333333333333346]
[3,9.1999999999999993,100,22,99,1.45,0.54,200,1,0.6,2.4166666666666665,0.90000000000000013]
[3,4.9000000000000004,100,22,1,0.61,0.61,280,0,0.61,1,1]
[3,5.6,100,22,50,0.86,0.59,280,1,0.61,1.4098360655737705,0.96721311475409832]
[3,6,100,22,60,0.99,0.57999999999999996,280,1,0.61,1.6229508196721312,0.95081967213114749]
[3,6.4,100,22,70,1.1200000000000001,0.57999999999999996,280,1,0.61,1.8360655737704921,0.95081967213114749]
[3,7.6,100,22,99,1.49,0.56000000000000005,280,1,0.61,2.442622950819672,0.91803278688524603]
[3,7.3,100,23,1,0.61,0.61,120,0,0.61,1,1]
[3,8.9,100,23,50,0.83,0.56000000000000005,120,1,0.61,1.360655737704918,0.91803278688524603]
[3,9.8000000000000007,100,23,60,0.95,0.55000000000000004,120,1,0.61,1.5573770491803278,0.90163934426229519]
[3,10.6,100,23,70,1.07,0.54,120,1,0.61,1.7540983606557379,0.88524590163934436]
[3,13.2,100,23,99,1.42,0.5,120,1,0.61,2.3278688524590163,0.81967213114754101]
[3,5.7,100,23,1,0.63,0.63,200,0,0.63,1,1]
[3,6.9,100,23,50,0.91,0.6,200,1,0.63,1.4444444444444444,0.95238095238095233]
[3,7.4,100,23,60,1.04,0.6,200,1,0.63,1.6507936507936509,0.95238095238095233]
[3,8,100,23,70,1.17,0.59,200,1,0.63,1.857142857142857,0.9365079365079364]
[3,9.6999999999999993,100,23,99,1.56,0.56999999999999995,200,1,0.63,2.4761904761904763,0.90476190476190466]
[3,4.9000000000000004,100,23,1,0.64,0.64,280,{"$f":"IF(F662<>G662,1,0)","v":0},0.64,{"$f":"F662/J662","v":1},1]
[3,5.8,100,23,50,0.93,0.62,280,1,0.64,1.453125,{"$f":"G663/J663","v":0.96875}]
[3,6.3,100,23,60,1.07,0.61,280,1,0.64,1.671875,0.953125]
[3,6.7,100,23,70,1.2,0.61,280,1,{"$f":"IF(F665/G665=1,F665,J664)","v":0.64},1.875,0.953125]
[3,7.9,100,23,99,1.6,0.59,280,1,0.64,2.5,0.92187499999999989]
[3,7.6,100,24,1,0.64,0.64,120,0,0.64,1,1]
[3,9.4,100,24,50,0.89,0.59,120,1,0.64,1.390625,0.92187499999999989]
[3,10.3,100,24,60,1.02,0.56999999999999995,120,1,0.64,1.59375,0.89062499999999989]
[3,11.2,100,24,70,1.1499999999999999,0.56000000000000005,120,1,0.64,1.7968749999999998,0.87500000000000011]
[3,13.9,100,24,99,1.52,0.52,120,1,0.64,2.375,0.8125]
[3,5.8,100,24,1,0.66,0.66,200,0,0.66,1,1]
[3,7.2,100,24,50,0.98,0.63,200,1,0.66,1.4848484848484849,0.95454545454545447]
[3,7.8,100,24,60,1.1200000000000001,0.62,200,1,0.66,1.696969696969697,0.93939393939393934]
[3,8.4,100,24,70,1.26,0.62,200,1,0.66,1.9090909090909089,0.93939393939393934]
[3,10.1,100,24,99,1.66,0.59,200,1,0.66,2.5151515151515147,0.89393939393939381]
[3,5,100,24,1,0.67,0.67,280,0,0.67,1,1]
[3,6.1,100,24,50,1,0.64,280,1,0.67,1.4925373134328357,0.95522388059701491]
[3,6.5,100,24,60,1.1499999999999999,0.64,280,1,0.67,1.716417910447761,0.95522388059701491]
[3,6.9,100,24,70,1.29,0.63,280,1,0.67,1.9253731343283582,0.94029850746268651]
[3,8.1999999999999993,100,24,99,1.71,0.62,280,1,0.67,2.5522388059701488,0.9253731343283581]
[3,7.8,100,25,1,0.67,0.67,120,0,0.67,1,1]
[3,9.8000000000000007,100,25,50,0.96,0.61,120,1,0.67,1.4328358208955223,0.91044776119402981]
[3,10.8,100,25,60,1.0900000000000001,0.6,120,1,0.67,1.6268656716417911,0.89552238805970141]
[3,11.8,100,25,70,1.23,0.57999999999999996,120,1,0.67,1.835820895522388,0.86567164179104461]
[3,14.6,100,25,99,1.62,0.54,120,1,0.67,2.4179104477611939,0.80597014925373134]
[3,6,100,25,1,0.69,0.69,200,0,0.69,1,1]
[3,7.5,100,25,50,1.05,0.66,200,1,0.69,1.5217391304347827,0.95652173913043492]
[3,8.1,100,25,60,1.2,0.65,200,1,0.69,1.7391304347826089,0.94202898550724645]
[3,8.8000000000000007,100,25,70,1.34,0.64,200,1,0.69,1.9420289855072466,0.92753623188405809]
[3,10.6,100,25,99,1.78,0.62,200,1,0.69,2.5797101449275366,0.89855072463768126]
[3,5.0999999999999996,100,25,1,0.7,0.7,280,0,0.7,1,1]
[3,6.3,100,25,50,1.08,0.67,280,1,0.7,1.5428571428571431,0.9571428571428573]
[3,6.8,100,25,60,1.23,0.67,280,1,0.7,1.7571428571428573,0.9571428571428573]
[3,7.2,100,25,70,1.38,0.66,280,1,0.7,1.9714285714285713,0.94285714285714295]
[3,8.6,100,25,99,1.82,0.64,280,1,0.7,2.6,0.91428571428571437]
[3,8,100,26,1,0.69,0.69,120,0,0.69,1,1]
[3,10.3,100,26,50,1.02,0.64,120,1,0.69,1.4782608695652175,0.92753623188405809]
[3,11.3,100,26,60,1.17,0.62,120,1,0.69,1.6956521739130435,0.89855072463768126]
[3,12.4,100,26,70,1.31,0.61,120,1,0.69,1.8985507246376814,0.88405797101449279]
[3,15.4,100,26,99,1.73,0.56000000000000005,120,1,0.69,2.5072463768115942,0.81159420289855089]
[3,6.1,100,26,1,0.72,0.72,200,0,0.72,1,1]
[3,7.8,100,26,50,1.1200000000000001,0.68,200,1,0.72,1.5555555555555558,0.94444444444444453]
[3,8.5,100,26,60,1.28,0.68,200,1,0.72,1.7777777777777779,0.94444444444444453]
[3,9.1,100,26,70,1.43,0.67,200,1,0.72,1.9861111111111112,0.93055555555555569]
[3,11.1,100,26,99,1.89,0.64,200,1,0.72,2.625,0.88888888888888895]
[3,5.2,100,26,1,0.73,0.73,280,0,0.73,1,1]
[3,6.5,100,26,50,1.1499999999999999,0.7,280,1,0.73,1.5753424657534245,0.95890410958904104]
[3,7,100,26,60,1.31,0.69,280,1,0.73,1.7945205479452055,0.9452054794520548]
[3,7.5,100,26,70,1.47,0.69,280,1,0.73,2.0136986301369864,0.9452054794520548]
[3,9,100,26,99,1.95,0.67,280,1,0.73,2.6712328767123288,0.91780821917808231]
[3,8.1999999999999993,100,27,1,0.72,0.72,120,0,0.72,1,1]
[3,10.8,100,27,50,1.0900000000000001,0.66,120,1,0.72,1.5138888888888891,0.91666666666666674]
[3,11.9,100,27,60,1.25,0.64,120,1,0.72,1.7361111111111112,0.88888888888888895]
[3,13,100,27,70,1.4,0.63,120,1,0.72,1.9444444444444444,0.875]
[3,16.2,100,27,99,1.84,0.57999999999999996,120,1,0.72,2.5555555555555558,0.80555555555555558]
[3,6.2,100,27,1,0.75,0.75,200,0,0.75,1,1]
[3,8.1,100,27,50,1.19,0.71,200,1,0.75,1.5866666666666667,0.94666666666666666]
[3,8.8000000000000007,100,27,60,1.36,0.7,200,1,0.75,1.8133333333333335,0.93333333333333324]
[3,9.5,100,27,70,1.53,0.69,200,1,0.75,2.04,0.91999999999999993]
[3,11.6,100,27,99,2.0099999999999998,0.67,200,1,0.75,2.6799999999999997,0.89333333333333342]
[3,5.3,100,27,1,0.76,0.76,280,0,0.76,1,1]
[3,6.8,100,27,50,1.23,0.73,280,1,0.76,1.618421052631579,0.96052631578947367]
[3,7.3,100,27,60,1.4,0.72,280,1,0.76,1.8421052631578947,0.94736842105263153]
[3,7.8,100,27,70,1.57,0.71,280,1,0.76,2.0657894736842106,0.93421052631578938]
[3,9.3000000000000007,100,27,99,2.0699999999999998,0.69,280,{"$f":"IF(F726<>G726,1,0)","v":1},0.76,{"$f":"F726/J726","v":2.7236842105263155},0.9078947368421052]
[3,8.4,100,28,1,0.75,0.75,120,0,0.75,1,{"$f":"G727/J727","v":1}]
[3,11.3,100,28,50,1.1599999999999999,0.68,120,1,0.75,1.5466666666666666,0.90666666666666673]
[3,12.5,100,28,60,1.32,0.67,120,1,{"$f":"IF(F729/G729=1,F729,J728)","v":0.75},1.76,0.89333333333333342]
[3,13.6,100,28,70,1.49,0.65,120,1,0.75,1.9866666666666666,0.8666666666666667]
[3,17,100,28,99,1.95,0.6,120,1,0.75,2.6,0.79999999999999993]
[3,6.3,100,28,1,0.78,0.78,200,0,0.78,1,1]
[3,8.4,100,28,50,1.27,0.74,200,1,0.78,1.6282051282051282,0.94871794871794868]
[3,9.1999999999999993,100,28,60,1.45,0.73,200,1,0.78,1.8589743589743588,0.93589743589743579]
[3,10,100,28,70,1.62,0.72,200,1,0.78,2.0769230769230771,0.92307692307692302]
[3,12.2,100,28,99,2.14,0.69,200,1,0.78,2.7435897435897436,0.88461538461538447]
[3,5.4,100,28,1,0.78,0.78,280,0,0.78,1,1]
[3,7,100,28,50,1.3,0.75,280,1,0.78,1.6666666666666667,0.96153846153846145]
[3,7.5,100,28,60,1.49,0.75,280,1,0.78,1.9102564102564101,0.96153846153846145]
[3,8.1,100,28,70,1.67,0.74,280,1,0.78,2.141025641025641,0.94871794871794868]
[3,9.6999999999999993,100,28,99,2.2000000000000002,0.72,280,1,0.78,2.8205128205128207,0.92307692307692302]
[3,8.6,100,29,1,0.78,0.78,120,0,0.78,1,1]
[3,11.8,100,29,50,1.24,0.7,120,1,0.78,1.5897435897435896,0.89743589743589736]
[3,13.1,100,29,60,1.41,0.69,120,1,0.78,1.8076923076923075,0.88461538461538447]
[3,14.3,100,29,70,1.58,0.67,120,1,0.78,2.0256410256410255,0.85897435897435903]
[3,17.8,100,29,99,2.0699999999999998,0.62,120,1,0.78,2.6538461538461537,0.79487179487179482]
[3,6.4,100,29,1,0.81,0.81,200,0,0.81,1,1]
[3,8.8000000000000007,100,29,50,1.35,0.76,200,1,0.81,1.6666666666666667,0.93827160493827155]
[3,9.6,100,29,60,1.54,0.75,200,1,0.81,1.9012345679012346,0.92592592592592582]
[3,10.4,100,29,70,1.72,0.74,200,1,0.81,2.1234567901234565,0.9135802469135802]
[3,12.7,100,29,99,2.27,0.71,200,1,0.81,2.8024691358024691,0.87654320987654311]
[3,5.5,100,29,1,0.81,0.81,280,0,0.81,1,1]
[3,7.2,100,29,50,1.39,0.78,280,1,0.81,1.7160493827160492,0.96296296296296291]
[3,7.8,100,29,60,1.58,0.77,280,1,0.81,1.9506172839506173,0.95061728395061729]
[3,8.4,100,29,70,1.77,0.76,280,1,0.81,2.1851851851851851,0.93827160493827155]
[3,10.1,100,29,99,2.33,0.74,280,1,0.81,2.8765432098765431,0.9135802469135802]
[3,8.8000000000000007,100,30,1,0.81,0.81,120,0,0.81,1,1]
[3,12.4,100,30,50,1.31,0.73,120,1,0.81,1.6172839506172838,0.90123456790123446]
[3,13.7,100,30,60,1.49,0.71,120,1,0.81,1.8395061728395061,0.87654320987654311]
[3,15,100,30,70,1.67,0.69,120,1,0.81,2.0617283950617282,0.85185185185185175]
[3,18.7,100,30,99,2.19,0.64,120,1,0.81,2.7037037037037033,0.79012345679012341]
[3,6.6,100,30,1,0.83,0.83,200,0,0.83,1,1]
[3,9.1,100,30,50,1.43,0.79,200,1,0.83,1.7228915662650603,0.95180722891566272]
[3,10,100,30,60,1.63,0.78,200,1,0.83,1.963855421686747,0.93975903614457834]
[3,10.8,100,30,70,1.83,0.76,200,1,0.83,2.2048192771084341,0.9156626506024097]
[3,13.3,100,30,99,2.4,0.73,200,1,0.83,2.8915662650602409,0.87951807228915668]
[3,5.6,100,30,1,0.84,0.84,280,0,0.84,1,1]
[3,7.5,100,30,50,1.47,0.81,280,1,0.84,1.75,0.96428571428571441]
[3,8.1,100,30,60,1.67,0.8,280,1,0.84,1.9880952380952381,0.95238095238095244]
[3,8.6999999999999993,100,30,70,1.88,0.79,280,1,0.84,2.2380952380952381,0.94047619047619058]
[3,10.5,100,30,99,2.46,0.77,280,1,0.84,2.9285714285714288,0.91666666666666674]
[3,9,100,31,1,0.84,0.84,120,0,0.84,1,1]
[3,12.9,100,31,50,1.39,0.75,120,1,0.84,1.6547619047619047,0.8928571428571429]
[3,14.3,100,31,60,1.58,0.73,120,1,0.84,1.8809523809523812,0.86904761904761907]
[3,15.7,100,31,70,1.77,0.71,120,1,0.84,2.1071428571428572,0.84523809523809523]
[3,19.600000000000001,100,31,99,2.3199999999999998,0.66,120,1,0.84,2.7619047619047619,0.78571428571428581]
[3,6.7,100,31,1,0.86,0.86,200,0,0.86,1,1]
[3,9.5,100,31,50,1.51,0.81,200,1,0.86,1.7558139534883721,0.94186046511627919]
[3,10.4,100,31,60,1.72,0.8,200,1,0.86,2,0.93023255813953498]
[3,11.3,100,31,70,1.93,0.79,200,1,0.86,2.2441860465116279,0.91860465116279078]
[3,13.9,100,31,99,2.54,0.76,200,1,0.86,2.9534883720930232,0.88372093023255816]
[3,5.7,100,31,1,0.87,0.87,280,0,0.87,1,1]
[3,7.8,100,31,50,1.55,0.83,280,1,0.87,1.781609195402299,0.95402298850574707]
[3,8.4,100,31,60,1.77,0.82,280,1,0.87,2.0344827586206895,0.94252873563218387]
[3,9.1,100,31,70,1.98,0.81,280,1,0.87,2.2758620689655173,0.93103448275862077]
[3,11,100,31,99,2.61,0.79,280,1,0.87,3,0.90804597701149425]
[3,9.1999999999999993,100,32,1,0.86,0.86,120,0,0.86,1,1]
[3,13.5,100,32,50,1.47,0.77,120,1,0.86,1.7093023255813953,0.89534883720930236]
[3,14.9,100,32,60,1.67,0.75,120,1,0.86,1.941860465116279,0.87209302325581395]
[3,16.399999999999999,100,32,70,1.87,0.73,120,{"$f":"IF(F790<>G790,1,0)","v":1},0.86,{"$f":"F790/J790","v":2.1744186046511631},0.84883720930232553]
[3,20.6,100,32,99,2.4500000000000002,0.67,120,1,0.86,2.8488372093023258,{"$f":"G791/J791","v":0.77906976744186052}]
[3,6.8,100,32,1,0.89,0.89,200,0,0.89,1,1]
[3,9.9,100,32,50,1.6,0.84,200,1,{"$f":"IF(F793/G793=1,F793,J792)","v":0.89},1.7977528089887642,0.9438202247191011]
[3,10.8,100,32,60,1.82,0.82,200,1,0.89,2.0449438202247192,0.92134831460674149]
[3,11.8,100,32,70,2.04,0.81,200,1,0.89,2.292134831460674,0.9101123595505618]
[3,14.5,100,32,99,2.68,0.78,200,1,0.89,3.01123595505618,0.8764044943820225]
[3,5.8,100,32,1,0.9,0.9,280,0,0.9,1,1]
[3,8,100,32,50,1.64,0.86,280,1,0.9,1.822222222222222,0.95555555555555549]
[3,8.6999999999999993,100,32,60,1.87,0.85,280,1,0.9,2.0777777777777779,0.94444444444444442]
[3,9.4,100,32,70,2.1,0.84,280,1,0.9,2.3333333333333335,0.93333333333333324]
[3,11.4,100,32,99,2.76,0.81,280,1,0.9,3.0666666666666664,0.9]
[3,7.3,120,20,1,0.6,0.6,120,0,0.6,1,1]
[3,8.1999999999999993,120,20,50,0.73,0.56000000000000005,120,1,0.6,1.2166666666666668,0.93333333333333346]
[3,9,120,20,60,0.84,0.54,120,1,0.6,1.4,0.90000000000000013]
[3,9.8000000000000007,120,20,70,0.95,0.53,120,1,0.6,1.5833333333333333,0.88333333333333341]
[3,12.2,120,20,99,1.28,0.48,120,1,0.6,2.1333333333333333,0.8]
[3,5.7,120,20,1,0.63,0.63,200,0,0.63,1,1]
[3,6.5,120,20,50,0.82,0.6,200,1,0.63,1.3015873015873014,0.95238095238095233]
[3,7,120,20,60,0.94,0.6,200,1,0.63,1.4920634920634919,0.95238095238095233]
[3,7.6,120,20,70,1.07,0.59,200,1,0.63,1.6984126984126986,0.9365079365079364]
[3,9.1999999999999993,120,20,99,1.44,0.56000000000000005,200,1,0.63,2.2857142857142856,0.88888888888888895]
[3,5,120,20,1,0.64,0.64,280,0,0.64,1,1]
[3,5.6,120,20,50,0.85,0.62,280,1,0.64,1.328125,0.96875]
[3,6,120,20,60,0.98,0.61,280,1,0.64,1.53125,0.953125]
[3,6.4,120,20,70,1.1200000000000001,0.61,280,1,0.64,1.7500000000000002,0.953125]
[3,7.6,120,20,99,1.5,0.59,280,1,0.64,2.34375,0.92187499999999989]
[3,7.5,120,21,1,0.64,0.64,120,0,0.64,1,1]
[3,8.6,120,21,50,0.79,0.59,120,1,0.64,1.234375,0.92187499999999989]
[3,9.5,120,21,60,0.91,0.56999999999999995,120,1,0.64,1.421875,0.89062499999999989]
[3,10.4,120,21,70,1.03,0.55000000000000004,120,1,0.64,1.609375,0.859375]
[3,12.9,120,21,99,1.38,0.51,120,1,0.64,2.15625,0.796875]
[3,5.9,120,21,1,0.67,0.67,200,0,0.67,1,1]
[3,6.8,120,21,50,0.89,0.64,200,1,0.67,1.3283582089552237,0.95522388059701491]
[3,7.4,120,21,60,1.03,0.63,200,1,0.67,1.5373134328358209,0.94029850746268651]
[3,8,120,21,70,1.1599999999999999,0.62,200,1,0.67,1.7313432835820892,0.9253731343283581]
[3,9.6999999999999993,120,21,99,1.56,0.59,200,1,0.67,2.3283582089552239,0.88059701492537301]
[3,5.0999999999999996,120,21,1,0.68,0.68,280,0,0.68,1,1]
[3,5.8,120,21,50,0.93,0.65,280,1,0.68,1.3676470588235294,0.95588235294117641]
[3,6.3,120,21,60,1.07,0.65,280,1,0.68,1.5735294117647058,0.95588235294117641]
[3,6.7,120,21,70,1.21,0.64,280,1,0.68,1.7794117647058822,0.94117647058823528]
[3,8,120,21,99,1.62,0.62,280,1,0.68,2.3823529411764706,0.91176470588235292]
[3,7.8,120,22,1,0.67,0.67,120,0,0.67,1,1]
[3,9.1,120,22,50,0.86,0.61,120,1,0.67,1.2835820895522387,0.91044776119402981]
[3,10,120,22,60,0.99,0.6,120,1,0.67,1.4776119402985073,0.89552238805970141]
[3,11,120,22,70,1.1100000000000001,0.57999999999999996,120,1,0.67,1.6567164179104479,0.86567164179104461]
[3,13.6,120,22,99,1.48,0.53,120,1,0.67,2.2089552238805967,0.79104477611940294]
[3,6,120,22,1,0.7,0.7,200,0,0.7,1,1]
[3,7.1,120,22,50,0.97,0.67,200,1,0.7,1.3857142857142857,0.9571428571428573]
[3,7.8,120,22,60,1.1100000000000001,0.66,200,1,0.7,1.5857142857142859,0.94285714285714295]
[3,8.4,120,22,70,1.25,0.65,200,1,0.7,1.7857142857142858,0.92857142857142871]
[3,10.199999999999999,120,22,99,1.67,0.62,200,1,0.7,2.3857142857142857,0.88571428571428579]
[3,5.2,120,22,1,0.71,0.71,280,0,0.71,1,1]
[3,6.1,120,22,50,1,0.69,280,1,0.71,1.4084507042253522,0.97183098591549288]
[3,6.5,120,22,60,1.1499999999999999,0.68,280,1,0.71,1.619718309859155,0.9577464788732396]
[3,7,120,22,70,1.3,0.67,280,1,0.71,1.830985915492958,0.94366197183098599]
[3,8.3000000000000007,120,22,99,1.74,0.65,280,1,0.71,2.450704225352113,0.91549295774647899]
[3,8,120,23,1,0.7,0.7,120,0,0.7,1,1]
[3,9.6,120,23,50,0.93,0.64,120,1,0.7,1.3285714285714287,0.91428571428571437]
[3,10.6,120,23,60,1.06,0.62,120,1,0.7,1.5142857142857145,0.88571428571428579]
[3,11.6,120,23,70,1.2,0.6,120,1,0.7,1.7142857142857144,0.85714285714285721]
[3,14.4,120,23,99,1.59,0.55000000000000004,120,1,0.7,2.2714285714285718,0.78571428571428581]
[3,6.2,120,23,1,0.74,0.74,200,0,0.74,1,1]
[3,7.5,120,23,50,1.04,0.7,200,1,0.74,1.4054054054054055,0.94594594594594594]
[3,8.1,120,23,60,1.2,0.69,200,{"$f":"IF(F854<>G854,1,0)","v":1},0.74,{"$f":"F854/J854","v":1.6216216216216215},0.93243243243243235]
[3,8.8000000000000007,120,23,70,1.35,0.68,200,1,0.74,1.8243243243243246,{"$f":"G855/J855","v":0.91891891891891897}]
[3,10.7,120,23,99,1.79,0.65,200,1,0.74,2.4189189189189189,0.8783783783783784]
[3,5.3,120,23,1,0.75,0.75,280,0,{"$f":"IF(F857/G857=1,F857,J856)","v":0.75},1,1]
[3,6.3,120,23,50,1.08,0.72,280,1,0.75,1.4400000000000002,0.96]
[3,6.8,120,23,60,1.24,0.71,280,1,0.75,1.6533333333333333,0.94666666666666666]
[3,7.3,120,23,70,1.4,0.7,280,1,0.75,1.8666666666666665,0.93333333333333324]
[3,8.6999999999999993,120,23,99,1.86,0.68,280,1,0.75,2.48,0.90666666666666673]
[3,8.3000000000000007,120,24,1,0.74,0.74,120,0,0.74,1,1]
[3,10.1,120,24,50,1,0.67,120,1,0.74,1.3513513513513513,0.90540540540540548]
[3,11.2,120,24,60,1.1399999999999999,0.65,120,1,0.74,1.5405405405405403,0.8783783783783784]
[3,12.2,120,24,70,1.29,0.63,120,1,0.74,1.7432432432432432,0.85135135135135132]
[3,15.2,120,24,99,1.7,0.56999999999999995,120,1,0.74,2.2972972972972974,0.77027027027027017]
[3,6.3,120,24,1,0.77,0.77,200,0,0.77,1,1]
[3,7.8,120,24,50,1.1200000000000001,0.73,200,1,0.77,1.4545454545454546,0.94805194805194803]
[3,8.5,120,24,60,1.29,0.72,200,1,0.77,1.6753246753246753,0.93506493506493504]
[3,9.1999999999999993,120,24,70,1.45,0.71,200,1,0.77,1.883116883116883,0.92207792207792205]
[3,11.2,120,24,99,1.92,0.67,200,1,0.77,2.4935064935064934,0.8701298701298702]
[3,5.4,120,24,1,0.78,0.78,280,0,0.78,1,1]
[3,6.6,120,24,50,1.17,0.75,280,1,0.78,1.4999999999999998,0.96153846153846145]
[3,7.1,120,24,60,1.34,0.74,280,1,0.78,1.7179487179487181,0.94871794871794868]
[3,7.6,120,24,70,1.5,0.74,280,1,0.78,1.9230769230769229,0.94871794871794868]
[3,9.1,120,24,99,1.99,0.71,280,1,0.78,2.5512820512820511,0.91025641025641013]
[3,8.5,120,25,1,0.77,0.77,120,0,0.77,1,1]
[3,10.7,120,25,50,1.07,0.69,120,1,0.77,1.3896103896103897,0.89610389610389607]
[3,11.7,120,25,60,1.22,0.67,120,1,0.77,1.5844155844155843,0.8701298701298702]
[3,12.8,120,25,70,1.38,0.65,120,1,0.77,1.7922077922077921,0.84415584415584421]
[3,16,120,25,99,1.82,0.59,120,1,0.77,2.3636363636363638,0.76623376623376616]
[3,6.5,120,25,1,0.81,0.81,200,0,0.81,1,1]
[3,8.1999999999999993,120,25,50,1.21,0.76,200,1,0.81,1.4938271604938269,0.93827160493827155]
[3,8.9,120,25,60,1.38,0.75,200,1,0.81,1.7037037037037035,0.92592592592592582]
[3,9.6,120,25,70,1.55,0.74,200,1,0.81,1.9135802469135801,0.9135802469135802]
[3,11.8,120,25,99,2.0499999999999998,0.7,200,1,0.81,2.5308641975308639,0.86419753086419737]
[3,5.5,120,25,1,0.82,0.82,280,0,0.82,1,1]
[3,6.8,120,25,50,1.25,0.78,280,1,0.82,1.524390243902439,0.95121951219512202]
[3,7.4,120,25,60,1.43,0.77,280,1,0.82,1.7439024390243902,0.9390243902439025]
[3,7.9,120,25,70,1.61,0.77,280,1,0.82,1.9634146341463417,0.9390243902439025]
[3,9.5,120,25,99,2.13,0.74,280,1,0.82,2.5975609756097562,0.90243902439024393]
[3,8.6999999999999993,120,26,1,0.8,0.8,120,0,0.8,1,1]
[3,11.2,120,26,50,1.1499999999999999,0.72,120,1,0.8,1.4374999999999998,0.89999999999999991]
[3,12.3,120,26,60,1.31,0.7,120,1,0.8,1.6375,0.87499999999999989]
[3,13.5,120,26,70,1.47,0.68,120,1,0.8,1.8374999999999999,0.85]
[3,16.8,120,26,99,1.93,0.61,120,1,0.8,2.4124999999999996,0.76249999999999996]
[3,6.6,120,26,1,0.84,0.84,200,0,0.84,1,1]
[3,8.5,120,26,50,1.29,0.79,200,1,0.84,1.5357142857142858,0.94047619047619058]
[3,9.3000000000000007,120,26,60,1.47,0.78,200,1,0.84,1.75,0.9285714285714286]
[3,10.1,120,26,70,1.65,0.76,200,1,0.84,1.9642857142857142,0.90476190476190477]
[3,12.4,120,26,99,2.1800000000000002,0.73,200,1,0.84,2.5952380952380953,0.86904761904761907]
[3,5.6,120,26,1,0.85,0.85,280,0,0.85,1,1]
[3,7.1,120,26,50,1.34,0.82,280,1,0.85,1.5764705882352943,0.96470588235294119]
[3,7.7,120,26,60,1.53,0.81,280,1,0.85,1.8,0.95294117647058829]
[3,8.3000000000000007,120,26,70,1.72,0.8,280,1,0.85,2.0235294117647058,0.94117647058823539]
[3,9.9,120,26,99,2.27,0.77,280,1,0.85,2.6705882352941179,0.90588235294117647]
[3,9,120,27,1,0.84,0.84,120,0,0.84,1,1]
[3,11.7,120,27,50,1.22,0.75,120,1,0.84,1.4523809523809523,0.8928571428571429]
[3,13,120,27,60,1.39,0.72,120,1,0.84,1.6547619047619047,0.8571428571428571]
[3,14.2,120,27,70,1.56,0.7,120,1,0.84,1.8571428571428572,0.83333333333333326]
[3,17.7,120,27,99,2.06,0.63,120,1,0.84,2.4523809523809526,0.75]
[3,6.8,120,27,1,0.88,0.88,200,0,0.88,1,1]
[3,8.9,120,27,50,1.38,0.82,200,1,0.88,1.5681818181818181,0.93181818181818177]
[3,9.6999999999999993,120,27,60,1.57,0.81,200,1,0.88,1.7840909090909092,0.92045454545454553]
[3,10.5,120,27,70,1.76,0.79,200,1,0.88,2,0.89772727272727282]
[3,13,120,27,99,2.3199999999999998,0.75,200,1,0.88,2.6363636363636362,0.85227272727272729]
[3,5.7,120,27,1,0.89,0.89,280,0,0.89,1,1]
[3,7.4,120,27,50,1.43,0.85,280,{"$f":"IF(F918<>G918,1,0)","v":1},0.89,{"$f":"F918/J918","v":1.6067415730337078},0.9550561797752809]
[3,8,120,27,60,1.63,0.84,280,1,0.89,1.8314606741573032,{"$f":"G919/J919","v":0.9438202247191011}]
[3,8.6,120,27,70,1.83,0.83,280,1,0.89,2.0561797752808988,0.93258426966292129]
[3,10.4,120,27,99,2.41,0.8,280,1,{"$f":"IF(F921/G921=1,F921,J920)","v":0.89},2.707865168539326,0.89887640449438211]
[3,9.1999999999999993,120,28,1,0.87,0.87,120,0,0.87,1,1]
[3,12.3,120,28,50,1.3,0.77,120,1,0.87,1.4942528735632183,0.88505747126436785]
[3,13.6,120,28,60,1.48,0.75,120,1,0.87,1.7011494252873562,0.86206896551724144]
[3,14.9,120,28,70,1.66,0.72,120,1,0.87,1.9080459770114941,0.82758620689655171]
[3,18.600000000000001,120,28,99,2.1800000000000002,0.65,120,1,0.87,2.5057471264367819,0.74712643678160917]
[3,6.9,120,28,1,0.91,0.91,200,0,0.91,1,1]
[3,9.3000000000000007,120,28,50,1.47,0.85,200,1,0.91,1.6153846153846152,0.93406593406593397]
[3,10.199999999999999,120,28,60,1.67,0.83,200,1,0.91,1.8351648351648351,0.91208791208791207]
[3,11,120,28,70,1.87,0.82,200,1,0.91,2.0549450549450552,0.90109890109890101]
[3,13.6,120,28,99,2.4700000000000002,0.78,200,1,0.91,2.7142857142857144,0.8571428571428571]
[3,5.8,120,28,1,0.92,0.92,280,0,0.92,1,1]
[3,7.7,120,28,50,1.52,0.88,280,1,0.92,1.6521739130434783,0.9565217391304347]
[3,8.3000000000000007,120,28,60,1.73,0.87,280,1,0.92,1.8804347826086956,0.94565217391304346]
[3,8.9,120,28,70,1.95,0.86,280,1,0.92,2.1195652173913042,0.93478260869565211]
[3,10.8,120,28,99,2.56,0.82,280,1,0.92,2.7826086956521738,0.89130434782608692]
[3,9.4,120,29,1,0.9,0.9,120,0,0.9,1,1]
[3,12.9,120,29,50,1.39,0.8,120,1,0.9,1.5444444444444443,0.88888888888888895]
[3,14.3,120,29,60,1.58,0.77,120,1,0.9,1.7555555555555555,0.85555555555555551]
[3,15.6,120,29,70,1.77,0.74,120,1,0.9,1.9666666666666666,0.82222222222222219]
[3,19.600000000000001,120,29,99,2.31,0.67,120,1,0.9,2.5666666666666669,0.74444444444444446]
[3,7,120,29,1,0.94,0.94,200,0,0.94,1,1]
[3,9.6999999999999993,120,29,50,1.56,0.88,200,1,0.94,1.6595744680851066,0.93617021276595747]
[3,10.6,120,29,60,1.77,0.86,200,1,0.94,1.8829787234042554,0.91489361702127658]
[3,11.5,120,29,70,1.99,0.85,200,1,0.94,2.1170212765957448,0.9042553191489362]
[3,14.2,120,29,99,2.62,0.8,200,1,0.94,2.7872340425531918,0.85106382978723416]
[3,5.9,120,29,1,0.96,0.96,280,0,0.96,1,1]
[3,7.9,120,29,50,1.61,0.91,280,1,0.96,1.6770833333333335,0.94791666666666674]
[3,8.6,120,29,60,1.84,0.9,280,1,0.96,1.9166666666666667,0.93750000000000011]
[3,9.3000000000000007,120,29,70,2.06,0.88,280,1,0.96,2.1458333333333335,0.91666666666666674]
[3,11.3,120,29,99,2.72,0.85,280,1,0.96,2.8333333333333335,0.88541666666666663]
[3,9.6999999999999993,120,30,1,0.94,0.94,120,0,0.94,1,1]
[3,13.5,120,30,50,1.47,0.82,120,1,0.94,1.5638297872340425,0.87234042553191493]
[3,14.9,120,30,60,1.67,0.79,120,1,0.94,1.7765957446808511,0.84042553191489366]
[3,16.399999999999999,120,30,70,1.87,0.77,120,1,0.94,1.9893617021276597,0.81914893617021278]
[3,20.5,120,30,99,2.4500000000000002,0.69,120,1,0.94,2.6063829787234045,0.73404255319148937]
[3,7.2,120,30,1,0.98,0.98,200,0,0.98,1,1]
[3,10.1,120,30,50,1.65,0.91,200,1,0.98,1.6836734693877551,0.9285714285714286]
[3,11.1,120,30,60,1.88,0.89,200,1,0.98,1.9183673469387754,0.90816326530612246]
[3,12,120,30,70,2.11,0.87,200,1,0.98,2.1530612244897958,0.88775510204081631]
[3,14.9,120,30,99,2.77,0.83,200,1,0.98,2.8265306122448979,0.84693877551020402]
[3,6,120,30,1,0.99,0.99,280,0,0.99,1,1]
[3,8.1999999999999993,120,30,50,1.71,0.94,280,1,0.99,1.7272727272727273,0.9494949494949495]
[3,9,120,30,60,1.95,0.93,280,1,0.99,1.9696969696969697,0.93939393939393945]
[3,9.6999999999999993,120,30,70,2.19,0.91,280,1,0.99,2.2121212121212119,0.91919191919191923]
[3,11.8,120,30,99,2.88,0.88,280,1,0.99,2.9090909090909092,0.88888888888888895]
[3,9.9,120,31,1,0.97,0.97,120,0,0.97,1,1]
[3,14.1,120,31,50,1.56,0.84,120,1,0.97,1.6082474226804124,0.865979381443299]
[3,15.6,120,31,60,1.77,0.82,120,1,0.97,1.8247422680412373,0.84536082474226804]
[3,17.2,120,31,70,1.98,0.79,120,1,0.97,2.0412371134020617,0.81443298969072175]
[3,21.5,120,31,99,2.59,0.7,120,1,0.97,2.670103092783505,0.72164948453608246]
[3,7.3,120,31,1,1.01,1.01,200,0,1.01,1,1]
[3,10.5,120,31,50,1.75,0.94,200,1,1.01,1.7326732673267327,0.93069306930693063]
[3,11.5,120,31,60,1.99,0.92,200,1,1.01,1.9702970297029703,0.91089108910891092]
[3,12.6,120,31,70,2.23,0.9,200,1,1.01,2.2079207920792081,0.8910891089108911]
[3,15.6,120,31,99,2.93,0.85,200,1,1.01,2.9009900990099009,0.84158415841584155]
[3,6.1,120,31,1,1.03,1.03,280,0,1.03,1,1]
[3,8.6,120,31,50,1.82,0.97,280,1,1.03,1.766990291262136,0.9417475728155339]
[3,9.3000000000000007,120,31,60,2.06,0.95,280,1,1.03,2,0.92233009708737856]
[3,10.1,120,31,70,2.3199999999999998,0.94,280,1,1.03,2.2524271844660193,0.9126213592233009]
[3,12.3,120,31,99,3.04,0.9,280,1,1.03,2.9514563106796117,0.87378640776699024]
[3,10.199999999999999,120,32,1,1,1,120,{"$f":"IF(F982<>G982,1,0)","v":0},1,{"$f":"F982/J982","v":1},1]
[3,14.8,120,32,50,1.65,0.87,120,1,1,1.65,{"$f":"G983/J983","v":0.87}]
[3,16.399999999999999,120,32,60,1.87,0.84,120,1,1,1.87,0.84]
[3,18,120,32,70,2.09,0.81,120,1,{"$f":"IF(F985/G985=1,F985,J984)","v":1},2.09,0.81]
[3,22.5,120,32,99,2.73,0.72,120,1,1,2.73,0.72]
[3,7.5,120,32,1,1.05,1.05,200,0,1.05,1,1]
[3,10.9,120,32,50,1.85,0.96,200,1,1.05,1.7619047619047619,0.91428571428571426]
[3,12,120,32,60,2.1,0.94,200,1,1.05,2,0.89523809523809517]
[3,13.1,120,32,70,2.36,0.93,200,1,1.05,2.2476190476190476,0.88571428571428568]
[3,16.3,120,32,99,3.1,0.87,200,1,1.05,2.9523809523809526,0.82857142857142851]
[3,6.2,120,32,1,1.06,1.06,280,0,1.06,1,1]
[3,8.9,120,32,50,1.92,1,280,1,1.06,1.811320754716981,0.94339622641509424]
[3,9.6999999999999993,120,32,60,2.1800000000000002,0.98,280,1,1.06,2.0566037735849059,0.92452830188679236]
[3,10.5,120,32,70,2.4500000000000002,0.97,280,1,1.06,2.3113207547169812,0.91509433962264142]
[3,12.9,120,32,99,3.22,0.93,280,1,1.06,3.0377358490566038,0.87735849056603776]
[3,7.8,140,20,1,0.67,0.67,120,0,0.67,1,1]
[3,8.6,140,20,50,0.79,0.62,120,1,0.67,1.1791044776119404,0.9253731343283581]
[3,9.5,140,20,60,0.91,0.6,120,1,0.67,1.3582089552238805,0.89552238805970141]
[3,10.4,140,20,70,1.04,0.57999999999999996,120,1,0.67,1.5522388059701493,0.86567164179104461]
[3,13,140,20,99,1.39,0.52,120,1,0.67,2.0746268656716413,0.77611940298507465]
[3,6.1,140,20,1,0.72,0.72,200,0,0.72,1,1]
[3,6.9,140,20,50,0.91,0.68,200,1,0.72,1.2638888888888891,0.94444444444444453]
[3,7.5,140,20,60,1.06,0.67,200,1,0.72,1.4722222222222223,0.93055555555555569]
[3,8.1,140,20,70,1.2,0.66,200,1,0.72,1.6666666666666667,0.91666666666666674]
[3,9.9,140,20,99,1.61,0.62,200,1,0.72,2.2361111111111112,0.86111111111111116]
[3,5.2,140,20,1,0.73,0.73,280,0,0.73,1,1]
[3,5.9,140,20,50,0.96,0.7,280,1,0.73,1.3150684931506849,0.95890410958904104]
[3,6.4,140,20,60,1.1100000000000001,0.7,280,1,0.73,1.5205479452054795,0.95890410958904104]
[3,6.9,140,20,70,1.26,0.69,280,1,0.73,1.726027397260274,0.9452054794520548]
[3,8.1999999999999993,140,20,99,1.7,0.66,280,1,0.73,2.3287671232876712,0.90410958904109595]
[3,8.1,140,21,1,0.71,0.71,120,0,0.71,1,1]
[3,9.1999999999999993,140,21,50,0.86,0.65,120,1,0.71,1.2112676056338028,0.91549295774647899]
[3,10.1,140,21,60,0.99,0.63,120,1,0.71,1.3943661971830987,0.88732394366197187]
[3,11,140,21,70,1.1200000000000001,0.61,120,1,0.71,1.5774647887323945,0.85915492957746487]
[3,13.7,140,21,99,1.5,0.54,120,1,0.71,2.1126760563380285,0.76056338028169024]
[3,6.2,140,21,1,0.76,0.76,200,0,0.76,1,1]
[3,7.3,140,21,50,1,0.72,200,1,0.76,1.3157894736842106,0.94736842105263153]
[3,7.9,140,21,60,1.1499999999999999,0.7,200,1,0.76,1.513157894736842,0.92105263157894735]
[3,8.6,140,21,70,1.3,0.69,200,1,0.76,1.7105263157894737,0.9078947368421052]
[3,10.5,140,21,99,1.74,0.65,200,1,0.76,2.2894736842105261,0.85526315789473684]
[3,5.4,140,21,1,0.77,0.77,280,0,0.77,1,1]
[3,6.2,140,21,50,1.05,0.74,280,1,0.77,1.3636363636363638,0.96103896103896103]
[3,6.7,140,21,60,1.21,0.73,280,1,0.77,1.5714285714285714,0.94805194805194803]
[3,7.2,140,21,70,1.36,0.72,280,1,0.77,1.7662337662337664,0.93506493506493504]
[3,8.6,140,21,99,1.83,0.69,280,1,0.77,2.3766233766233769,0.89610389610389607]
[3,8.4,140,22,1,0.75,0.75,120,0,0.75,1,1]
[3,9.6999999999999993,140,22,50,0.94,0.68,120,1,0.75,1.2533333333333332,0.90666666666666673]
[3,10.7,140,22,60,1.07,0.66,120,1,0.75,1.4266666666666667,0.88]
[3,11.7,140,22,70,1.21,0.63,120,1,0.75,1.6133333333333333,0.84]
[3,14.5,140,22,99,1.61,0.56000000000000005,120,1,0.75,2.1466666666666669,0.7466666666666667]
[3,6.4,140,22,1,0.8,0.8,200,0,0.8,1,1]
[3,7.6,140,22,50,1.08,0.75,200,1,0.8,1.35,0.9375]
[3,8.3000000000000007,140,22,60,1.24,0.74,200,1,0.8,1.5499999999999998,0.92499999999999993]
[3,9,140,22,70,1.4,0.72,200,1,0.8,1.7499999999999998,0.89999999999999991]
[3,11,140,22,99,1.87,0.68,200,1,0.8,2.3374999999999999,0.85]
[3,5.5,140,22,1,0.81,0.81,280,0,0.81,1,1]
[3,6.5,140,22,50,1.1299999999999999,0.78,280,1,0.81,1.3950617283950615,0.96296296296296291]
[3,7,140,22,60,1.3,0.77,280,1,0.81,1.6049382716049383,0.95061728395061729]
[3,7.5,140,22,70,1.47,0.76,280,1,0.81,1.8148148148148147,0.93827160493827155]
[3,9,140,22,99,1.97,0.73,280,1,0.81,2.4320987654320985,0.90123456790123446]
[3,8.6,140,23,1,0.79,0.79,120,0,0.79,1,1]
[3,10.199999999999999,140,23,50,1.01,0.71,120,1,0.79,1.2784810126582278,0.89873417721518978]
[3,11.3,140,23,60,1.1599999999999999,0.68,120,1,0.79,1.4683544303797467,0.86075949367088611]
[3,12.3,140,23,70,1.3,0.66,120,1,0.79,1.6455696202531644,0.83544303797468356]
[3,15.4,140,23,99,1.73,0.59,120,{"$f":"IF(F1046<>G1046,1,0)","v":1},0.79,{"$f":"F1046/J1046","v":2.1898734177215187},0.74683544303797456]
[3,6.6,140,23,1,0.84,0.84,200,0,0.84,1,{"$f":"G1047/J1047","v":1}]
[3,8,140,23,50,1.17,0.79,200,1,0.84,1.3928571428571428,0.94047619047619058]
[3,8.6999999999999993,140,23,60,1.34,0.77,200,1,{"$f":"IF(F1049/G1049=1,F1049,J1048)","v":0.84},1.5952380952380953,0.91666666666666674]
[3,9.5,140,23,70,1.51,0.76,200,1,0.84,1.7976190476190477,0.90476190476190477]
[3,11.6,140,23,99,2,0.71,200,1,0.84,2.3809523809523809,0.84523809523809523]
[3,5.6,140,23,1,0.85,0.85,280,0,0.85,1,1]
[3,6.7,140,23,50,1.23,0.82,280,1,0.85,1.4470588235294117,0.96470588235294119]
[3,7.3,140,23,60,1.41,0.8,280,1,0.85,1.6588235294117646,0.94117647058823539]
[3,7.8,140,23,70,1.58,0.79,280,1,0.85,1.8588235294117648,0.92941176470588238]
[3,9.4,140,23,99,2.11,0.76,280,1,0.85,2.4823529411764707,0.89411764705882357]
[3,8.9,140,24,1,0.83,0.83,120,0,0.83,1,1]
[3,10.8,140,24,50,1.0900000000000001,0.74,120,1,0.83,1.3132530120481929,0.89156626506024095]
[3,11.9,140,24,60,1.24,0.71,120,1,0.83,1.493975903614458,0.85542168674698793]
[3,13,140,24,70,1.4,0.69,120,1,0.83,1.6867469879518071,0.83132530120481929]
[3,16.2,140,24,99,1.85,0.61,120,1,0.83,2.2289156626506026,0.73493975903614461]
[3,6.8,140,24,1,0.88,0.88,200,0,0.88,1,1]
[3,8.4,140,24,50,1.26,0.82,200,1,0.88,1.4318181818181819,0.93181818181818177]
[3,9.1999999999999993,140,24,60,1.44,0.8,200,1,0.88,1.6363636363636362,0.90909090909090917]
[3,9.9,140,24,70,1.62,0.79,200,1,0.88,1.8409090909090911,0.89772727272727282]
[3,12.2,140,24,99,2.14,0.74,200,1,0.88,2.4318181818181821,0.84090909090909094]
[3,5.7,140,24,1,0.9,0.9,280,0,0.9,1,1]
[3,7,140,24,50,1.32,0.85,280,1,0.9,1.4666666666666668,0.94444444444444442]
[3,7.6,140,24,60,1.51,0.84,280,1,0.9,1.6777777777777778,0.93333333333333324]
[3,8.1999999999999993,140,24,70,1.7,0.83,280,1,0.9,1.8888888888888888,0.92222222222222217]
[3,9.9,140,24,99,2.25,0.79,280,1,0.9,2.5,0.87777777777777777]
[3,9.1999999999999993,140,25,1,0.87,0.87,120,0,0.87,1,1]
[3,11.3,140,25,50,1.17,0.77,120,1,0.87,1.3448275862068966,0.88505747126436785]
[3,12.5,140,25,60,1.33,0.74,120,1,0.87,1.5287356321839081,0.85057471264367812]
[3,13.7,140,25,70,1.5,0.71,120,1,0.87,1.7241379310344829,0.81609195402298851]
[3,17.100000000000001,140,25,99,1.97,0.63,120,1,0.87,2.264367816091954,0.72413793103448276]
[3,6.9,140,25,1,0.92,0.92,200,0,0.92,1,1]
[3,8.8000000000000007,140,25,50,1.35,0.85,200,1,0.92,1.4673913043478262,0.92391304347826075]
[3,9.6,140,25,60,1.54,0.84,200,1,0.92,1.6739130434782608,0.91304347826086951]
[3,10.4,140,25,70,1.73,0.82,200,1,0.92,1.8804347826086956,0.89130434782608692]
[3,12.8,140,25,99,2.29,0.77,200,1,0.92,2.4891304347826084,0.83695652173913038]
[3,5.9,140,25,1,0.94,0.94,280,0,0.94,1,1]
[3,7.3,140,25,50,1.41,0.89,280,1,0.94,1.5,0.94680851063829796]
[3,7.9,140,25,60,1.62,0.87,280,1,0.94,1.7234042553191491,0.92553191489361708]
[3,8.6,140,25,70,1.82,0.86,280,1,0.94,1.9361702127659577,0.91489361702127658]
[3,10.4,140,25,99,2.4,0.82,280,1,0.94,2.5531914893617023,0.87234042553191493]
[3,9.4,140,26,1,0.9,0.9,120,0,0.9,1,1]
[3,11.9,140,26,50,1.25,0.8,120,1,0.9,1.3888888888888888,0.88888888888888895]
[3,13.2,140,26,60,1.42,0.77,120,1,0.9,1.5777777777777777,0.85555555555555551]
[3,14.4,140,26,70,1.6,0.74,120,1,0.9,1.7777777777777779,0.82222222222222219]
[3,18,140,26,99,2.1,0.65,120,1,0.9,2.3333333333333335,0.72222222222222221]
[3,7.1,140,26,1,0.96,0.96,200,0,0.96,1,1]
[3,9.1999999999999993,140,26,50,1.44,0.89,200,1,0.96,1.5,0.92708333333333337]
[3,10.1,140,26,60,1.64,0.87,200,1,0.96,1.7083333333333333,0.90625]
[3,10.9,140,26,70,1.85,0.85,200,1,0.96,1.9270833333333335,0.88541666666666663]
[3,13.5,140,26,99,2.44,0.8,200,1,0.96,2.5416666666666665,0.83333333333333337]
[3,6,140,26,1,0.98,0.98,280,0,0.98,1,1]
[3,7.6,140,26,50,1.51,0.92,280,1,0.98,1.5408163265306123,0.93877551020408168]
[3,8.3000000000000007,140,26,60,1.73,0.91,280,1,0.98,1.7653061224489797,0.9285714285714286]
[3,8.9,140,26,70,1.94,0.9,280,1,0.98,1.9795918367346939,0.91836734693877553]
[3,10.8,140,26,99,2.56,0.86,280,1,0.98,2.6122448979591839,0.87755102040816324]
[3,9.6999999999999993,140,27,1,0.94,0.94,120,0,0.94,1,1]
[3,12.5,140,27,50,1.33,0.82,120,1,0.94,1.4148936170212767,0.87234042553191493]
[3,13.8,140,27,60,1.52,0.79,120,1,0.94,1.6170212765957448,0.84042553191489366]
[3,15.2,140,27,70,1.7,0.76,120,1,0.94,1.8085106382978724,0.8085106382978724]
[3,19,140,27,99,2.23,0.67,120,1,0.94,2.3723404255319149,0.7127659574468086]
[3,7.3,140,27,1,1,1,200,0,1,1,1]
[3,9.6,140,27,50,1.54,0.92,200,1,1,1.54,0.92]
[3,10.5,140,27,60,1.75,0.9,200,1,1,1.75,0.9]
[3,11.4,140,27,70,1.97,0.88,200,{"$f":"IF(F1110<>G1110,1,0)","v":1},1,{"$f":"F1110/J1110","v":1.97},0.88]
[3,14.1,140,27,99,2.6,0.83,200,1,1,2.6,{"$f":"G1111/J1111","v":0.83}]
[3,6.1,140,27,1,1.02,1.02,280,0,1.02,1,1]
[3,7.9,140,27,50,1.62,0.96,280,1,{"$f":"IF(F1113/G1113=1,F1113,J1112)","v":1.02},1.5882352941176472,0.94117647058823528]
[3,8.6,140,27,60,1.84,0.94,280,1,1.02,1.803921568627451,0.92156862745098034]
[3,9.3000000000000007,140,27,70,2.0699999999999998,0.93,280,1,1.02,2.0294117647058822,0.91176470588235292]
[3,11.3,140,27,99,2.73,0.89,280,1,1.02,2.6764705882352939,0.87254901960784315]
[3,10,140,28,1,0.98,0.98,120,0,0.98,1,1]
[3,13.1,140,28,50,1.42,0.85,120,1,0.98,1.4489795918367347,0.86734693877551017]
[3,14.5,140,28,60,1.62,0.82,120,1,0.98,1.653061224489796,0.83673469387755095]
[3,15.9,140,28,70,1.81,0.78,120,1,0.98,1.8469387755102042,0.79591836734693877]
[3,19.899999999999999,140,28,99,2.36,0.69,120,1,0.98,2.4081632653061225,0.70408163265306123]
[3,7.4,140,28,1,1.03,1.03,200,0,1.03,1,1]
[3,10,140,28,50,1.64,0.95,200,1,1.03,1.5922330097087378,0.92233009708737856]
[3,11,140,28,60,1.87,0.93,200,1,1.03,1.8155339805825244,0.90291262135922334]
[3,12,140,28,70,2.09,0.91,200,1,1.03,2.029126213592233,0.88349514563106801]
[3,14.8,140,28,99,2.76,0.85,200,1,1.03,2.6796116504854366,0.82524271844660191]
[3,6.2,140,28,1,1.05,1.05,280,0,1.05,1,1]
[3,8.3000000000000007,140,28,50,1.72,0.99,280,1,1.05,1.638095238095238,0.94285714285714284]
[3,9,140,28,60,1.96,0.98,280,1,1.05,1.8666666666666665,0.93333333333333324]
[3,9.6999999999999993,140,28,70,2.2000000000000002,0.96,280,1,1.05,2.0952380952380953,0.91428571428571426]
[3,11.9,140,28,99,2.9,0.92,280,1,1.05,2.7619047619047619,0.87619047619047619]
[3,10.3,140,29,1,1.02,1.02,120,0,1.02,1,1]
[3,13.8,140,29,50,1.51,0.88,120,1,1.02,1.4803921568627452,0.86274509803921573]
[3,15.3,140,29,60,1.72,0.84,120,1,1.02,1.6862745098039216,0.82352941176470584]
[3,16.7,140,29,70,1.92,0.81,120,1,1.02,1.8823529411764706,0.79411764705882359]
[3,20.9,140,29,99,2.5,0.7,120,1,1.02,2.4509803921568629,0.68627450980392146]
[3,7.6,140,29,1,1.07,1.07,200,0,1.07,1,1]
[3,10.5,140,29,50,1.74,0.98,200,1,1.07,1.6261682242990654,0.9158878504672896]
[3,11.5,140,29,60,1.98,0.96,200,1,1.07,1.8504672897196262,0.89719626168224287]
[3,12.5,140,29,70,2.2200000000000002,0.94,200,1,1.07,2.0747663551401869,0.87850467289719614]
[3,15.5,140,29,99,2.92,0.88,200,1,1.07,2.7289719626168223,0.82242990654205606]
[3,6.3,140,29,1,1.0900000000000001,1.0900000000000001,280,0,1.0900000000000001,1,1]
[3,8.6,140,29,50,1.83,1.03,280,1,1.0900000000000001,1.6788990825688073,0.94495412844036697]
[3,9.4,140,29,60,2.08,1.01,280,1,1.0900000000000001,1.9082568807339448,0.92660550458715585]
[3,10.1,140,29,70,2.33,0.99,280,1,1.0900000000000001,2.1376146788990824,0.90825688073394484]
[3,12.4,140,29,99,3.07,0.95,280,1,1.0900000000000001,2.8165137614678897,0.87155963302752282]
[3,10.5,140,30,1,1.05,1.05,120,0,1.05,1,1]
[3,14.4,140,30,50,1.6,0.9,120,1,1.05,1.5238095238095237,0.8571428571428571]
[3,16,140,30,60,1.82,0.86,120,1,1.05,1.7333333333333334,0.81904761904761902]
[3,17.5,140,30,70,2.0299999999999998,0.83,120,1,1.05,1.9333333333333331,0.79047619047619044]
[3,22,140,30,99,2.65,0.72,120,1,1.05,2.5238095238095237,0.68571428571428561]
[3,7.8,140,30,1,1.1100000000000001,1.1100000000000001,200,0,1.1100000000000001,1,1]
[3,10.9,140,30,50,1.85,1.02,200,1,1.1100000000000001,1.6666666666666665,0.91891891891891886]
[3,12,140,30,60,2.1,0.99,200,1,1.1100000000000001,1.8918918918918919,0.89189189189189177]
[3,13.1,140,30,70,2.36,0.97,200,1,1.1100000000000001,2.1261261261261257,0.87387387387387372]
[3,16.3,140,30,99,3.1,0.9,200,1,1.1100000000000001,2.7927927927927927,0.81081081081081074]
[3,6.5,140,30,1,1.1299999999999999,1.1299999999999999,280,0,1.1299999999999999,1,1]
[3,8.9,140,30,50,1.94,1.06,280,1,1.1299999999999999,1.7168141592920354,0.93805309734513287]
[3,9.8000000000000007,140,30,60,2.21,1.04,280,1,1.1299999999999999,1.9557522123893807,0.92035398230088505]
[3,10.6,140,30,70,2.4700000000000002,1.03,280,1,1.1299999999999999,2.1858407079646023,0.91150442477876115]
[3,13,140,30,99,3.25,0.98,280,1,1.1299999999999999,2.8761061946902657,0.86725663716814161]
[3,10.8,140,31,1,1.0900000000000001,1.0900000000000001,120,0,1.0900000000000001,1,1]
[3,15.1,140,31,50,1.69,0.93,120,1,1.0900000000000001,1.5504587155963301,0.85321100917431192]
[3,16.8,140,31,60,1.92,0.89,120,1,1.0900000000000001,1.7614678899082568,0.8165137614678899]
[3,18.399999999999999,140,31,70,2.15,0.85,120,1,1.0900000000000001,1.9724770642201832,0.77981651376146777]
[3,23,140,31,99,2.79,0.73,120,1,1.0900000000000001,2.5596330275229358,0.66972477064220182]
[3,7.9,140,31,1,1.1499999999999999,1.1499999999999999,200,0,1.1499999999999999,1,1]
[3,11.4,140,31,50,1.96,1.05,200,1,1.1499999999999999,1.7043478260869567,0.91304347826086962]
[3,12.5,140,31,60,2.2200000000000002,1.02,200,1,1.1499999999999999,1.9304347826086961,0.88695652173913053]
[3,13.7,140,31,70,2.5,1,200,1,1.1499999999999999,2.1739130434782612,0.86956521739130443]
[3,17.100000000000001,140,31,99,3.28,0.93,200,1,1.1499999999999999,2.8521739130434782,0.80869565217391315]
[3,6.6,140,31,1,1.17,1.17,280,0,1.17,1,1]
[3,9.3000000000000007,140,31,50,2.0499999999999998,1.0900000000000001,280,1,1.17,1.7521367521367521,0.93162393162393176]
[3,10.1,140,31,60,2.34,1.07,280,{"$f":"IF(F1174<>G1174,1,0)","v":1},1.17,{"$f":"F1174/J1174","v":2},0.91452991452991461]
[3,11,140,31,70,2.62,1.06,280,1,1.17,2.2393162393162394,{"$f":"G1175/J1175","v":0.90598290598290609}]
[3,13.6,140,31,99,3.44,1,280,1,1.17,2.9401709401709404,0.85470085470085477]
[3,11,140,32,1,1.1299999999999999,1.1299999999999999,120,0,{"$f":"IF(F1177/G1177=1,F1177,J1176)","v":1.1299999999999999},1,1]
[3,15.8,140,32,50,1.79,0.95,120,1,1.1299999999999999,1.5840707964601772,0.84070796460177]
[3,17.5,140,32,60,2.0299999999999998,0.91,120,1,1.1299999999999999,1.7964601769911503,0.80530973451327448]
[3,19.3,140,32,70,2.27,0.87,120,1,1.1299999999999999,2.0088495575221241,0.76991150442477885]
[3,24.1,140,32,99,2.95,0.75,120,1,1.1299999999999999,2.610619469026549,0.66371681415929207]
[3,8.1,140,32,1,1.19,1.19,200,0,1.19,1,1]
[3,11.9,140,32,50,2.0699999999999998,1.08,200,1,1.19,1.7394957983193278,0.90756302521008414]
[3,13.1,140,32,60,2.36,1.05,200,1,1.19,1.9831932773109244,0.88235294117647067]
[3,14.3,140,32,70,2.64,1.03,200,1,1.19,2.2184873949579833,0.86554621848739499]
[3,17.899999999999999,140,32,99,3.46,0.95,200,1,1.19,2.9075630252100839,0.79831932773109249]
[3,6.7,140,32,1,1.21,1.21,280,0,1.21,1,1]
[3,9.6,140,32,50,2.17,1.1299999999999999,280,1,1.21,1.7933884297520661,0.93388429752066104]
[3,10.6,140,32,60,2.4700000000000002,1.1100000000000001,280,1,1.21,2.0413223140495869,0.9173553719008265]
[3,11.5,140,32,70,2.77,1.0900000000000001,280,1,1.21,2.2892561983471076,0.90082644628099184]
[3,14.2,140,32,99,3.64,1.03,280,1,1.21,3.0082644628099175,0.85123966942148765]
[3,8.3000000000000007,160,20,1,0.74,0.74,120,0,0.74,1,1]
[3,9,160,20,50,0.85,0.68,120,1,0.74,1.1486486486486487,0.91891891891891897]
[3,10,160,20,60,0.98,0.65,120,1,0.74,1.3243243243243243,0.8783783783783784]
[3,10.9,160,20,70,1.1100000000000001,0.62,120,1,0.74,1.5000000000000002,0.83783783783783783]
[3,13.6,160,20,99,1.49,0.54,120,1,0.74,2.0135135135135136,0.72972972972972983]
[3,6.4,160,20,1,0.8,0.8,200,0,0.8,1,1]
[3,7.3,160,20,50,1,0.75,200,1,0.8,1.25,0.9375]
[3,7.9,160,20,60,1.1499999999999999,0.74,200,1,0.8,1.4374999999999998,0.92499999999999993]
[3,8.6,160,20,70,1.31,0.72,200,1,0.8,1.6375,0.89999999999999991]
[3,10.6,160,20,99,1.77,0.67,200,1,0.8,2.2124999999999999,0.83750000000000002]
[3,5.5,160,20,1,0.82,0.82,280,0,0.82,1,1]
[3,6.2,160,20,50,1.06,0.78,280,1,0.82,1.2926829268292683,0.95121951219512202]
[3,6.8,160,20,60,1.23,0.77,280,1,0.82,1.5,0.9390243902439025]
[3,7.3,160,20,70,1.39,0.76,280,1,0.82,1.6951219512195121,0.92682926829268297]
[3,8.6999999999999993,160,20,99,1.87,0.72,280,1,0.82,2.280487804878049,0.87804878048780488]
[3,8.6,160,21,1,0.78,0.78,120,0,0.78,1,1]
[3,9.6,160,21,50,0.92,0.71,120,1,0.78,1.1794871794871795,0.91025641025641013]
[3,10.6,160,21,60,1.06,0.68,120,1,0.78,1.358974358974359,0.87179487179487181]
[3,11.6,160,21,70,1.2,0.65,120,1,0.78,1.5384615384615383,0.83333333333333337]
[3,14.4,160,21,99,1.6,0.56999999999999995,120,1,0.78,2.0512820512820515,0.73076923076923073]
[3,6.6,160,21,1,0.84,0.84,200,0,0.84,1,1]
[3,7.7,160,21,50,1.0900000000000001,0.79,200,1,0.84,1.2976190476190477,0.94047619047619058]
[3,8.4,160,21,60,1.25,0.77,200,1,0.84,1.4880952380952381,0.91666666666666674]
[3,9.1,160,21,70,1.42,0.75,200,1,0.84,1.6904761904761905,0.8928571428571429]
[3,11.2,160,21,99,1.9,0.7,200,1,0.84,2.2619047619047619,0.83333333333333326]
[3,5.6,160,21,1,0.86,0.86,280,0,0.86,1,1]
[3,6.5,160,21,50,1.1599999999999999,0.82,280,1,0.86,1.3488372093023255,0.95348837209302317]
[3,7.1,160,21,60,1.33,0.81,280,1,0.86,1.5465116279069768,0.94186046511627919]
[3,7.6,160,21,70,1.51,0.8,280,1,0.86,1.7558139534883721,0.93023255813953498]
[3,9.1999999999999993,160,21,99,2.02,0.76,280,1,0.86,2.3488372093023258,0.88372093023255816]
[3,8.9,160,22,1,0.83,0.83,120,0,0.83,1,1]
[3,10.1,160,22,50,1,0.74,120,1,0.83,1.2048192771084338,0.89156626506024095]
[3,11.2,160,22,60,1.1499999999999999,0.71,120,1,0.83,1.3855421686746987,0.85542168674698793]
[3,12.3,160,22,70,1.3,0.68,120,1,0.83,1.566265060240964,0.81927710843373502]
[3,15.3,160,22,99,1.72,0.59,120,1,0.83,2.072289156626506,0.71084337349397586]
[3,6.8,160,22,1,0.89,0.89,200,0,0.89,1,1]
[3,8.1,160,22,50,1.18,0.83,200,1,0.89,1.3258426966292134,0.93258426966292129]
[3,8.8000000000000007,160,22,60,1.36,0.81,200,1,0.89,1.5280898876404496,0.9101123595505618]
[3,9.6,160,22,70,1.53,0.79,200,1,0.89,1.7191011235955056,0.88764044943820231]
[3,11.8,160,22,99,2.04,0.74,200,1,0.89,2.292134831460674,0.8314606741573034]
[3,5.8,160,22,1,0.91,0.91,280,0,0.91,1,1]
[3,6.8,160,22,50,1.25,0.87,280,1,0.91,1.3736263736263736,0.95604395604395598]
[3,7.4,160,22,60,1.44,0.85,280,1,0.91,1.5824175824175823,0.93406593406593397]
[3,8,160,22,70,1.63,0.84,280,1,0.91,1.7912087912087911,0.92307692307692302]
[3,9.6,160,22,99,2.17,0.79,280,1,0.91,2.3846153846153846,0.86813186813186816]
[3,9.1999999999999993,160,23,1,0.87,0.87,120,0,0.87,1,1]
[3,10.7,160,23,50,1.08,0.77,120,{"$f":"IF(F1238<>G1238,1,0)","v":1},0.87,{"$f":"F1238/J1238","v":1.2413793103448276},0.88505747126436785]
[3,11.8,160,23,60,1.24,0.74,120,1,0.87,1.4252873563218391,{"$f":"G1239/J1239","v":0.85057471264367812}]
[3,13,160,23,70,1.39,0.71,120,1,0.87,1.5977011494252873,0.81609195402298851]
[3,16.2,160,23,99,1.84,0.61,120,1,{"$f":"IF(F1241/G1241=1,F1241,J1240)","v":0.87},2.1149425287356323,0.70114942528735635]
[3,7,160,23,1,0.93,0.93,200,0,0.93,1,1]
[3,8.5,160,23,50,1.28,0.87,200,1,0.93,1.3763440860215053,0.93548387096774188]
[3,9.3000000000000007,160,23,60,1.46,0.85,200,1,0.93,1.5698924731182795,0.91397849462365588]
[3,10.1,160,23,70,1.65,0.83,200,1,0.93,1.7741935483870965,0.89247311827956977]
[3,12.4,160,23,99,2.19,0.77,200,1,0.93,2.354838709677419,0.82795698924731176]
[3,5.9,160,23,1,0.95,0.95,280,0,0.95,1,1]
[3,7.1,160,23,50,1.35,0.91,280,1,0.95,1.4210526315789476,0.95789473684210535]
[3,7.8,160,23,60,1.55,0.89,280,1,0.95,1.6315789473684212,0.93684210526315792]
[3,8.4,160,23,70,1.75,0.88,280,1,0.95,1.8421052631578949,0.9263157894736842]
[3,10.1,160,23,99,2.33,0.83,280,1,0.95,2.4526315789473685,0.87368421052631584]
[3,9.5,160,24,1,0.91,0.91,120,0,0.91,1,1]
[3,11.3,160,24,50,1.1599999999999999,0.8,120,1,0.91,1.2747252747252746,0.87912087912087911]
[3,12.5,160,24,60,1.33,0.77,120,1,0.91,1.4615384615384617,0.84615384615384615]
[3,13.7,160,24,70,1.49,0.73,120,1,0.91,1.6373626373626373,0.80219780219780212]
[3,17.100000000000001,160,24,99,1.97,0.63,120,1,0.91,2.1648351648351647,0.69230769230769229]
[3,7.2,160,24,1,0.98,0.98,200,0,0.98,1,1]
[3,8.9,160,24,50,1.37,0.9,200,1,0.98,1.3979591836734695,0.91836734693877553]
[3,9.6999999999999993,160,24,60,1.57,0.88,200,1,0.98,1.6020408163265307,0.89795918367346939]
[3,10.6,160,24,70,1.77,0.86,200,1,0.98,1.806122448979592,0.87755102040816324]
[3,13.1,160,24,99,2.35,0.8,200,1,0.98,2.3979591836734695,0.81632653061224492]
[3,6.1,160,24,1,1,1,280,0,1,1,1]
[3,7.5,160,24,50,1.46,0.94,280,1,1,1.46,0.94]
[3,8.1,160,24,60,1.67,0.93,280,1,1,1.67,0.93]
[3,8.6999999999999993,160,24,70,1.88,0.91,280,1,1,1.88,0.91]
[3,10.6,160,24,99,2.4900000000000002,0.86,280,1,1,2.4900000000000002,0.86]
[3,9.8000000000000007,160,25,1,0.95,0.95,120,0,0.95,1,1]
[3,11.9,160,25,50,1.25,0.83,120,1,0.95,1.3157894736842106,0.87368421052631584]
[3,13.2,160,25,60,1.42,0.8,120,1,0.95,1.4947368421052631,0.8421052631578948]
[3,14.4,160,25,70,1.6,0.76,120,1,0.95,1.6842105263157896,0.8]
[3,18,160,25,99,2.1,0.66,120,1,0.95,2.2105263157894739,0.69473684210526321]
[3,7.4,160,25,1,1.02,1.02,200,0,1.02,1,1]
[3,9.3000000000000007,160,25,50,1.47,0.94,200,1,1.02,1.4411764705882353,0.92156862745098034]
[3,10.199999999999999,160,25,60,1.68,0.92,200,1,1.02,1.6470588235294117,0.90196078431372551]
[3,11.1,160,25,70,1.89,0.89,200,1,1.02,1.8529411764705881,0.87254901960784315]
[3,13.7,160,25,99,2.5,0.83,200,1,1.02,2.4509803921568629,0.81372549019607843]
[3,6.2,160,25,1,1.05,1.05,280,0,1.05,1,1]
[3,7.8,160,25,50,1.56,0.98,280,1,1.05,1.4857142857142858,0.93333333333333324]
[3,8.5,160,25,60,1.79,0.97,280,1,1.05,1.7047619047619047,0.92380952380952375]
[3,9.1999999999999993,160,25,70,2.0099999999999998,0.95,280,1,1.05,1.9142857142857139,0.90476190476190466]
[3,11.1,160,25,99,2.66,0.9,280,1,1.05,2.5333333333333332,0.8571428571428571]
[3,10.1,160,26,1,0.99,0.99,120,0,0.99,1,1]
[3,12.5,160,26,50,1.33,0.86,120,1,0.99,1.3434343434343434,0.86868686868686873]
[3,13.9,160,26,60,1.52,0.82,120,1,0.99,1.5353535353535355,0.82828282828282829]
[3,15.2,160,26,70,1.7,0.79,120,1,0.99,1.7171717171717171,0.79797979797979801]
[3,19,160,26,99,2.23,0.68,120,1,0.99,2.2525252525252526,0.68686868686868696]
[3,7.6,160,26,1,1.06,1.06,200,0,1.06,1,1]
[3,9.8000000000000007,160,26,50,1.58,0.98,200,1,1.06,1.4905660377358489,0.92452830188679236]
[3,10.7,160,26,60,1.8,0.95,200,1,1.06,1.6981132075471699,0.89622641509433953]
[3,11.7,160,26,70,2.02,0.93,200,1,1.06,1.9056603773584906,0.87735849056603776]
[3,14.4,160,26,99,2.67,0.86,200,1,1.06,2.5188679245283017,0.81132075471698106]
[3,6.3,160,26,1,1.0900000000000001,1.0900000000000001,280,0,1.0900000000000001,1,1]
[3,8.1,160,26,50,1.67,1.02,280,1,1.0900000000000001,1.5321100917431192,0.93577981651376141]
[3,8.8000000000000007,160,26,60,1.91,1,280,1,1.0900000000000001,1.7522935779816511,0.9174311926605504]
[3,9.6,160,26,70,2.15,0.99,280,1,1.0900000000000001,1.9724770642201832,0.90825688073394484]
[3,11.7,160,26,99,2.83,0.93,280,1,1.0900000000000001,2.5963302752293576,0.85321100917431192]
[3,10.4,160,27,1,1.03,1.03,120,0,1.03,1,1]
[3,13.2,160,27,50,1.43,0.89,120,1,1.03,1.3883495145631066,0.86407766990291257]
[3,14.6,160,27,60,1.62,0.85,120,1,1.03,1.5728155339805825,0.82524271844660191]
[3,16,160,27,70,1.81,0.81,120,1,1.03,1.7572815533980584,0.78640776699029125]
[3,20,160,27,99,2.37,0.69,120,1,1.03,2.3009708737864076,0.66990291262135915]
[3,7.7,160,27,1,1.1100000000000001,1.1100000000000001,200,{"$f":"IF(F1302<>G1302,1,0)","v":0},1.1100000000000001,{"$f":"F1302/J1302","v":1},1]
[3,10.199999999999999,160,27,50,1.68,1.01,200,1,1.1100000000000001,1.5135135135135134,{"$f":"G1303/J1303","v":0.90990990990990983}]
[3,11.2,160,27,60,1.92,0.99,200,1,1.1100000000000001,1.7297297297297296,0.89189189189189177]
[3,12.2,160,27,70,2.15,0.96,200,1,{"$f":"IF(F1305/G1305=1,F1305,J1304)","v":1.1100000000000001},1.9369369369369367,0.8648648648648648]
[3,15.2,160,27,99,2.84,0.89,200,1,1.1100000000000001,2.5585585585585582,0.80180180180180172]
[3,6.5,160,27,1,1.1399999999999999,1.1399999999999999,280,0,1.1399999999999999,1,1]
[3,8.5,160,27,50,1.79,1.06,280,1,1.1399999999999999,1.5701754385964914,0.92982456140350889]
[3,9.1999999999999993,160,27,60,2.04,1.04,280,1,1.1399999999999999,1.7894736842105265,0.91228070175438603]
[3,10,160,27,70,2.29,1.02,280,1,1.1399999999999999,2.0087719298245617,0.89473684210526327]
[3,12.2,160,27,99,3.02,0.97,280,1,1.1399999999999999,2.6491228070175441,0.85087719298245623]
[3,10.7,160,28,1,1.08,1.08,120,0,1.08,1,1]
[3,13.8,160,28,50,1.52,0.92,120,1,1.08,1.4074074074074074,0.85185185185185186]
[3,15.3,160,28,60,1.72,0.88,120,1,1.08,1.5925925925925926,0.81481481481481477]
[3,16.8,160,28,70,1.93,0.83,120,1,1.08,1.7870370370370368,0.76851851851851838]
[3,21,160,28,99,2.5099999999999998,0.71,120,1,1.08,2.3240740740740735,0.65740740740740733]
[3,7.9,160,28,1,1.1499999999999999,1.1499999999999999,200,0,1.1499999999999999,1,1]
[3,10.7,160,28,50,1.8,1.05,200,1,1.1499999999999999,1.5652173913043479,0.91304347826086962]
[3,11.8,160,28,60,2.04,1.02,200,1,1.1499999999999999,1.7739130434782611,0.88695652173913053]
[3,12.8,160,28,70,2.29,0.99,200,1,1.1499999999999999,1.9913043478260872,0.86086956521739133]
[3,15.9,160,28,99,3.01,0.91,200,1,1.1499999999999999,2.6173913043478261,0.79130434782608705]
[3,6.6,160,28,1,1.18,1.18,280,0,1.18,1,1]
[3,8.8000000000000007,160,28,50,1.9,1.1000000000000001,280,1,1.18,1.6101694915254237,0.93220338983050854]
[3,9.6,160,28,60,2.17,1.08,280,1,1.18,1.8389830508474576,0.91525423728813571]
[3,10.4,160,28,70,2.4300000000000002,1.06,280,1,1.18,2.0593220338983054,0.89830508474576276]
[3,12.8,160,28,99,3.2,1,280,1,1.18,2.7118644067796613,0.84745762711864414]
[3,11,160,29,1,1.1200000000000001,1.1200000000000001,120,0,1.1200000000000001,1,1]
[3,14.5,160,29,50,1.61,0.95,120,1,1.1200000000000001,1.4375,0.84821428571428559]
[3,16.100000000000001,160,29,60,1.83,0.9,120,1,1.1200000000000001,1.6339285714285714,0.80357142857142849]
[3,17.600000000000001,160,29,70,2.04,0.86,120,1,1.1200000000000001,1.8214285714285714,0.76785714285714279]
[3,22,160,29,99,2.65,0.73,120,1,1.1200000000000001,2.3660714285714284,0.65178571428571419]
[3,8.1,160,29,1,1.2,1.2,200,0,1.2,1,1]
[3,11.2,160,29,50,1.91,1.08,200,1,1.2,1.5916666666666666,0.90000000000000013]
[3,12.3,160,29,60,2.17,1.05,200,1,1.2,1.8083333333333333,0.87500000000000011]
[3,13.4,160,29,70,2.4300000000000002,1.02,200,1,1.2,2.0250000000000004,0.85000000000000009]
[3,16.7,160,29,99,3.19,0.94,200,1,1.2,2.6583333333333332,0.78333333333333333]
[3,6.7,160,29,1,1.22,1.22,280,0,1.22,1,1]
[3,9.1999999999999993,160,29,50,2.02,1.1399999999999999,280,1,1.22,1.6557377049180328,0.93442622950819665]
[3,10,160,29,60,2.2999999999999998,1.1100000000000001,280,1,1.22,1.8852459016393441,0.90983606557377061]
[3,10.9,160,29,70,2.58,1.0900000000000001,280,1,1.22,2.1147540983606556,0.89344262295081978]
[3,13.4,160,29,99,3.4,1.03,280,1,1.22,2.7868852459016393,0.84426229508196726]
[3,11.3,160,30,1,1.1599999999999999,1.1599999999999999,120,0,1.1599999999999999,1,1]
[3,15.2,160,30,50,1.71,0.97,120,1,1.1599999999999999,1.4741379310344829,0.8362068965517242]
[3,16.899999999999999,160,30,60,1.94,0.93,120,1,1.1599999999999999,1.6724137931034484,0.80172413793103459]
[3,18.5,160,30,70,2.16,0.88,120,1,1.1599999999999999,1.8620689655172415,0.75862068965517249]
[3,23.1,160,30,99,2.8,0.74,120,1,1.1599999999999999,2.4137931034482758,0.63793103448275867]
[3,8.3000000000000007,160,30,1,1.24,1.24,200,0,1.24,1,1]
[3,11.7,160,30,50,2.02,1.1100000000000001,200,1,1.24,1.6290322580645162,0.89516129032258074]
[3,12.9,160,30,60,2.2999999999999998,1.08,200,1,1.24,1.8548387096774193,0.87096774193548399]
[3,14.1,160,30,70,2.58,1.05,200,1,1.24,2.0806451612903225,0.84677419354838712]
[3,17.5,160,30,99,3.38,0.97,200,1,1.24,2.725806451612903,0.782258064516129]
[3,6.9,160,30,1,1.27,1.27,280,0,1.27,1,1]
[3,9.6,160,30,50,2.14,1.17,280,1,1.27,1.6850393700787403,0.92125984251968496]
[3,10.5,160,30,60,2.44,1.1499999999999999,280,1,1.27,1.921259842519685,0.90551181102362199]
[3,11.4,160,30,70,2.74,1.1299999999999999,280,1,1.27,2.1574803149606301,0.88976377952755892]
[3,14,160,30,99,3.6,1.06,280,1,1.27,2.8346456692913384,0.83464566929133865]
[3,11.6,160,31,1,1.2,1.2,120,0,1.2,1,1]
[3,15.9,160,31,50,1.81,1,120,1,1.2,1.5083333333333335,0.83333333333333337]
[3,17.7,160,31,60,2.0499999999999998,0.95,120,1,1.2,1.7083333333333333,0.79166666666666663]
[3,19.399999999999999,160,31,70,2.29,0.9,120,1,1.2,1.9083333333333334,0.75]
[3,24.2,160,31,99,2.96,0.75,120,1,1.2,2.4666666666666668,0.625]
[3,8.5,160,31,1,1.28,1.28,200,0,1.28,1,1]
[3,12.2,160,31,50,2.14,1.1499999999999999,200,1,1.28,1.671875,0.89843749999999989]
[3,13.5,160,31,60,2.44,1.1200000000000001,200,1,1.28,1.90625,0.87500000000000011]
[3,14.7,160,31,70,2.73,1.08,200,1,1.28,2.1328125,0.84375]
[3,18.399999999999999,160,31,99,3.58,0.99,200,{"$f":"IF(F1366<>G1366,1,0)","v":1},1.28,{"$f":"F1366/J1366","v":2.796875},0.7734375]
[3,7,160,31,1,1.31,1.31,280,0,1.31,1,{"$f":"G1367/J1367","v":1}]
[3,10,160,31,50,2.27,1.21,280,1,1.31,1.7328244274809159,0.92366412213740456]
[3,10.9,160,31,60,2.59,1.18,280,1,{"$f":"IF(F1369/G1369=1,F1369,J1368)","v":1.31},1.9770992366412212,0.9007633587786259]
[3,11.9,160,31,70,2.9,1.1599999999999999,280,1,1.31,2.2137404580152671,0.88549618320610679]
[3,14.7,160,31,99,3.81,1.0900000000000001,280,1,1.31,2.9083969465648853,0.83206106870229013]
[3,11.9,160,32,1,1.24,1.24,120,0,1.24,1,1]
[3,16.7,160,32,50,1.91,1.02,120,1,1.24,1.5403225806451613,0.82258064516129037]
[3,18.5,160,32,60,2.16,0.97,120,1,1.24,1.741935483870968,0.782258064516129]
[3,20.3,160,32,70,2.42,0.92,120,1,1.24,1.9516129032258065,0.74193548387096775]
[3,25.3,160,32,99,3.11,0.76,120,1,1.24,2.508064516129032,0.61290322580645162]
[3,8.6999999999999993,160,32,1,1.32,1.32,200,0,1.32,1,1]
[3,12.7,160,32,50,2.27,1.18,200,1,1.32,1.7196969696969697,0.89393939393939381]
[3,14,160,32,60,2.58,1.1499999999999999,200,1,1.32,1.9545454545454546,0.8712121212121211]
[3,15.4,160,32,70,2.89,1.1100000000000001,200,1,1.32,2.1893939393939394,0.84090909090909094]
[3,19.2,160,32,99,3.79,1.01,200,1,1.32,2.8712121212121211,0.76515151515151514]
[3,7.1,160,32,1,1.36,1.36,280,0,1.36,1,1]
[3,10.4,160,32,50,2.4,1.24,280,1,1.36,1.7647058823529409,0.91176470588235292]
[3,11.4,160,32,60,2.73,1.22,280,1,1.36,2.0073529411764706,0.89705882352941169]
[3,12.4,160,32,70,3.06,1.19,280,1,1.36,2.25,0.87499999999999989]
[3,15.3,160,32,99,4.03,1.1200000000000001,280,1,1.36,2.9632352941176472,0.82352941176470595]
[3,8.6999999999999993,180,20,1,0.8,0.8,120,0,0.8,1,1]
[3,9.4,180,20,50,0.89,0.73,120,1,0.8,1.1125,0.91249999999999998]
[3,10.4,180,20,60,1.03,0.69,120,1,0.8,1.2874999999999999,0.86249999999999993]
[3,11.3,180,20,70,1.17,0.66,120,1,0.8,1.4624999999999999,0.82499999999999996]
[3,14.2,180,20,99,1.56,0.56000000000000005,120,1,0.8,1.95,0.70000000000000007]
[3,6.7,180,20,1,0.87,0.87,200,0,0.87,1,1]
[3,7.6,180,20,50,1.08,0.82,200,1,0.87,1.2413793103448276,0.94252873563218387]
[3,8.3000000000000007,180,20,60,1.24,0.8,200,1,0.87,1.4252873563218391,0.91954022988505757]
[3,9,180,20,70,1.41,0.77,200,1,0.87,1.6206896551724137,0.88505747126436785]
[3,11.1,180,20,99,1.9,0.71,200,1,0.87,2.1839080459770113,0.81609195402298851]
[3,5.7,180,20,1,0.9,0.9,280,0,0.9,1,1]
[3,6.5,180,20,50,1.1499999999999999,0.86,280,1,0.9,1.2777777777777777,0.95555555555555549]
[3,7.1,180,20,60,1.33,0.84,280,1,0.9,1.4777777777777779,0.93333333333333324]
[3,7.6,180,20,70,1.51,0.82,280,1,0.9,1.6777777777777778,0.91111111111111098]
[3,9.1999999999999993,180,20,99,2.04,0.78,280,1,0.9,2.2666666666666666,0.8666666666666667]
[3,9.1,180,21,1,0.85,0.85,120,0,0.85,1,1]
[3,9.9,180,21,50,0.97,0.76,120,1,0.85,1.1411764705882352,0.89411764705882357]
[3,11,180,21,60,1.1200000000000001,0.73,120,1,0.85,1.3176470588235296,0.85882352941176465]
[3,12,180,21,70,1.26,0.69,120,1,0.85,1.4823529411764707,0.81176470588235294]
[3,15,180,21,99,1.68,0.59,120,1,0.85,1.9764705882352942,0.69411764705882351]
[3,6.9,180,21,1,0.92,0.92,200,0,0.92,1,1]
[3,8,180,21,50,1.17,0.86,200,1,0.92,1.2717391304347825,0.93478260869565211]
[3,8.8000000000000007,180,21,60,1.35,0.84,200,1,0.92,1.4673913043478262,0.91304347826086951]
[3,9.6,180,21,70,1.53,0.81,200,1,0.92,1.6630434782608696,0.88043478260869568]
[3,11.8,180,21,99,2.0499999999999998,0.75,200,1,0.92,2.2282608695652173,0.81521739130434778]
[3,5.9,180,21,1,0.95,0.95,280,0,0.95,1,1]
[3,6.8,180,21,50,1.26,0.9,280,1,0.95,1.3263157894736843,0.94736842105263164]
[3,7.4,180,21,60,1.45,0.88,280,1,0.95,1.5263157894736843,0.9263157894736842]
[3,8,180,21,70,1.64,0.87,280,1,0.95,1.7263157894736842,0.9157894736842106]
[3,9.6999999999999993,180,21,99,2.2000000000000002,0.82,280,1,0.95,2.3157894736842106,0.86315789473684212]
[3,9.4,180,22,1,0.89,0.89,120,0,0.89,1,1]
[3,10.5,180,22,50,1.05,0.8,120,1,0.89,1.1797752808988764,0.89887640449438211]
[3,11.6,180,22,60,1.21,0.76,120,1,0.89,1.3595505617977528,0.8539325842696629]
[3,12.7,180,22,70,1.36,0.72,120,1,0.89,1.5280898876404496,0.8089887640449438]
[3,15.9,180,22,99,1.81,0.61,120,1,0.89,2.0337078651685392,0.6853932584269663]
[3,7.2,180,22,1,0.97,0.97,200,0,0.97,1,1]
[3,8.5,180,22,50,1.27,0.9,200,1,0.97,1.3092783505154639,0.92783505154639179]
[3,9.3000000000000007,180,22,60,1.46,0.88,200,1,0.97,1.5051546391752577,0.90721649484536082]
[3,10.1,180,22,70,1.65,0.85,200,1,0.97,1.7010309278350515,0.87628865979381443]
[3,12.4,180,22,99,2.2000000000000002,0.78,200,1,0.97,2.2680412371134024,0.80412371134020622]
[3,6.1,180,22,1,1,1,280,0,1,1,1]
[3,7.2,180,22,50,1.36,0.94,280,1,1,1.36,0.94]
[3,7.8,180,22,60,1.57,0.93,280,1,1,1.57,0.93]
[3,8.4,180,22,70,1.77,0.91,280,{"$f":"IF(F1430<>G1430,1,0)","v":1},1,{"$f":"F1430/J1430","v":1.77},0.91]
[3,10.199999999999999,180,22,99,2.36,0.86,280,1,1,2.36,{"$f":"G1431/J1431","v":0.86}]
[3,9.6999999999999993,180,23,1,0.94,0.94,120,0,0.94,1,1]
[3,11.1,180,23,50,1.1399999999999999,0.83,120,1,{"$f":"IF(F1433/G1433=1,F1433,J1432)","v":0.94},1.2127659574468084,0.88297872340425532]
[3,12.3,180,23,60,1.3,0.79,120,1,0.94,1.3829787234042554,0.84042553191489366]
[3,13.5,180,23,70,1.47,0.75,120,1,0.94,1.5638297872340425,0.79787234042553201]
[3,16.8,180,23,99,1.93,0.63,120,1,0.94,2.0531914893617023,0.67021276595744683]
[3,7.4,180,23,1,1.02,1.02,200,0,1.02,1,1]
[3,8.9,180,23,50,1.38,0.94,200,1,1.02,1.3529411764705881,0.92156862745098034]
[3,9.8000000000000007,180,23,60,1.58,0.91,200,1,1.02,1.5490196078431373,0.89215686274509809]
[3,10.6,180,23,70,1.78,0.89,200,1,1.02,1.7450980392156863,0.87254901960784315]
[3,13.1,180,23,99,2.36,0.81,200,1,1.02,2.3137254901960782,0.79411764705882359]
[3,6.2,180,23,1,1.05,1.05,280,0,1.05,1,1]
[3,7.5,180,23,50,1.47,0.99,280,1,1.05,1.4,0.94285714285714284]
[3,8.1999999999999993,180,23,60,1.69,0.97,280,1,1.05,1.6095238095238094,0.92380952380952375]
[3,8.8000000000000007,180,23,70,1.91,0.95,280,1,1.05,1.8190476190476188,0.90476190476190466]
[3,10.8,180,23,99,2.5299999999999998,0.89,280,1,1.05,2.4095238095238094,0.84761904761904761]
[3,10,180,24,1,0.98,0.98,120,0,0.98,1,1]
[3,11.8,180,24,50,1.23,0.86,120,1,0.98,1.2551020408163265,0.87755102040816324]
[3,13,180,24,60,1.4,0.82,120,1,0.98,1.4285714285714286,0.83673469387755095]
[3,14.2,180,24,70,1.57,0.78,120,1,0.98,1.6020408163265307,0.79591836734693877]
[3,17.8,180,24,99,2.0699999999999998,0.66,120,1,0.98,2.1122448979591835,0.67346938775510212]
[3,7.6,180,24,1,1.07,1.07,200,0,1.07,1,1]
[3,9.3000000000000007,180,24,50,1.48,0.98,200,1,1.07,1.3831775700934579,0.9158878504672896]
[3,10.3,180,24,60,1.69,0.95,200,1,1.07,1.5794392523364484,0.8878504672897195]
[3,11.2,180,24,70,1.91,0.93,200,1,1.07,1.7850467289719625,0.86915887850467288]
[3,13.8,180,24,99,2.52,0.85,200,1,1.07,2.3551401869158877,0.79439252336448596]
[3,6.4,180,24,1,1.1000000000000001,1.1000000000000001,280,0,1.1000000000000001,1,1]
[3,7.9,180,24,50,1.59,1.03,280,1,1.1000000000000001,1.4454545454545453,0.93636363636363629]
[3,8.6,180,24,60,1.81,1.01,280,1,1.1000000000000001,1.6454545454545453,0.9181818181818181]
[3,9.3000000000000007,180,24,70,2.04,0.99,280,1,1.1000000000000001,1.8545454545454545,0.89999999999999991]
[3,11.3,180,24,99,2.71,0.93,280,1,1.1000000000000001,2.4636363636363634,0.84545454545454546]
[3,10.4,180,25,1,1.03,1.03,120,0,1.03,1,1]
[3,12.4,180,25,50,1.31,0.89,120,1,1.03,1.2718446601941749,0.86407766990291257]
[3,13.7,180,25,60,1.5,0.85,120,1,1.03,1.4563106796116505,0.82524271844660191]
[3,15,180,25,70,1.68,0.8,120,1,1.03,1.6310679611650485,0.77669902912621358]
[3,18.7,180,25,99,2.2000000000000002,0.68,120,1,1.03,2.1359223300970873,0.66019417475728159]
[3,7.8,180,25,1,1.1200000000000001,1.1200000000000001,200,0,1.1200000000000001,1,1]
[3,9.8000000000000007,180,25,50,1.59,1.02,200,1,1.1200000000000001,1.419642857142857,0.9107142857142857]
[3,10.8,180,25,60,1.81,0.99,200,1,1.1200000000000001,1.6160714285714284,0.88392857142857129]
[3,11.7,180,25,70,2.04,0.96,200,1,1.1200000000000001,1.8214285714285714,0.85714285714285698]
[3,14.6,180,25,99,2.69,0.88,200,1,1.1200000000000001,2.401785714285714,0.7857142857142857]
[3,6.5,180,25,1,1.1499999999999999,1.1499999999999999,280,0,1.1499999999999999,1,1]
[3,8.1999999999999993,180,25,50,1.7,1.07,280,1,1.1499999999999999,1.4782608695652175,0.93043478260869583]
[3,8.9,180,25,60,1.95,1.05,280,1,1.1499999999999999,1.6956521739130437,0.91304347826086962]
[3,9.6999999999999993,180,25,70,2.19,1.03,280,1,1.1499999999999999,1.9043478260869566,0.89565217391304353]
[3,11.9,180,25,99,2.89,0.97,280,1,1.1499999999999999,2.5130434782608697,0.84347826086956523]
[3,10.7,180,26,1,1.08,1.08,120,0,1.08,1,1]
[3,13.1,180,26,50,1.41,0.92,120,1,1.08,1.3055555555555554,0.85185185185185186]
[3,14.4,180,26,60,1.6,0.88,120,1,1.08,1.4814814814814814,0.81481481481481477]
[3,15.8,180,26,70,1.79,0.83,120,1,1.08,1.6574074074074074,0.76851851851851838]
[3,19.7,180,26,99,2.34,0.69,120,1,1.08,2.1666666666666665,0.63888888888888884]
[3,8,180,26,1,1.17,1.17,200,0,1.17,1,1]
[3,10.3,180,26,50,1.7,1.06,200,1,1.17,1.4529914529914529,0.90598290598290609]
[3,11.3,180,26,60,1.94,1.03,200,1,1.17,1.6581196581196582,0.88034188034188043]
[3,12.3,180,26,70,2.1800000000000002,1,200,1,1.17,1.8632478632478635,0.85470085470085477]
[3,15.3,180,26,99,2.87,0.91,200,1,1.17,2.4529914529914532,0.7777777777777779]
[3,6.7,180,26,1,1.2,1.2,280,0,1.2,1,1]
[3,8.6,180,26,50,1.82,1.1100000000000001,280,1,1.2,1.5166666666666668,0.92500000000000016]
[3,9.4,180,26,60,2.08,1.0900000000000001,280,1,1.2,1.7333333333333334,0.90833333333333344]
[3,10.1,180,26,70,2.34,1.07,280,1,1.2,1.95,0.89166666666666672]
[3,12.4,180,26,99,3.08,1,280,1,1.2,2.5666666666666669,0.83333333333333337]
[3,11,180,27,1,1.1200000000000001,1.1200000000000001,120,0,1.1200000000000001,1,1]
[3,13.7,180,27,50,1.5,0.95,120,1,1.1200000000000001,1.3392857142857142,0.84821428571428559]
[3,15.2,180,27,60,1.71,0.9,120,{"$f":"IF(F1494<>G1494,1,0)","v":1},1.1200000000000001,{"$f":"F1494/J1494","v":1.5267857142857142},0.80357142857142849]
[3,16.600000000000001,180,27,70,1.91,0.85,120,1,1.1200000000000001,1.7053571428571426,{"$f":"G1495/J1495","v":0.75892857142857129}]
[3,20.8,180,27,99,2.48,0.71,120,1,1.1200000000000001,2.214285714285714,0.63392857142857129]
[3,8.1999999999999993,180,27,1,1.21,1.21,200,0,{"$f":"IF(F1497/G1497=1,F1497,J1496)","v":1.21},1,1]
[3,10.8,180,27,50,1.82,1.0900000000000001,200,1,1.21,1.5041322314049588,0.90082644628099184]
[3,11.9,180,27,60,2.0699999999999998,1.06,200,1,1.21,1.7107438016528924,0.87603305785123975]
[3,12.9,180,27,70,2.3199999999999998,1.03,200,1,1.21,1.9173553719008263,0.85123966942148765]
[3,16.100000000000001,180,27,99,3.05,0.94,200,1,1.21,2.5206611570247932,0.77685950413223137]
[3,6.8,180,27,1,1.25,1.25,280,0,1.25,1,1]
[3,8.9,180,27,50,1.94,1.1599999999999999,280,1,1.25,1.552,0.92799999999999994]
[3,9.8000000000000007,180,27,60,2.2200000000000002,1.1299999999999999,280,1,1.25,1.7760000000000002,0.90399999999999991]
[3,10.6,180,27,70,2.4900000000000002,1.1100000000000001,280,1,1.25,1.9920000000000002,0.88800000000000012]
[3,13,180,27,99,3.28,1.04,280,1,1.25,2.6239999999999997,0.83200000000000007]
[3,11.3,180,28,1,1.17,1.17,120,0,1.17,1,1]
[3,14.4,180,28,50,1.6,0.98,120,1,1.17,1.3675213675213678,0.83760683760683763]
[3,16,180,28,60,1.81,0.93,120,1,1.17,1.5470085470085471,0.79487179487179493]
[3,17.5,180,28,70,2.0299999999999998,0.88,120,1,1.17,1.7350427350427349,0.75213675213675224]
[3,21.8,180,28,99,2.63,0.73,120,1,1.17,2.2478632478632479,0.62393162393162394]
[3,8.4,180,28,1,1.26,1.26,200,0,1.26,1,1]
[3,11.3,180,28,50,1.93,1.1299999999999999,200,1,1.26,1.5317460317460316,0.89682539682539675]
[3,12.4,180,28,60,2.2000000000000002,1.1000000000000001,200,1,1.26,1.7460317460317463,0.87301587301587313]
[3,13.6,180,28,70,2.4700000000000002,1.06,200,1,1.26,1.9603174603174605,0.84126984126984128]
[3,16.899999999999999,180,28,99,3.24,0.96,200,1,1.26,2.5714285714285716,0.76190476190476186]
[3,7,180,28,1,1.3,1.3,280,0,1.3,1,1]
[3,9.3000000000000007,180,28,50,2.0699999999999998,1.2,280,1,1.3,1.5923076923076922,0.92307692307692302]
[3,10.199999999999999,180,28,60,2.36,1.17,280,1,1.3,1.8153846153846152,0.89999999999999991]
[3,11.1,180,28,70,2.65,1.1399999999999999,280,1,1.3,2.0384615384615383,0.87692307692307681]
[3,13.7,180,28,99,3.48,1.07,280,1,1.3,2.6769230769230767,0.82307692307692315]
[3,11.6,180,29,1,1.21,1.21,120,0,1.21,1,1]
[3,15.1,180,29,50,1.7,1.01,120,1,1.21,1.4049586776859504,0.83471074380165289]
[3,16.7,180,29,60,1.92,0.96,120,1,1.21,1.5867768595041323,0.79338842975206614]
[3,18.399999999999999,180,29,70,2.15,0.9,120,1,1.21,1.7768595041322315,0.74380165289256206]
[3,22.9,180,29,99,2.78,0.74,120,1,1.21,2.2975206611570247,0.61157024793388426]
[3,8.6,180,29,1,1.31,1.31,200,0,1.31,1,1]
[3,11.8,180,29,50,2.0499999999999998,1.17,200,1,1.31,1.5648854961832059,0.89312977099236635]
[3,13,180,29,60,2.34,1.1299999999999999,200,1,1.31,1.7862595419847327,0.86259541984732813]
[3,14.2,180,29,70,2.62,1.1000000000000001,200,1,1.31,2,0.83969465648854968]
[3,17.7,180,29,99,3.44,0.99,200,1,1.31,2.6259541984732824,0.75572519083969458]
[3,7.1,180,29,1,1.35,1.35,280,0,1.35,1,1]
[3,9.6999999999999993,180,29,50,2.2000000000000002,1.24,280,1,1.35,1.6296296296296298,0.9185185185185184]
[3,10.7,180,29,60,2.5,1.21,280,1,1.35,1.8518518518518516,0.89629629629629626]
[3,11.6,180,29,70,2.81,1.18,280,1,1.35,2.0814814814814815,0.874074074074074]
[3,14.3,180,29,99,3.7,1.1000000000000001,280,1,1.35,2.7407407407407405,0.81481481481481488]
[3,12,180,30,1,1.26,1.26,120,0,1.26,1,1]
[3,15.8,180,30,50,1.8,1.04,120,1,1.26,1.4285714285714286,0.82539682539682546]
[3,17.600000000000001,180,30,60,2.04,0.98,120,1,1.26,1.6190476190476191,0.77777777777777779]
[3,19.2,180,30,70,2.27,0.92,120,1,1.26,1.8015873015873016,0.73015873015873023]
[3,24,180,30,99,2.93,0.75,120,1,1.26,2.3253968253968256,0.59523809523809523]
[3,8.8000000000000007,180,30,1,1.36,1.36,200,0,1.36,1,1]
[3,12.3,180,30,50,2.1800000000000002,1.2,200,1,1.36,1.6029411764705883,0.88235294117647045]
[3,13.6,180,30,60,2.48,1.17,200,1,1.36,1.8235294117647058,0.86029411764705876]
[3,14.9,180,30,70,2.78,1.1299999999999999,200,1,1.36,2.0441176470588234,0.83088235294117629]
[3,18.600000000000001,180,30,99,3.64,1.02,200,1,1.36,2.6764705882352939,0.75]
[3,7.3,180,30,1,1.4,1.4,280,0,1.4,1,1]
[3,10.1,180,30,50,2.33,1.28,280,1,1.4,1.6642857142857144,0.91428571428571437]
[3,11.1,180,30,60,2.66,1.25,280,1,1.4,1.9000000000000001,0.8928571428571429]
[3,12.1,180,30,70,2.98,1.22,280,1,1.4,2.1285714285714286,0.87142857142857144]
[3,15,180,30,99,3.92,1.1299999999999999,280,1,1.4,2.8000000000000003,0.80714285714285716]
[3,12.3,180,31,1,1.3,1.3,120,0,1.3,1,1]
[3,16.600000000000001,180,31,50,1.9,1.06,120,1,1.3,1.4615384615384615,0.81538461538461537]
[3,18.399999999999999,180,31,60,2.15,1,120,1,1.3,1.6538461538461537,0.76923076923076916]
[3,20.2,180,31,70,2.4,0.94,120,1,1.3,1.846153846153846,0.72307692307692306]
[3,25.1,180,31,99,3.09,0.76,120,1,1.3,2.3769230769230769,0.58461538461538465]
[3,9,180,31,1,1.4,1.4,200,0,1.4,1,1]
[3,12.9,180,31,50,2.31,1.24,200,{"$f":"IF(F1558<>G1558,1,0)","v":1},1.4,{"$f":"F1558/J1558","v":1.6500000000000001},0.88571428571428579]
[3,14.3,180,31,60,2.62,1.2,200,1,1.4,1.8714285714285717,{"$f":"G1559/J1559","v":0.85714285714285721}]
[3,15.6,180,31,70,2.94,1.1599999999999999,200,1,1.4,2.1,0.82857142857142851]
[3,19.5,180,31,99,3.85,1.04,200,1,{"$f":"IF(F1561/G1561=1,F1561,J1560)","v":1.4},2.7500000000000004,0.74285714285714288]
[3,7.4,180,31,1,1.44,1.44,280,0,1.44,1,1]
[3,10.6,180,31,50,2.4700000000000002,1.31,280,1,1.44,1.7152777777777779,0.90972222222222232]
[3,11.6,180,31,60,2.81,1.28,280,1,1.44,1.9513888888888891,0.88888888888888895]
[3,12.7,180,31,70,3.16,1.25,280,1,1.44,2.1944444444444446,0.86805555555555558]
[3,15.7,180,31,99,4.1500000000000004,1.1599999999999999,280,1,1.44,2.8819444444444446,0.80555555555555558]
[3,12.6,180,32,1,1.34,1.34,120,0,1.34,1,1]
[3,17.399999999999999,180,32,50,2.0099999999999998,1.0900000000000001,120,1,1.34,1.4999999999999998,0.81343283582089554]
[3,19.3,180,32,60,2.27,1.02,120,1,1.34,1.6940298507462686,0.76119402985074625]
[3,21.1,180,32,70,2.5299999999999998,0.96,120,1,1.34,1.8880597014925371,0.71641791044776115]
[3,26.2,180,32,99,3.24,0.77,120,1,1.34,2.4179104477611939,0.57462686567164178]
[3,9.1999999999999993,180,32,1,1.45,1.45,200,0,1.45,1,1]
[3,13.5,180,32,50,2.44,1.27,200,1,1.45,1.6827586206896552,0.87586206896551733]
[3,14.9,180,32,60,2.77,1.23,200,1,1.45,1.9103448275862069,0.84827586206896555]
[3,16.3,180,32,70,3.1,1.19,200,1,1.45,2.1379310344827589,0.82068965517241377]
[3,20.5,180,32,99,4.0599999999999996,1.06,200,1,1.45,2.8,0.73103448275862071]
[3,7.6,180,32,1,1.49,1.49,280,0,1.49,1,1]
[3,11,180,32,50,2.61,1.35,280,1,1.49,1.7516778523489933,0.90604026845637586]
[3,12.1,180,32,60,2.97,1.32,280,1,1.49,1.993288590604027,0.88590604026845643]
[3,13.2,180,32,70,3.34,1.29,280,1,1.49,2.2416107382550337,0.865771812080537]
[3,16.399999999999999,180,32,99,4.3899999999999997,1.19,280,1,1.49,2.9463087248322144,0.79865771812080533]
[3,9.1,200,20,1,0.86,0.86,120,0,0.86,1,1]
[3,9.6,200,20,50,0.93,0.78,120,1,0.86,1.0813953488372094,0.90697674418604657]
[3,10.7,200,20,60,1.07,0.74,120,1,0.86,1.2441860465116279,0.86046511627906974]
[3,11.7,200,20,70,1.22,0.7,120,1,0.86,1.4186046511627908,0.81395348837209303]
[3,14.7,200,20,99,1.63,0.57999999999999996,120,1,0.86,1.8953488372093021,0.67441860465116277]
[3,7,200,20,1,0.94,0.94,200,0,0.94,1,1]
[3,7.9,200,20,50,1.1399999999999999,0.88,200,1,0.94,1.2127659574468084,0.93617021276595747]
[3,8.6999999999999993,200,20,60,1.32,0.85,200,1,0.94,1.4042553191489364,0.9042553191489362]
[3,9.4,200,20,70,1.5,0.82,200,1,0.94,1.595744680851064,0.87234042553191493]
[3,11.7,200,20,99,2.02,0.75,200,1,0.94,2.1489361702127661,0.79787234042553201]
[3,6,200,20,1,0.98,0.98,280,0,0.98,1,1]
[3,6.8,200,20,50,1.24,0.92,280,1,0.98,1.2653061224489797,0.93877551020408168]
[3,7.4,200,20,60,1.43,0.9,280,1,0.98,1.4591836734693877,0.91836734693877553]
[3,8,200,20,70,1.63,0.88,280,1,0.98,1.6632653061224489,0.89795918367346939]
[3,9.6999999999999993,200,20,99,2.19,0.83,280,1,0.98,2.2346938775510203,0.84693877551020402]
[3,9.5,200,21,1,0.91,0.91,120,0,0.91,1,1]
[3,10.199999999999999,200,21,50,1.01,0.81,120,1,0.91,1.1098901098901099,0.89010989010989017]
[3,11.3,200,21,60,1.17,0.77,120,1,0.91,1.2857142857142856,0.84615384615384615]
[3,12.4,200,21,70,1.32,0.73,120,1,0.91,1.4505494505494505,0.80219780219780212]
[3,15.5,200,21,99,1.75,0.6,120,1,0.91,1.9230769230769229,0.65934065934065933]
[3,7.3,200,21,1,1,1,200,0,1,1,1]
[3,8.3000000000000007,200,21,50,1.25,0.92,200,1,1,1.25,0.92]
[3,9.1999999999999993,200,21,60,1.44,0.89,200,1,1,1.44,0.89]
[3,10,200,21,70,1.63,0.87,200,1,1,1.63,0.87]
[3,12.3,200,21,99,2.1800000000000002,0.78,200,1,1,2.1800000000000002,0.78]
[3,6.2,200,21,1,1.03,1.03,280,0,1.03,1,1]
[3,7.1,200,21,50,1.35,0.97,280,1,1.03,1.3106796116504855,0.9417475728155339]
[3,7.8,200,21,60,1.56,0.95,280,1,1.03,1.5145631067961165,0.92233009708737856]
[3,8.4,200,21,70,1.76,0.93,280,1,1.03,1.7087378640776698,0.90291262135922334]
[3,10.199999999999999,200,21,99,2.36,0.87,280,1,1.03,2.29126213592233,0.84466019417475724]
[3,9.8000000000000007,200,22,1,0.95,0.95,120,0,0.95,1,1]
[3,10.9,200,22,50,1.1000000000000001,0.85,120,1,0.95,1.1578947368421053,0.89473684210526316]
[3,12,200,22,60,1.26,0.8,120,1,0.95,1.3263157894736843,0.8421052631578948]
[3,13.2,200,22,70,1.42,0.76,120,1,0.95,1.4947368421052631,0.8]
[3,16.399999999999999,200,22,99,1.88,0.63,120,1,0.95,1.9789473684210526,0.66315789473684217]
[3,7.5,200,22,1,1.05,1.05,200,0,1.05,1,1]
[3,8.8000000000000007,200,22,50,1.35,0.96,200,1,1.05,1.2857142857142858,0.91428571428571426]
[3,9.6999999999999993,200,22,60,1.56,0.94,200,1,1.05,1.4857142857142858,0.89523809523809517]
[3,10.5,200,22,70,1.76,0.9,200,1,1.05,1.6761904761904762,0.8571428571428571]
[3,13,200,22,99,2.34,0.82,200,1,1.05,2.2285714285714282,0.78095238095238084]
[3,6.3,200,22,1,1.0900000000000001,1.0900000000000001,280,{"$f":"IF(F1622<>G1622,1,0)","v":0},1.0900000000000001,{"$f":"F1622/J1622","v":1},1]
[3,7.5,200,22,50,1.46,1.02,280,1,1.0900000000000001,1.3394495412844036,{"$f":"G1623/J1623","v":0.93577981651376141}]
[3,8.1,200,22,60,1.68,1,280,1,1.0900000000000001,1.5412844036697246,0.9174311926605504]
[3,8.8000000000000007,200,22,70,1.9,0.97,280,1,{"$f":"IF(F1625/G1625=1,F1625,J1624)","v":1.0900000000000001},1.7431192660550456,0.88990825688073383]
[3,10.8,200,22,99,2.54,0.91,280,1,1.0900000000000001,2.330275229357798,0.83486238532110091]
[3,10.199999999999999,200,23,1,1,1,120,0,1,1,1]
[3,11.5,200,23,50,1.19,0.88,120,1,1,1.19,0.88]
[3,12.7,200,23,60,1.36,0.83,120,1,1,1.36,0.83]
[3,13.9,200,23,70,1.53,0.78,120,1,1,1.53,0.78]
[3,17.399999999999999,200,23,99,2.0099999999999998,0.65,120,1,1,2.0099999999999998,0.65]
[3,7.7,200,23,1,1.1000000000000001,1.1000000000000001,200,0,1.1000000000000001,1,1]
[3,9.3000000000000007,200,23,50,1.46,1.01,200,1,1.1000000000000001,1.3272727272727272,0.9181818181818181]
[3,10.199999999999999,200,23,60,1.68,0.98,200,1,1.1000000000000001,1.5272727272727271,0.89090909090909087]
[3,11.1,200,23,70,1.89,0.94,200,1,1.1000000000000001,1.718181818181818,0.85454545454545439]
[3,13.8,200,23,99,2.5099999999999998,0.85,200,1,1.1000000000000001,2.2818181818181813,0.7727272727272726]
[3,6.5,200,23,1,1.1399999999999999,1.1399999999999999,280,0,1.1399999999999999,1,1]
[3,7.8,200,23,50,1.58,1.07,280,1,1.1399999999999999,1.3859649122807018,0.93859649122807032]
[3,8.6,200,23,60,1.81,1.04,280,1,1.1399999999999999,1.5877192982456143,0.91228070175438603]
[3,9.3000000000000007,200,23,70,2.0499999999999998,1.02,280,1,1.1399999999999999,1.7982456140350878,0.89473684210526327]
[3,11.3,200,23,99,2.72,0.95,280,1,1.1399999999999999,2.3859649122807021,0.83333333333333337]
[3,10.5,200,24,1,1.05,1.05,120,0,1.05,1,1]
[3,12.1,200,24,50,1.28,0.91,120,1,1.05,1.2190476190476189,0.8666666666666667]
[3,13.4,200,24,60,1.46,0.86,120,1,1.05,1.3904761904761904,0.81904761904761902]
[3,14.7,200,24,70,1.64,0.81,120,1,1.05,1.5619047619047617,0.77142857142857146]
[3,18.399999999999999,200,24,99,2.15,0.67,120,1,1.05,2.0476190476190474,0.63809523809523816]
[3,7.9,200,24,1,1.1599999999999999,1.1599999999999999,200,0,1.1599999999999999,1,1]
[3,9.8000000000000007,200,24,50,1.58,1.05,200,1,1.1599999999999999,1.3620689655172415,0.90517241379310354]
[3,10.7,200,24,60,1.8,1.02,200,1,1.1599999999999999,1.5517241379310347,0.8793103448275863]
[3,11.7,200,24,70,2.0299999999999998,0.98,200,1,1.1599999999999999,1.75,0.84482758620689657]
[3,14.5,200,24,99,2.68,0.89,200,1,1.1599999999999999,2.3103448275862073,0.76724137931034486]
[3,6.7,200,24,1,1.19,1.19,280,0,1.19,1,1]
[3,8.1999999999999993,200,24,50,1.7,1.1100000000000001,280,1,1.19,1.4285714285714286,0.93277310924369761]
[3,9,200,24,60,1.95,1.0900000000000001,280,1,1.19,1.6386554621848739,0.91596638655462193]
[3,9.6999999999999993,200,24,70,2.19,1.06,280,1,1.19,1.8403361344537816,0.89075630252100846]
[3,11.9,200,24,99,2.91,0.99,280,1,1.19,2.4453781512605044,0.83193277310924374]
[3,10.9,200,25,1,1.1000000000000001,1.1000000000000001,120,0,1.1000000000000001,1,1]
[3,12.8,200,25,50,1.37,0.95,120,1,1.1000000000000001,1.2454545454545454,0.86363636363636354]
[3,14.2,200,25,60,1.56,0.89,120,1,1.1000000000000001,1.4181818181818182,0.80909090909090908]
[3,15.5,200,25,70,1.75,0.84,120,1,1.1000000000000001,1.5909090909090908,0.76363636363636356]
[3,19.399999999999999,200,25,99,2.29,0.69,120,1,1.1000000000000001,2.0818181818181816,0.6272727272727272]
[3,8.1999999999999993,200,25,1,1.21,1.21,200,0,1.21,1,1]
[3,10.199999999999999,200,25,50,1.69,1.0900000000000001,200,1,1.21,1.3966942148760331,0.90082644628099184]
[3,11.3,200,25,60,1.93,1.06,200,1,1.21,1.5950413223140496,0.87603305785123975]
[3,12.3,200,25,70,2.17,1.02,200,1,1.21,1.7933884297520661,0.84297520661157033]
[3,15.3,200,25,99,2.86,0.92,200,1,1.21,2.3636363636363638,0.76033057851239672]
[3,6.8,200,25,1,1.25,1.25,280,0,1.25,1,1]
[3,8.6,200,25,50,1.83,1.1599999999999999,280,1,1.25,1.464,0.92799999999999994]
[3,9.4,200,25,60,2.09,1.1299999999999999,280,1,1.25,1.6719999999999999,0.90399999999999991]
[3,10.199999999999999,200,25,70,2.35,1.1000000000000001,280,1,1.25,1.8800000000000001,0.88000000000000012]
[3,12.5,200,25,99,3.11,1.03,280,1,1.25,2.488,0.82400000000000007]
[3,11.2,200,26,1,1.1499999999999999,1.1499999999999999,120,0,1.1499999999999999,1,1]
[3,13.5,200,26,50,1.47,0.98,120,1,1.1499999999999999,1.2782608695652176,0.85217391304347834]
[3,14.9,200,26,60,1.67,0.92,120,1,1.1499999999999999,1.4521739130434783,0.8]
[3,16.3,200,26,70,1.87,0.87,120,1,1.1499999999999999,1.6260869565217393,0.75652173913043486]
[3,20.399999999999999,200,26,99,2.4300000000000002,0.71,120,1,1.1499999999999999,2.1130434782608698,0.61739130434782608]
[3,8.4,200,26,1,1.26,1.26,200,0,1.26,1,1]
[3,10.8,200,26,50,1.81,1.1299999999999999,200,1,1.26,1.4365079365079365,0.89682539682539675]
[3,11.8,200,26,60,2.06,1.0900000000000001,200,1,1.26,1.6349206349206349,0.86507936507936511]
[3,12.9,200,26,70,2.3199999999999998,1.06,200,1,1.26,1.8412698412698412,0.84126984126984128]
[3,16.100000000000001,200,26,99,3.05,0.95,200,1,1.26,2.4206349206349205,0.75396825396825395]
[3,7,200,26,1,1.3,1.3,280,0,1.3,1,1]
[3,9,200,26,50,1.96,1.2,280,1,1.3,1.5076923076923077,0.92307692307692302]
[3,9.8000000000000007,200,26,60,2.23,1.17,280,1,1.3,1.7153846153846153,0.89999999999999991]
[3,10.7,200,26,70,2.5099999999999998,1.1399999999999999,280,1,1.3,1.9307692307692306,0.87692307692307681]
[3,13.1,200,26,99,3.31,1.06,280,{"$f":"IF(F1686<>G1686,1,0)","v":1},1.3,{"$f":"F1686/J1686","v":2.546153846153846},0.81538461538461537]
[3,11.6,200,27,1,1.2,1.2,120,0,1.2,1,{"$f":"G1687/J1687","v":1}]
[3,14.2,200,27,50,1.56,1.01,120,1,1.2,1.3,0.84166666666666667]
[3,15.7,200,27,60,1.78,0.95,120,1,{"$f":"IF(F1689/G1689=1,F1689,J1688)","v":1.2},1.4833333333333334,0.79166666666666663]
[3,17.2,200,27,70,1.99,0.89,120,1,1.2,1.6583333333333334,0.7416666666666667]
[3,21.4,200,27,99,2.57,0.72,120,1,1.2,2.1416666666666666,0.6]
[3,8.6,200,27,1,1.31,1.31,200,0,1.31,1,1]
[3,11.3,200,27,50,1.93,1.17,200,1,1.31,1.4732824427480915,0.89312977099236635]
[3,12.4,200,27,60,2.2000000000000002,1.1299999999999999,200,1,1.31,1.6793893129770994,0.86259541984732813]
[3,13.6,200,27,70,2.4700000000000002,1.0900000000000001,200,1,1.31,1.885496183206107,0.83206106870229013]
[3,16.899999999999999,200,27,99,3.24,0.98,200,1,1.31,2.4732824427480917,0.74809160305343503]
[3,7.1,200,27,1,1.36,1.36,280,0,1.36,1,1]
[3,9.4,200,27,50,2.09,1.25,280,1,1.36,1.5367647058823528,0.91911764705882348]
[3,10.3,200,27,60,2.38,1.21,280,1,1.36,1.7499999999999998,0.88970588235294112]
[3,11.2,200,27,70,2.67,1.19,280,1,1.36,1.963235294117647,0.87499999999999989]
[3,13.8,200,27,99,3.52,1.1000000000000001,280,1,1.36,2.5882352941176467,0.80882352941176472]
[3,11.9,200,28,1,1.25,1.25,120,0,1.25,1,1]
[3,14.9,200,28,50,1.66,1.04,120,1,1.25,1.3279999999999998,0.83200000000000007]
[3,16.5,200,28,60,1.89,0.98,120,1,1.25,1.512,0.78400000000000003]
[3,18.100000000000001,200,28,70,2.11,0.92,120,1,1.25,1.6879999999999999,0.73599999999999999]
[3,22.5,200,28,99,2.72,0.74,120,1,1.25,2.1760000000000002,0.59199999999999997]
[3,8.8000000000000007,200,28,1,1.36,1.36,200,0,1.36,1,1]
[3,11.8,200,28,50,2.06,1.21,200,1,1.36,1.5147058823529411,0.88970588235294112]
[3,13,200,28,60,2.34,1.17,200,1,1.36,1.7205882352941175,0.86029411764705876]
[3,14.3,200,28,70,2.62,1.1299999999999999,200,1,1.36,1.9264705882352942,0.83088235294117629]
[3,17.8,200,28,99,3.44,1.01,200,1,1.36,2.5294117647058822,0.74264705882352933]
[3,7.3,200,28,1,1.41,1.41,280,0,1.41,1,1]
[3,9.8000000000000007,200,28,50,2.23,1.29,280,1,1.41,1.5815602836879434,0.91489361702127669]
[3,10.8,200,28,60,2.5299999999999998,1.26,280,1,1.41,1.7943262411347518,0.89361702127659581]
[3,11.7,200,28,70,2.84,1.22,280,1,1.41,2.0141843971631204,0.86524822695035464]
[3,14.5,200,28,99,3.74,1.1299999999999999,280,1,1.41,2.6524822695035466,0.80141843971631199]
[3,12.3,200,29,1,1.3,1.3,120,0,1.3,1,1]
[3,15.6,200,29,50,1.77,1.07,120,1,1.3,1.3615384615384616,0.82307692307692315]
[3,17.3,200,29,60,2,1,120,1,1.3,1.5384615384615383,0.76923076923076916]
[3,19,200,29,70,2.23,0.94,120,1,1.3,1.7153846153846153,0.72307692307692306]
[3,23.6,200,29,99,2.87,0.75,120,1,1.3,2.2076923076923078,0.57692307692307687]
[3,9.1,200,29,1,1.42,1.42,200,0,1.42,1,1]
[3,12.4,200,29,50,2.1800000000000002,1.25,200,1,1.42,1.535211267605634,0.88028169014084512]
[3,13.7,200,29,60,2.4900000000000002,1.2,200,1,1.42,1.7535211267605637,0.84507042253521125]
[3,14.9,200,29,70,2.79,1.1599999999999999,200,1,1.42,1.9647887323943662,0.81690140845070425]
[3,18.7,200,29,99,3.65,1.03,200,1,1.42,2.5704225352112675,0.72535211267605637]
[3,7.5,200,29,1,1.46,1.46,280,0,1.46,1,1]
[3,10.199999999999999,200,29,50,2.37,1.33,280,1,1.46,1.6232876712328768,0.91095890410958913]
[3,11.2,200,29,60,2.69,1.3,280,1,1.46,1.8424657534246576,0.8904109589041096]
[3,12.2,200,29,70,3.02,1.26,280,1,1.46,2.0684931506849318,0.86301369863013699]
[3,15.2,200,29,99,3.97,1.1599999999999999,280,1,1.46,2.7191780821917808,0.79452054794520544]
[3,12.6,200,30,1,1.34,1.34,120,0,1.34,1,1]
[3,16.399999999999999,200,30,50,1.87,1.1000000000000001,120,1,1.34,1.3955223880597014,0.82089552238805974]
[3,18.100000000000001,200,30,60,2.12,1.03,120,1,1.34,1.5820895522388059,0.76865671641791045]
[3,19.899999999999999,200,30,70,2.36,0.96,120,1,1.34,1.761194029850746,0.71641791044776115]
[3,24.7,200,30,99,3.03,0.76,120,1,1.34,2.261194029850746,0.56716417910447758]
[3,9.3000000000000007,200,30,1,1.47,1.47,200,0,1.47,1,1]
[3,12.9,200,30,50,2.3199999999999998,1.29,200,1,1.47,1.5782312925170068,0.87755102040816335]
[3,14.3,200,30,60,2.64,1.24,200,1,1.47,1.795918367346939,0.84353741496598644]
[3,15.7,200,30,70,2.95,1.19,200,1,1.47,2.0068027210884356,0.80952380952380953]
[3,19.600000000000001,200,30,99,3.86,1.06,200,1,1.47,2.6258503401360542,0.72108843537414968]
[3,7.6,200,30,1,1.52,1.52,280,0,1.52,1,1]
[3,10.7,200,30,50,2.5099999999999998,1.37,280,1,1.52,1.6513157894736841,0.90131578947368429]
[3,11.7,200,30,60,2.86,1.34,280,1,1.52,1.881578947368421,0.88157894736842113]
[3,12.8,200,30,70,3.2,1.3,280,1,1.52,2.1052631578947367,0.85526315789473684]
[3,15.9,200,30,99,4.21,1.2,280,1,1.52,2.7697368421052633,0.78947368421052633]
[3,12.9,200,31,1,1.39,1.39,120,0,1.39,1,1]
[3,17.2,200,31,50,1.98,1.1299999999999999,120,1,1.39,1.4244604316546763,0.81294964028776973]
[3,19,200,31,60,2.2400000000000002,1.05,120,1,1.39,1.6115107913669067,0.75539568345323749]
[3,20.8,200,31,70,2.4900000000000002,0.98,120,{"$f":"IF(F1750<>G1750,1,0)","v":1},1.39,{"$f":"F1750/J1750","v":1.7913669064748203},0.70503597122302164]
[3,25.8,200,31,99,3.19,0.77,120,1,1.39,2.2949640287769784,{"$f":"G1751/J1751","v":0.5539568345323741}]
[3,9.5,200,31,1,1.52,1.52,200,0,1.52,1,1]
[3,13.5,200,31,50,2.4500000000000002,1.32,200,1,{"$f":"IF(F1753/G1753=1,F1753,J1752)","v":1.52},1.611842105263158,0.86842105263157898]
[3,15,200,31,60,2.79,1.27,200,1,1.52,1.8355263157894737,0.83552631578947367]
[3,16.399999999999999,200,31,70,3.12,1.22,200,1,1.52,2.0526315789473686,0.80263157894736836]
[3,20.5,200,31,99,4.08,1.08,200,1,1.52,2.6842105263157894,0.71052631578947367]
[3,7.8,200,31,1,1.57,1.57,280,0,1.57,1,1]
[3,11.1,200,31,50,2.66,1.41,280,1,1.57,1.6942675159235669,0.8980891719745222]
[3,12.3,200,31,60,3.02,1.38,280,1,1.57,1.9235668789808917,0.87898089171974514]
[3,13.4,200,31,70,3.39,1.34,280,1,1.57,2.1592356687898091,0.85350318471337583]
[3,16.600000000000001,200,31,99,4.46,1.23,280,1,1.57,2.8407643312101909,0.78343949044585981]
[3,13.3,200,32,1,1.44,1.44,120,0,1.44,1,1]
[3,18,200,32,50,2.09,1.1499999999999999,120,1,1.44,1.4513888888888888,0.79861111111111105]
[3,19.899999999999999,200,32,60,2.36,1.07,120,1,1.44,1.6388888888888888,0.74305555555555558]
[3,21.8,200,32,70,2.62,1,120,1,1.44,1.8194444444444446,0.69444444444444442]
[3,27,200,32,99,3.35,0.78,120,1,1.44,2.3263888888888888,0.54166666666666674]
[3,9.6999999999999993,200,32,1,1.57,1.57,200,0,1.57,1,1]
[3,14.1,200,32,50,2.6,1.36,200,1,1.57,1.6560509554140128,0.86624203821656054]
[3,15.7,200,32,60,2.95,1.31,200,1,1.57,1.8789808917197452,0.83439490445859876]
[3,17.2,200,32,70,3.3,1.25,200,1,1.57,2.1019108280254777,0.79617834394904452]
[3,21.5,200,32,99,4.3099999999999996,1.1000000000000001,200,1,1.57,2.7452229299363053,0.7006369426751593]
[3,8,200,32,1,1.62,1.62,280,0,1.62,1,1]
[3,11.6,200,32,50,2.81,1.45,280,1,1.62,1.7345679012345678,0.8950617283950616]
[3,12.8,200,32,60,3.2,1.41,280,1,1.62,1.9753086419753085,0.87037037037037024]
[3,14,200,32,70,3.58,1.37,280,1,1.62,2.2098765432098766,0.84567901234567899]
[3,17.399999999999999,200,32,99,4.71,1.26,280,1,1.62,2.907407407407407,0.77777777777777768]
[3,9.5,220,20,1,0.91,0.91,120,0,0.91,1,1]
[3,9.9,220,20,50,0.97,0.82,120,1,0.91,1.0659340659340659,0.90109890109890101]
[3,11,220,20,60,1.1100000000000001,0.77,120,1,0.91,1.2197802197802199,0.84615384615384615]
[3,12,220,20,70,1.26,0.73,120,1,0.91,1.3846153846153846,0.80219780219780212]
[3,15,220,20,99,1.69,0.59,120,1,0.91,1.857142857142857,0.64835164835164827]
[3,7.3,220,20,1,1.01,1.01,200,0,1.01,1,1]
[3,8.1999999999999993,220,20,50,1.21,0.94,200,1,1.01,1.198019801980198,0.93069306930693063]
[3,9,220,20,60,1.39,0.9,200,1,1.01,1.3762376237623761,0.8910891089108911]
[3,9.8000000000000007,220,20,70,1.58,0.87,200,1,1.01,1.5643564356435644,0.86138613861386137]
[3,12.1,220,20,99,2.13,0.78,200,1,1.01,2.108910891089109,0.7722772277227723]
[3,6.2,220,20,1,1.05,1.05,280,0,1.05,1,1]
[3,7,220,20,50,1.32,0.99,280,1,1.05,1.2571428571428571,0.94285714285714284]
[3,7.7,220,20,60,1.52,0.96,280,1,1.05,1.4476190476190476,0.91428571428571426]
[3,8.3000000000000007,220,20,70,1.73,0.94,280,1,1.05,1.6476190476190475,0.89523809523809517]
[3,10.1,220,20,99,2.33,0.87,280,1,1.05,2.2190476190476192,0.82857142857142851]
[3,9.8000000000000007,220,21,1,0.96,0.96,120,0,0.96,1,1]
[3,10.5,220,21,50,1.05,0.86,120,1,0.96,1.09375,0.89583333333333337]
[3,11.6,220,21,60,1.21,0.81,120,1,0.96,1.2604166666666667,0.84375000000000011]
[3,12.8,220,21,70,1.37,0.76,120,1,0.96,1.4270833333333335,0.79166666666666674]
[3,16,220,21,99,1.81,0.62,120,1,0.96,1.8854166666666667,0.64583333333333337]
[3,7.6,220,21,1,1.06,1.06,200,0,1.06,1,1]
[3,8.6,220,21,50,1.32,0.98,200,1,1.06,1.2452830188679245,0.92452830188679236]
[3,9.5,220,21,60,1.52,0.95,200,1,1.06,1.4339622641509433,0.89622641509433953]
[3,10.3,220,21,70,1.72,0.91,200,1,1.06,1.6226415094339621,0.85849056603773588]
[3,12.8,220,21,99,2.29,0.82,200,1,1.06,2.1603773584905661,0.7735849056603773]
[3,6.4,220,21,1,1.1100000000000001,1.1100000000000001,280,0,1.1100000000000001,1,1]
[3,7.4,220,21,50,1.44,1.04,280,1,1.1100000000000001,1.2972972972972971,0.93693693693693691]
[3,8.1,220,21,60,1.65,1.01,280,1,1.1100000000000001,1.4864864864864862,0.90990990990990983]
[3,8.6999999999999993,220,21,70,1.87,0.99,280,1,1.1100000000000001,1.6846846846846846,0.89189189189189177]
[3,10.7,220,21,99,2.5099999999999998,0.92,280,1,1.1100000000000001,2.2612612612612608,0.8288288288288288]
[3,10.199999999999999,220,22,1,1.01,1.01,120,0,1.01,1,1]
[3,11.2,220,22,50,1.1399999999999999,0.89,120,1,1.01,1.1287128712871286,0.88118811881188119]
[3,12.3,220,22,60,1.31,0.84,120,1,1.01,1.2970297029702971,0.83168316831683164]
[3,13.5,220,22,70,1.47,0.79,120,1,1.01,1.4554455445544554,0.78217821782178221]
[3,16.899999999999999,220,22,99,1.94,0.64,120,1,1.01,1.9207920792079207,0.63366336633663367]
[3,7.8,220,22,1,1.1200000000000001,1.1200000000000001,200,0,1.1200000000000001,1,1]
[3,9.1,220,22,50,1.43,1.03,200,1,1.1200000000000001,1.2767857142857142,0.9196428571428571]
[3,10,220,22,60,1.64,0.99,200,{"$f":"IF(F1814<>G1814,1,0)","v":1},1.1200000000000001,{"$f":"F1814/J1814","v":1.464285714285714},0.88392857142857129]
[3,10.9,220,22,70,1.85,0.96,200,1,1.1200000000000001,1.6517857142857142,{"$f":"G1815/J1815","v":0.85714285714285698}]
[3,13.6,220,22,99,2.46,0.85,200,1,1.1200000000000001,2.1964285714285712,0.75892857142857129]
[3,6.6,220,22,1,1.17,1.17,280,0,{"$f":"IF(F1817/G1817=1,F1817,J1816)","v":1.17},1,1]
[3,7.8,220,22,50,1.56,1.0900000000000001,280,1,1.17,1.3333333333333335,0.93162393162393176]
[3,8.5,220,22,60,1.79,1.06,280,1,1.17,1.52991452991453,0.90598290598290609]
[3,9.1999999999999993,220,22,70,2.02,1.04,280,1,1.17,1.7264957264957266,0.88888888888888895]
[3,11.3,220,22,99,2.7,0.96,280,1,1.17,2.3076923076923079,0.82051282051282048]
[3,10.6,220,23,1,1.06,1.06,120,0,1.06,1,1]
[3,11.8,220,23,50,1.23,0.93,120,1,1.06,1.1603773584905659,0.87735849056603776]
[3,13.1,220,23,60,1.41,0.88,120,1,1.06,1.3301886792452828,0.83018867924528295]
[3,14.3,220,23,70,1.58,0.82,120,1,1.06,1.4905660377358489,0.7735849056603773]
[3,17.899999999999999,220,23,99,2.08,0.66,120,1,1.06,1.9622641509433962,0.62264150943396224]
[3,8.1,220,23,1,1.18,1.18,200,0,1.18,1,1]
[3,9.6,220,23,50,1.54,1.07,200,1,1.18,1.3050847457627119,0.90677966101694929]
[3,10.6,220,23,60,1.77,1.03,200,1,1.18,1.5,0.87288135593220351]
[3,11.5,220,23,70,1.99,1,200,1,1.18,1.6864406779661019,0.84745762711864414]
[3,14.3,220,23,99,2.64,0.89,200,1,1.18,2.2372881355932206,0.75423728813559332]
[3,6.7,220,23,1,1.23,1.23,280,0,1.23,1,1]
[3,8.1999999999999993,220,23,50,1.68,1.1399999999999999,280,1,1.23,1.3658536585365852,0.92682926829268286]
[3,8.9,220,23,60,1.93,1.1100000000000001,280,1,1.23,1.5691056910569106,0.90243902439024404]
[3,9.6999999999999993,220,23,70,2.1800000000000002,1.08,280,1,1.23,1.7723577235772359,0.87804878048780499]
[3,11.9,220,23,99,2.89,1,280,1,1.23,2.3495934959349594,0.81300813008130079]
[3,11,220,24,1,1.1200000000000001,1.1200000000000001,120,0,1.1200000000000001,1,1]
[3,12.5,220,24,50,1.33,0.96,120,1,1.1200000000000001,1.1875,0.85714285714285698]
[3,13.8,220,24,60,1.51,0.91,120,1,1.1200000000000001,1.3482142857142856,0.8125]
[3,15.1,220,24,70,1.69,0.85,120,1,1.1200000000000001,1.5089285714285712,0.75892857142857129]
[3,18.899999999999999,220,24,99,2.2200000000000002,0.68,120,1,1.1200000000000001,1.9821428571428572,0.6071428571428571]
[3,8.3000000000000007,220,24,1,1.24,1.24,200,0,1.24,1,1]
[3,10.1,220,24,50,1.66,1.1200000000000001,200,1,1.24,1.3387096774193548,0.90322580645161299]
[3,11.1,220,24,60,1.9,1.07,200,1,1.24,1.532258064516129,0.86290322580645162]
[3,12.2,220,24,70,2.14,1.04,200,1,1.24,1.7258064516129032,0.83870967741935487]
[3,15.1,220,24,99,2.82,0.92,200,1,1.24,2.2741935483870965,0.74193548387096775]
[3,6.9,220,24,1,1.28,1.28,280,0,1.28,1,1]
[3,8.5,220,24,50,1.81,1.19,280,1,1.28,1.4140625,0.92968749999999989]
[3,9.3000000000000007,220,24,60,2.0699999999999998,1.1599999999999999,280,1,1.28,1.6171874999999998,0.90624999999999989]
[3,10.1,220,24,70,2.34,1.1299999999999999,280,1,1.28,1.8281249999999998,0.88281249999999989]
[3,12.5,220,24,99,3.09,1.04,280,1,1.28,2.4140625,0.8125]
[3,11.3,220,25,1,1.17,1.17,120,0,1.17,1,1]
[3,13.2,220,25,50,1.42,1,120,1,1.17,1.2136752136752136,0.85470085470085477]
[3,14.6,220,25,60,1.62,0.94,120,1,1.17,1.3846153846153848,0.80341880341880345]
[3,15.9,220,25,70,1.81,0.88,120,1,1.17,1.5470085470085471,0.75213675213675224]
[3,19.899999999999999,220,25,99,2.36,0.7,120,1,1.17,2.017094017094017,0.59829059829059827]
[3,8.5,220,25,1,1.29,1.29,200,0,1.29,1,1]
[3,10.6,220,25,50,1.78,1.1599999999999999,200,1,1.29,1.3798449612403101,0.89922480620155032]
[3,11.7,220,25,60,2.0299999999999998,1.1200000000000001,200,1,1.29,1.5736434108527131,0.86821705426356599]
[3,12.8,220,25,70,2.29,1.07,200,1,1.29,1.7751937984496124,0.8294573643410853]
[3,15.9,220,25,99,3.01,0.95,200,1,1.29,2.333333333333333,0.73643410852713176]
[3,7.1,220,25,1,1.34,1.34,280,0,1.34,1,1]
[3,9,220,25,50,1.95,1.23,280,1,1.34,1.4552238805970148,0.91791044776119401]
[3,9.8000000000000007,220,25,60,2.2200000000000002,1.2,280,1,1.34,1.6567164179104479,0.89552238805970141]
[3,10.7,220,25,70,2.5,1.17,280,1,1.34,1.8656716417910446,0.87313432835820881]
[3,13.1,220,25,99,3.3,1.08,280,1,1.34,2.4626865671641789,0.80597014925373134]
[3,11.7,220,26,1,1.22,1.22,120,0,1.22,1,1]
[3,13.9,220,26,50,1.52,1.03,120,1,1.22,1.2459016393442623,0.84426229508196726]
[3,15.3,220,26,60,1.73,0.97,120,1,1.22,1.4180327868852458,0.79508196721311475]
[3,16.8,220,26,70,1.93,0.9,120,1,1.22,1.5819672131147542,0.73770491803278693]
[3,20.9,220,26,99,2.5,0.72,120,1,1.22,2.0491803278688523,0.5901639344262295]
[3,8.8000000000000007,220,26,1,1.35,1.35,200,0,1.35,1,1]
[3,11.2,220,26,50,1.91,1.2,200,1,1.35,1.4148148148148147,0.88888888888888884]
[3,12.3,220,26,60,2.17,1.1599999999999999,200,1,1.35,1.6074074074074072,0.85925925925925917]
[3,13.5,220,26,70,2.44,1.1100000000000001,200,1,1.35,1.8074074074074074,0.82222222222222219]
[3,16.8,220,26,99,3.2,0.98,200,1,1.35,2.3703703703703702,0.72592592592592586]
[3,7.3,220,26,1,1.4,1.4,280,0,1.4,1,1]
[3,9.4,220,26,50,2.08,1.28,280,{"$f":"IF(F1878<>G1878,1,0)","v":1},1.4,{"$f":"F1878/J1878","v":1.4857142857142858},0.91428571428571437]
[3,10.3,220,26,60,2.38,1.25,280,1,1.4,1.7,{"$f":"G1879/J1879","v":0.8928571428571429}]
[3,11.2,220,26,70,2.67,1.21,280,1,1.4,1.9071428571428573,0.86428571428571432]
[3,13.8,220,26,99,3.52,1.1100000000000001,280,1,{"$f":"IF(F1881/G1881=1,F1881,J1880)","v":1.4},2.5142857142857147,0.79285714285714293]
[3,12.1,220,27,1,1.27,1.27,120,0,1.27,1,1]
[3,14.6,220,27,50,1.62,1.06,120,1,1.27,1.2755905511811025,0.83464566929133865]
[3,16.100000000000001,220,27,60,1.84,0.99,120,1,1.27,1.4488188976377954,0.77952755905511806]
[3,17.7,220,27,70,2.0499999999999998,0.93,120,1,1.27,1.6141732283464565,0.73228346456692917]
[3,22,220,27,99,2.65,0.73,120,1,1.27,2.0866141732283463,0.57480314960629919]
[3,9,220,27,1,1.4,1.4,200,0,1.4,1,1]
[3,11.7,220,27,50,2.0299999999999998,1.24,200,1,1.4,1.45,0.88571428571428579]
[3,12.9,220,27,60,2.3199999999999998,1.2,200,1,1.4,1.657142857142857,0.85714285714285721]
[3,14.1,220,27,70,2.6,1.1499999999999999,200,1,1.4,1.8571428571428574,0.8214285714285714]
[3,17.600000000000001,220,27,99,3.41,1.01,200,1,1.4,2.4357142857142859,0.72142857142857153]
[3,7.5,220,27,1,1.46,1.46,280,0,1.46,1,1]
[3,9.8000000000000007,220,27,50,2.2200000000000002,1.33,280,1,1.46,1.5205479452054795,0.91095890410958913]
[3,10.8,220,27,60,2.5299999999999998,1.29,280,1,1.46,1.7328767123287669,0.88356164383561653]
[3,11.7,220,27,70,2.84,1.26,280,1,1.46,1.9452054794520548,0.86301369863013699]
[3,14.5,220,27,99,3.75,1.1499999999999999,280,1,1.46,2.5684931506849318,0.78767123287671226]
[3,12.4,220,28,1,1.32,1.32,120,0,1.32,1,1]
[3,15.3,220,28,50,1.72,1.0900000000000001,120,1,1.32,1.303030303030303,0.8257575757575758]
[3,17,220,28,60,1.95,1.02,120,1,1.32,1.4772727272727271,0.77272727272727271]
[3,18.600000000000001,220,28,70,2.1800000000000002,0.95,120,1,1.32,1.6515151515151516,0.71969696969696961]
[3,23,220,28,99,2.8,0.75,120,1,1.32,2.1212121212121211,0.56818181818181812]
[3,9.3000000000000007,220,28,1,1.46,1.46,200,0,1.46,1,1]
[3,12.3,220,28,50,2.17,1.28,200,1,1.46,1.4863013698630136,0.87671232876712335]
[3,13.6,220,28,60,2.4700000000000002,1.23,200,1,1.46,1.6917808219178083,0.84246575342465757]
[3,14.9,220,28,70,2.76,1.18,200,1,1.46,1.8904109589041096,0.80821917808219179]
[3,18.5,220,28,99,3.61,1.04,200,1,1.46,2.4726027397260273,0.71232876712328774]
[3,7.6,220,28,1,1.52,1.52,280,0,1.52,1,1]
[3,10.199999999999999,220,28,50,2.37,1.37,280,1,1.52,1.5592105263157896,0.90131578947368429]
[3,11.3,220,28,60,2.7,1.33,280,1,1.52,1.7763157894736843,0.875]
[3,12.3,220,28,70,3.02,1.3,280,1,1.52,1.986842105263158,0.85526315789473684]
[3,15.2,220,28,99,3.98,1.19,280,1,1.52,2.6184210526315788,0.7828947368421052]
[3,12.8,220,29,1,1.37,1.37,120,0,1.37,1,1]
[3,16.100000000000001,220,29,50,1.83,1.1200000000000001,120,1,1.37,1.3357664233576643,0.81751824817518248]
[3,17.8,220,29,60,2.0699999999999998,1.05,120,1,1.37,1.5109489051094889,0.76642335766423353]
[3,19.5,220,29,70,2.2999999999999998,0.97,120,1,1.37,1.6788321167883209,0.70802919708029188]
[3,24.2,220,29,99,2.95,0.76,120,1,1.37,2.1532846715328469,0.55474452554744524]
[3,9.5,220,29,1,1.52,1.52,200,0,1.52,1,1]
[3,12.9,220,29,50,2.2999999999999998,1.32,200,1,1.52,1.513157894736842,0.86842105263157898]
[3,14.2,220,29,60,2.62,1.27,200,1,1.52,1.7236842105263159,0.83552631578947367]
[3,15.6,220,29,70,2.93,1.22,200,1,1.52,1.9276315789473686,0.80263157894736836]
[3,19.5,220,29,99,3.83,1.07,200,1,1.52,2.5197368421052633,0.70394736842105265]
[3,7.8,220,29,1,1.57,1.57,280,0,1.57,1,1]
[3,10.7,220,29,50,2.52,1.42,280,1,1.57,1.6050955414012738,0.90445859872611456]
[3,11.8,220,29,60,2.86,1.38,280,1,1.57,1.8216560509554138,0.87898089171974514]
[3,12.8,220,29,70,3.21,1.34,280,1,1.57,2.0445859872611463,0.85350318471337583]
[3,15.9,220,29,99,4.22,1.22,280,1,1.57,2.6878980891719744,0.77707006369426745]
[3,13.2,220,30,1,1.43,1.43,120,0,1.43,1,1]
[3,16.8,220,30,50,1.94,1.1499999999999999,120,1,1.43,1.3566433566433567,0.80419580419580416]
[3,18.600000000000001,220,30,60,2.19,1.07,120,1,1.43,1.5314685314685315,0.74825174825174834]
[3,20.399999999999999,220,30,70,2.4300000000000002,0.99,120,1,1.43,1.6993006993006994,0.69230769230769229]
[3,25.3,220,30,99,3.11,0.77,120,1,1.43,2.174825174825175,0.53846153846153855]
[3,9.6999999999999993,220,30,1,1.57,1.57,200,0,1.57,1,1]
[3,13.5,220,30,50,2.44,1.36,200,1,1.57,1.5541401273885349,0.86624203821656054]
[3,14.9,220,30,60,2.78,1.3,200,1,1.57,1.770700636942675,0.82802547770700641]
[3,16.3,220,30,70,3.11,1.25,200,1,1.57,1.9808917197452227,0.79617834394904452]
[3,20.399999999999999,220,30,99,4.05,1.0900000000000001,200,1,1.57,2.5796178343949041,0.69426751592356695]
[3,8,220,30,1,1.63,1.63,280,0,1.63,1,1]
[3,11.2,220,30,50,2.67,1.46,280,1,1.63,1.638036809815951,0.89570552147239269]
[3,12.3,220,30,60,3.04,1.42,280,1,1.63,1.8650306748466259,0.87116564417177911]
[3,13.4,220,30,70,3.41,1.37,280,1,1.63,2.092024539877301,0.84049079754601241]
[3,16.7,220,30,99,4.47,1.25,280,1,1.63,2.7423312883435584,0.76687116564417179]
[3,13.6,220,31,1,1.48,1.48,120,{"$f":"IF(F1942<>G1942,1,0)","v":0},1.48,{"$f":"F1942/J1942","v":1},1]
[3,17.600000000000001,220,31,50,2.0499999999999998,1.18,120,1,1.48,1.3851351351351351,{"$f":"G1943/J1943","v":0.79729729729729726}]
[3,19.5,220,31,60,2.31,1.1000000000000001,120,1,1.48,1.560810810810811,0.74324324324324331]
[3,21.4,220,31,70,2.56,1.01,120,1,{"$f":"IF(F1945/G1945=1,F1945,J1944)","v":1.48},1.7297297297297298,0.68243243243243246]
[3,26.4,220,31,99,3.27,0.78,120,1,1.48,2.2094594594594597,0.52702702702702708]
[3,10,220,31,1,1.63,1.63,200,0,1.63,1,1]
[3,14.1,220,31,50,2.59,1.4,200,1,1.63,1.5889570552147239,0.85889570552147243]
[3,15.6,220,31,60,2.94,1.34,200,1,1.63,1.803680981595092,0.82208588957055229]
[3,17.100000000000001,220,31,70,3.29,1.28,200,1,1.63,2.0184049079754605,0.78527607361963192]
[3,21.4,220,31,99,4.28,1.1100000000000001,200,1,1.63,2.6257668711656446,0.68098159509202461]
[3,8.1999999999999993,220,31,1,1.69,1.69,280,0,1.69,1,1]
[3,11.7,220,31,50,2.83,1.5,280,1,1.69,1.6745562130177516,0.8875739644970414]
[3,12.9,220,31,60,3.22,1.46,280,1,1.69,1.9053254437869824,0.86390532544378695]
[3,14,220,31,70,3.61,1.41,280,1,1.69,2.136094674556213,0.83431952662721887]
[3,17.5,220,31,99,4.7300000000000004,1.28,280,1,1.69,2.7988165680473376,0.75739644970414211]
[3,13.9,220,32,1,1.53,1.53,120,0,1.53,1,1]
[3,18.399999999999999,220,32,50,2.16,1.21,120,1,1.53,1.411764705882353,0.79084967320261434]
[3,20.399999999999999,220,32,60,2.4300000000000002,1.1200000000000001,120,1,1.53,1.5882352941176472,0.73202614379084974]
[3,22.3,220,32,70,2.7,1.03,120,1,1.53,1.7647058823529413,0.67320261437908502]
[3,27.6,220,32,99,3.43,0.78,120,1,1.53,2.2418300653594772,0.50980392156862742]
[3,10.199999999999999,220,32,1,1.68,1.68,200,0,1.68,1,1]
[3,14.7,220,32,50,2.74,1.44,200,1,1.68,1.6309523809523812,0.8571428571428571]
[3,16.3,220,32,60,3.11,1.37,200,1,1.68,1.8511904761904763,0.81547619047619058]
[3,17.899999999999999,220,32,70,3.47,1.31,200,1,1.68,2.0654761904761907,0.77976190476190477]
[3,22.4,220,32,99,4.5199999999999996,1.1299999999999999,200,1,1.68,2.6904761904761902,0.67261904761904756]
[3,8.3000000000000007,220,32,1,1.74,1.74,280,0,1.74,1,1]
[3,12.2,220,32,50,2.99,1.55,280,1,1.74,1.7183908045977012,0.8908045977011495]
[3,13.4,220,32,60,3.4,1.5,280,1,1.74,1.9540229885057472,0.86206896551724144]
[3,14.7,220,32,70,3.81,1.45,280,1,1.74,2.1896551724137931,0.83333333333333326]
[3,18.3,220,32,99,5,1.32,280,1,1.74,2.8735632183908044,0.75862068965517249]
[4,5.5,40,20,1,0.21,0.21,120,0,0.21,1,1]
[4,6,40,20,50,0.28000000000000003,0.21,120,1,0.21,1.3333333333333335,1]
[4,6.4,40,20,60,0.33,0.21,120,1,0.21,1.5714285714285716,1]
[4,6.7,40,20,70,0.38,0.21,120,1,0.21,1.8095238095238095,1]
[4,7.7,40,20,99,0.52,0.21,120,1,0.21,2.4761904761904763,1]
[4,4.9000000000000004,40,20,1,0.21,0.21,200,0,0.21,1,1]
[4,5.2,40,20,50,0.28999999999999998,0.21,200,1,0.21,1.3809523809523809,1]
[4,5.4,40,20,60,0.33,0.21,200,1,0.21,1.5714285714285716,1]
[4,5.6,40,20,70,0.38,0.21,200,1,0.21,1.8095238095238095,1]
[4,6.2,40,20,99,0.52,0.21,200,1,0.21,2.4761904761904763,1]
[4,4.7,40,20,1,0.21,0.21,280,0,0.21,1,1]
[4,4.9000000000000004,40,20,50,0.28999999999999998,0.21,280,1,0.21,1.3809523809523809,1]
[4,5,40,20,60,0.34,0.21,280,1,0.21,1.6190476190476193,1]
[4,5.2,40,20,70,0.38,0.21,280,1,0.21,1.8095238095238095,1]
[4,5.6,40,20,99,0.53,0.21,280,1,0.21,2.5238095238095242,1]
[4,5.6,40,21,1,0.23,0.23,120,0,0.23,1,1]
[4,6.2,40,21,50,0.31,0.22,120,1,0.23,1.3478260869565217,0.9565217391304347]
[4,6.6,40,21,60,0.36,0.22,120,1,0.23,1.5652173913043477,0.9565217391304347]
[4,6.9,40,21,70,0.41,0.22,120,1,0.23,1.7826086956521738,0.9565217391304347]
[4,8,40,21,99,0.56000000000000005,0.22,120,1,0.23,2.4347826086956523,0.9565217391304347]
[4,5,40,21,1,0.23,0.23,200,0,0.23,1,1]
[4,5.3,40,21,50,0.31,0.22,200,1,0.23,1.3478260869565217,0.9565217391304347]
[4,5.6,40,21,60,0.37,0.22,200,1,0.23,1.6086956521739129,0.9565217391304347]
[4,5.8,40,21,70,0.42,0.22,200,1,0.23,1.826086956521739,0.9565217391304347]
[4,6.4,40,21,99,0.56999999999999995,0.22,200,1,0.23,2.4782608695652169,0.9565217391304347]
[4,4.7,40,21,1,0.23,0.23,280,0,0.23,1,1]
[4,5,40,21,50,0.31,0.22,280,1,0.23,1.3478260869565217,0.9565217391304347]
[4,5.0999999999999996,40,21,60,0.37,0.22,280,1,0.23,1.6086956521739129,0.9565217391304347]
[4,5.3,40,21,70,0.42,0.22,280,1,0.23,1.826086956521739,0.9565217391304347]
[4,4.7,40,22,1,0.24,0.24,280,0,0.24,1,1]
[4,5.8,40,23,1,0.25,0.25,120,0,0.25,1,1]
[4,5.5,40,23,70,0.49,0.25,280,1,0.25,1.96,1]
[4,5.2,40,25,1,0.28000000000000003,0.28000000000000003,200,0,0.28000000000000003,1,1]
[4,5.2,40,26,1,0.28999999999999998,0.28999999999999998,200,0,0.28999999999999998,1,1]
[4,5.6,40,26,60,0.53,0.28000000000000003,280,1,0.28999999999999998,1.827586206896552,0.9655172413793105]
[4,5.5,40,27,50,0.5,0.3,280,1,0.3,1.6666666666666667,1]
[4,5.6,40,28,50,0.53,0.31,280,1,0.31,1.7096774193548387,1]
[4,6,40,29,60,0.64,0.32,280,1,0.33,1.9393939393939394,0.96969696969696972]
[4,8.5,40,31,50,0.63,0.34,120,1,0.35,1.8,0.97142857142857153]
[4,8.6999999999999993,40,32,50,0.66,0.35,120,1,0.36,1.8333333333333335,0.97222222222222221]
[4,6.1,40,32,50,0.67,0.35,280,1,0.36,1.8611111111111114,0.97222222222222221]
[4,6.1,60,20,60,0.49,0.31,200,1,0.32,1.53125,0.96875]
[4,5,60,21,1,0.34,0.34,280,0,0.34,1,1]
[4,5.8,60,22,60,0.59,0.35,280,1,0.36,1.6388888888888888,0.97222222222222221]
[4,5.9,60,23,60,0.64,0.37,280,1,0.37,1.7297297297297298,1]
[4,5.2,60,24,1,0.39,0.39,280,0,0.39,1,1]
[4,9.6999999999999993,60,25,70,0.8,0.38,120,1,0.41,1.9512195121951221,0.92682926829268297]
[4,10.1,60,26,70,0.85,0.4,120,1,0.42,2.0238095238095237,0.95238095238095244]
[4,9.4,60,27,99,1.25,0.42,200,1,0.45,2.7777777777777777,0.93333333333333324]
[4,8.3000000000000007,60,28,70,1,0.45,200,1,0.46,2.1739130434782608,0.97826086956521741]
[4,6.9,60,29,60,0.95,0.47,280,1,0.48,1.9791666666666667,0.97916666666666663]
[4,8.8000000000000007,60,30,70,1.1299999999999999,0.48,200,1,0.5,2.2599999999999998,0.96]
[4,8.6,60,30,99,1.51,0.47,280,1,0.5,3.02,0.94]
[4,9.4,60,32,70,1.27,0.51,200,1,0.54,2.3518518518518516,0.94444444444444442]
[4,10.7,80,20,99,0.93,0.36,120,1,0.41,2.2682926829268295,0.87804878048780488]
[4,11.2,80,21,99,1.01,0.38,120,1,0.43,2.3488372093023258,0.88372093023255816]
[4,7.2,80,22,60,0.75,0.45,200,1,0.47,1.595744680851064,0.95744680851063835]
[4,9.3000000000000007,80,23,99,1.25,0.45,200,1,0.49,2.5510204081632653,0.91836734693877553]
[4,7.9,80,23,99,1.27,0.47,280,1,0.49,2.5918367346938775,0.95918367346938771]
[4,7.5,80,25,50,0.82,0.52,200,1,0.54,1.5185185185185184,0.96296296296296291]
[4,7.9,80,26,1,0.55000000000000004,0.55000000000000004,120,0,0.55000000000000004,1,1]
[4,14.9,80,27,99,1.53,0.49,120,1,0.56999999999999995,2.6842105263157898,0.85964912280701755]
[4,6.6,80,28,1,0.61,0.61,200,0,0.61,1,1]
[4,6.7,80,29,1,0.63,0.63,200,0,0.63,1,1]
[4,5.9,80,29,1,0.64,0.64,280,0,0.64,1,1]
[4,17.899999999999999,80,31,99,1.94,0.56000000000000005,120,1,0.67,2.8955223880597014,0.83582089552238814]
[4,8.9,80,32,1,0.69,0.69,120,0,0.69,1,1]
[4,18.7,80,32,99,2.0499999999999998,0.57999999999999996,120,1,0.69,2.9710144927536231,0.84057971014492749]
[4,8.6999999999999993,100,21,50,0.65,0.49,120,1,0.52,1.25,0.94230769230769229]
[4,7.1,100,21,50,0.72,0.52,200,1,0.54,1.3333333333333333,0.96296296296296291]
[4,10.7,100,22,70,0.94,0.49,120,1,0.55000000000000004,1.7090909090909088,0.89090909090909087]
[4,6.7,100,23,50,0.87,0.59,280,1,0.61,1.4262295081967213,0.96721311475409832]
[4,6.9,100,24,50,0.94,0.61,280,1,0.64,1.4687499999999998,0.953125]
[4,11.4,100,25,60,1.04,0.56999999999999995,120,1,0.64,1.625,0.89062499999999989]
[4,12,100,26,60,1.1100000000000001,0.6,120,1,{"$f":"IF(F2649/G2649=1,F2649,J2648)","v":0.67},1.6567164179104479,0.89552238805970141]
[4,12.5,100,27,60,1.19,0.62,120,1,0.69,1.7246376811594204,0.89855072463768126]
[4,11.9,100,28,50,1.1100000000000001,0.66,120,1,0.72,1.541666666666667,0.91666666666666674]
[4,10.3,100,29,60,1.48,0.72,200,1,0.77,1.9220779220779221,0.93506493506493504]
[4,13,100,30,50,1.26,0.7,120,1,0.78,1.6153846153846154,0.89743589743589736]
[4,9.6,100,30,70,1.82,0.76,280,1,0.81,2.2469135802469133,0.93827160493827155]
[4,9.9,100,31,70,1.93,0.78,280,1,0.84,2.2976190476190474,0.9285714285714286]
[4,8.1,120,20,1,0.56999999999999995,0.56999999999999995,120,0,0.56999999999999995,1,1]
[4,10.9,120,21,70,0.97,0.52,120,1,0.6,1.6166666666666667,0.8666666666666667]
[4,11.5,120,22,70,1.05,0.55000000000000004,120,1,0.64,1.640625,0.859375]
[4,8.8000000000000007,120,23,1,0.67,0.67,120,0,0.67,1,1]
[4,11.4,120,23,99,1.73,0.61,200,1,0.7,2.4714285714285715,0.87142857142857144]
[4,11.9,120,24,99,1.85,0.64,200,1,0.74,2.5,0.86486486486486491]
[4,10.3,120,25,99,2.06,0.71,280,1,{"$f":"IF(F2841/G2841=1,F2841,J2840)","v":0.78},2.641025641025641,0.91025641025641013]
[4,10.7,120,26,99,2.2000000000000002,0.73,280,1,0.82,2.6829268292682928,0.8902439024390244]
[4,11.2,120,27,99,2.34,0.76,280,1,0.85,2.7529411764705882,0.89411764705882357]
[4,9.6999999999999993,120,28,70,1.88,0.82,280,1,0.89,2.1123595505617976,0.92134831460674149]
[4,7.9,120,29,1,0.91,0.91,200,0,0.91,1,1]
[4,10.5,120,30,70,2.12,0.88,280,1,0.96,2.2083333333333335,0.91666666666666674]
[4,7,120,31,1,0.99,0.99,280,0,0.99,1,1]
[4,7.1,120,32,1,1.02,1.02,280,0,1.02,1,1]
[4,7.2,140,20,60,1.03,0.66,280,1,0.69,1.492753623188406,0.95652173913043492]
[4,9.6999999999999993,140,21,50,0.79,0.62,120,1,0.67,1.1791044776119404,0.9253731343283581]
[4,10.199999999999999,140,22,50,0.87,0.65,120,1,0.71,1.2253521126760565,0.91549295774647899]
[4,7.5,140,23,50,1.1499999999999999,0.78,280,1,0.81,1.419753086419753,0.96296296296296291]
[4,9.1,140,24,50,1.18,0.78,200,1,0.84,1.4047619047619047,0.9285714285714286]
[4,6.7,140,25,1,0.89,0.89,280,0,0.89,1,1]
[4,6.9,140,26,1,0.93,0.93,280,0,0.93,1,1]
[4,9,140,26,60,1.65,0.87,280,1,0.93,1.7741935483870965,0.93548387096774188]
[4,7.1,140,28,1,1.01,1.01,280,0,1.01,1,1]
[4,15.7,140,29,60,1.64,0.81,120,1,0.98,1.6734693877551019,0.82653061224489799]
[4,11.6,140,30,50,1.77,0.98,200,1,1.07,1.6542056074766354,0.9158878504672896]
[4,16.899999999999999,140,30,99,3.02,0.87,200,1,1.07,2.8224299065420557,0.81308411214953269]
[4,13.8,140,32,60,2.2799999999999998,1.02,200,1,1.1499999999999999,1.9826086956521738,0.88695652173913053]
[4,11.3,140,32,60,2.39,1.07,280,1,1.17,2.042735042735043,0.91452991452991461]
[4,9.3000000000000007,160,20,70,1.23,0.68,200,1,0.75,1.64,0.90666666666666673]
[4,8.3000000000000007,160,21,70,1.42,0.75,280,1,0.82,1.7317073170731707,0.91463414634146345]
[4,12.3,160,23,60,1.1599999999999999,0.71,120,1,0.83,1.3975903614457832,0.85542168674698793]
[4,9.9,160,23,60,1.38,0.81,200,1,0.89,1.5505617977528088,0.9101123595505618]
[4,11.2,160,24,70,1.69,0.82,200,1,0.93,1.8172043010752688,0.88172043010752676]
[4,10.9,160,25,60,1.6,0.88,200,1,0.97,1.6494845360824744,0.90721649484536082]
[4,15.1,160,26,99,2.58,0.82,200,1,1.02,2.5294117647058822,0.8039215686274509]
[4,10.7,160,27,70,2.2000000000000002,0.98,280,1,1.0900000000000001,2.0183486238532109,0.89908256880733939]
[4,11.3,160,28,50,1.71,1.01,200,1,1.1100000000000001,1.5405405405405403,0.90990990990990983]
[4,14.1,160,29,99,3.31,0.99,280,1,1.18,2.8050847457627119,0.83898305084745761]
[4,23.5,160,30,99,2.71,0.71,120,1,1.1200000000000001,2.4196428571428568,0.63392857142857129]
[4,9.3000000000000007,160,31,1,1.24,1.24,200,0,1.24,1,1]
[4,19.899999999999999,160,32,99,3.69,0.98,200,1,1.28,2.8828125,0.765625]
[4,11.7,180,20,99,1.81,0.67,200,1,0.82,2.2073170731707319,0.81707317073170738]
[4,15.4,180,21,99,1.6,0.55000000000000004,120,1,0.8,2,0.6875]
[4,10.1,180,22,1,0.85,0.85,120,0,0.85,1,1]
[4,10.4,180,23,1,0.89,0.89,120,0,0.89,1,1]
[4,18.2,180,24,99,1.98,0.62,120,1,0.94,2.1063829787234045,0.65957446808510645]
[4,8.6,180,25,1,1.07,1.07,200,0,{"$f":"IF(F3417/G3417=1,F3417,J3416)","v":1.07},1,1]
[4,16.2,180,26,70,1.71,0.8,120,1,1.03,1.6601941747572815,0.77669902912621358]
[4,9.3000000000000007,180,26,50,1.73,1.07,280,1,1.1499999999999999,1.5043478260869567,0.93043478260869583]
[4,9.6999999999999993,180,27,50,1.85,1.1100000000000001,280,1,1.2,1.5416666666666667,0.92500000000000016]
[4,17.100000000000001,180,29,60,1.84,0.92,120,1,1.17,1.5726495726495728,0.78632478632478642]
[4,16.3,180,30,50,1.71,1,120,1,1.21,1.4132231404958677,0.82644628099173556]
[4,17,180,31,50,1.82,1.03,120,1,1.26,1.4444444444444444,0.81746031746031744]
[4,19.600000000000001,180,32,60,2.1800000000000002,0.99,120,1,1.3,1.676923076923077,0.7615384615384615]
[4,15.5,180,32,60,2.68,1.19,200,1,1.4,1.9142857142857146,0.85]
[4,9.3000000000000007,200,20,60,1.23,0.8,200,1,0.89,1.3820224719101124,0.89887640449438211]
[4,11.3,200,22,50,1.02,0.81,120,1,0.91,1.1208791208791209,0.89010989010989017]
[4,8.8000000000000007,200,22,60,1.58,0.95,280,1,1.03,1.5339805825242718,0.92233009708737856]
[4,12.5,200,24,50,1.2,0.88,120,1,1.01,1.1881188118811881,0.87128712871287128]
[4,15.1,200,24,70,1.55,0.78,120,1,1.01,1.5346534653465347,0.7722772277227723]
[4,15.9,200,25,70,1.66,0.81,120,1,1.05,1.5809523809523809,0.77142857142857146]
[4,12.2,200,27,1,1.1499999999999999,1.1499999999999999,120,0,1.1499999999999999,1,1]
[4,14.1,200,27,70,2.36,1.05,200,1,1.26,1.8730158730158728,0.83333333333333337]
[4,14.8,200,28,70,2.52,1.08,200,1,1.31,1.9236641221374045,0.82442748091603058]
[4,15.1,200,28,99,3.63,1.08,280,1,1.35,2.6888888888888887,0.8]
[4,15.8,200,29,99,3.86,1.1200000000000001,280,1,1.41,2.7375886524822697,0.79432624113475192]
[4,21.2,200,31,70,2.4,0.94,120,1,1.35,1.7777777777777777,0.69629629629629619]
[4,14.1,200,31,70,3.28,1.29,280,1,1.51,2.1721854304635762,0.85430463576158944]
[4,15.4,220,20,99,1.59,0.56000000000000005,120,1,0.86,1.8488372093023258,0.65116279069767447]
[4,10.9,220,21,70,1.61,0.87,200,1,1.01,1.5940594059405941,0.86138613861386137]
[4,8.6999999999999993,220,21,60,1.54,0.96,280,1,1.05,1.4666666666666666,0.91428571428571426]
[4,7.4,220,22,1,1.1100000000000001,1.1100000000000001,280,0,1.1100000000000001,1,1]
[4,9.6,220,23,60,1.82,1.06,280,1,1.1599999999999999,1.5689655172413794,0.91379310344827602]
[4,12,220,25,1,1.1200000000000001,1.1200000000000001,120,0,1.1200000000000001,1,1]
[4,21.2,220,26,99,2.4,0.68,120,1,1.17,2.0512820512820515,0.58119658119658124]
[4,10,220,26,50,1.97,1.23,280,1,1.34,1.4701492537313432,0.91791044776119401]
[4,10,220,28,1,1.4,1.4,200,0,1.4,1,1]
[4,8.5,220,28,1,1.46,1.46,280,0,1.46,1,1]
[4,8.6,220,29,1,1.51,1.51,280,0,1.51,1,1]
[4,14.2,220,31,1,1.43,1.43,120,0,1.43,1,1]
[4,14.6,220,32,1,1.48,1.48,120,0,1.48,1,1]
[4,22.9,220,32,99,4.4000000000000004,1.0900000000000001,200,1,1.63,2.6993865030674851,0.66871165644171793]
[5,6.1,40,20,50,0.26,0.2,200,1,0.2,1.3,1]
[5,7.3,40,21,99,0.54,0.21,200,1,0.21,2.5714285714285716,1]
[5,6.6,40,22,60,0.37,0.22,200,1,0.23,1.6086956521739129,0.9565217391304347]
[5,6.1,40,23,50,0.35,0.24,280,1,0.24,1.4583333333333333,1]
[5,7.1,40,24,70,0.5,0.25,200,{"$f":"IF(F3990<>G3990,1,0)","v":1},0.25,{"$f":"F3990/J3990","v":2},1]
[5,8.3000000000000007,40,25,60,0.47,0.26,120,1,0.26,1.8076923076923075,1]
[5,8.6,40,26,60,0.5,0.27,120,1,0.28000000000000003,1.7857142857142856,0.9642857142857143]
[5,7.3,40,27,60,0.54,0.28000000000000003,200,1,0.28999999999999998,1.8620689655172415,0.9655172413793105]
[5,7.5,40,28,60,0.57999999999999996,0.28999999999999998,200,1,0.3,1.9333333333333333,0.96666666666666667]
[5,7.7,40,29,60,0.62,0.3,200,1,0.31,2,0.96774193548387089]
[5,7.8,40,30,60,0.66,0.31,200,1,0.32,2.0625,0.96875]
[5,7.3,40,30,70,0.75,0.31,280,1,0.32,2.34375,0.96875]
[5,7.4,40,31,70,0.79,0.33,280,1,0.34,2.3235294117647056,0.97058823529411764]
[5,6.6,60,20,50,0.38,0.28999999999999998,200,1,0.3,1.2666666666666668,0.96666666666666667]
[5,9,60,21,70,0.55000000000000004,0.3,120,1,0.31,1.774193548387097,0.96774193548387089]
[5,6.4,60,22,1,0.34,0.34,200,0,0.34,1,1]
[5,8.6999999999999993,60,22,99,0.86,0.32,200,1,0.34,2.5294117647058822,0.94117647058823528]
[5,9,60,23,99,0.92,0.34,200,1,0.35,2.628571428571429,0.97142857142857153]
[5,6.7,60,25,1,0.39,0.39,200,0,0.39,1,1]
[5,8.3000000000000007,60,25,99,1.07,0.38,280,1,0.39,2.7435897435897436,0.97435897435897434]
[5,8.5,60,26,99,1.1499999999999999,0.39,280,1,0.41,2.8048780487804876,0.95121951219512202]
[5,13.4,60,27,99,1.18,0.38,120,1,0.42,2.8095238095238093,0.90476190476190477]
[5,6.9,60,28,1,0.45,0.45,200,0,0.45,1,1]
[5,7,60,29,1,0.46,0.46,200,0,0.46,1,1]
[5,12.6,60,30,70,1.06,0.44,120,1,0.48,2.2083333333333335,0.91666666666666674]
[5,6.5,60,31,1,0.5,0.5,280,0,0.5,1,1]
[5,13.5,60,32,70,1.19,0.47,120,1,0.51,2.333333333333333,0.92156862745098034]
[5,8.3000000000000007,80,20,50,0.46,0.37,120,1,{"$f":"IF(F4313/G4313=1,F4313,J4312)","v":0.38},1.2105263157894737,0.97368421052631582]
[5,8.6999999999999993,80,21,50,0.51,0.39,120,1,0.41,1.2439024390243902,0.95121951219512202]
[5,9.6999999999999993,80,22,60,0.66,0.4,120,1,0.43,1.5348837209302326,0.93023255813953498]
[5,7.8,80,23,50,0.66,0.45,200,1,0.46,1.4347826086956521,0.97826086956521741]
[5,6.5,80,24,1,0.49,0.49,280,0,0.49,1,1]
[5,10.199999999999999,80,25,50,0.73,0.47,120,1,0.5,1.46,0.94]
[5,7.8,80,25,60,0.91,0.5,280,1,0.52,1.75,0.96153846153846145]
[5,11,80,27,50,0.84,0.51,120,1,0.55000000000000004,1.5272727272727271,0.92727272727272725]
[5,9.1,80,28,1,0.56999999999999995,0.56999999999999995,120,0,0.56999999999999995,1,1]
[5,12.9,80,29,60,1.1100000000000001,0.54,120,1,0.6,1.8500000000000003,0.90000000000000013]
[5,9.4,80,30,1,0.62,0.62,120,0,0.62,1,1]
[5,10.7,80,31,60,1.33,0.62,200,1,0.65,2.046153846153846,0.95384615384615379]
[5,9.1999999999999993,80,31,60,1.36,0.63,280,1,0.66,2.0606060606060606,0.95454545454545447]
[5,11.6,80,32,99,2.16,0.63,280,1,0.68,3.1764705882352939,0.92647058823529405]
[5,7.6,100,20,70,0.84,0.46,280,1,0.48,1.75,0.95833333333333337]
[5,10.5,100,22,60,0.77,0.47,120,1,0.52,1.4807692307692308,0.90384615384615374]
[5,8.1,100,22,70,1,0.52,280,1,0.54,1.8518518518518516,0.96296296296296291]
[5,12.4,100,24,70,1.04,0.51,120,1,0.57999999999999996,1.7931034482758623,0.8793103448275863]
[5,9.9,100,24,70,1.1399999999999999,0.56000000000000005,200,1,0.6,1.9,0.93333333333333346]
[5,8.4,100,25,60,1.1100000000000001,0.61,280,1,0.63,1.7619047619047621,0.96825396825396826]
[5,9.1,100,26,70,1.36,0.63,280,1,0.66,2.0606060606060606,0.95454545454545447]
[5,9.4,100,27,70,1.45,0.65,280,1,0.69,2.1014492753623188,0.94202898550724645]
[5,8.6,100,28,50,1.19,0.69,280,1,0.72,1.6527777777777777,0.95833333333333326]
[5,19,100,29,99,1.95,0.56999999999999995,120,1,0.72,2.7083333333333335,0.79166666666666663]
[5,9.1,100,30,50,1.35,0.75,280,1,0.78,1.7307692307692308,0.96153846153846145]
[5,15.4,100,31,99,2.42,0.7,200,1,0.8,3.0249999999999999,0.87499999999999989]
[5,16,100,32,99,2.57,0.72,200,1,0.83,3.0963855421686746,0.86746987951807231]
[5,6.7,120,20,1,0.56999999999999995,0.56999999999999995,280,0,0.56999999999999995,1,1]
[5,9.1,120,21,1,0.56999999999999995,0.56999999999999995,120,0,0.56999999999999995,1,1]
[5,9.3000000000000007,120,22,1,0.6,0.6,120,0,0.6,1,1]
[5,12.1,120,23,99,1.65,0.57999999999999996,200,1,0.66,2.4999999999999996,0.87878787878787867]
[5,8,120,24,1,0.7,0.7,200,0,0.7,1,1]
[5,8.1,120,25,1,0.73,0.73,200,0,0.73,1,1]
[5,13.2,120,25,99,1.91,0.64,200,1,0.73,2.6164383561643834,0.87671232876712335]
[5,8.6999999999999993,120,26,50,1.2,0.75,280,1,0.78,1.5384615384615383,0.96153846153846145]
[5,12,120,27,70,1.62,0.73,200,1,0.8,2.0249999999999999,0.91249999999999998]
[5,14,120,29,50,1.26,0.74,120,1,0.84,1.5,0.88095238095238093]
[5,14.6,120,30,50,1.34,0.76,120,1,0.87,1.5402298850574714,0.87356321839080464]
[5,13.4,120,30,70,1.97,0.81,200,1,0.91,2.1648351648351647,0.89010989010989017]
[5,12.9,120,31,60,1.85,0.85,200,1,0.94,1.968085106382979,0.9042553191489362]
[5,13.4,120,32,60,1.97,0.88,200,1,{"$f":"IF(F4889/G4889=1,F4889,J4888)","v":0.97},2.0309278350515463,0.90721649484536082]
[5,8.9,140,20,60,0.9,0.59,200,1,0.63,1.4285714285714286,0.9365079365079364]
[5,8.1999999999999993,140,21,60,1.05,0.65,280,1,0.69,1.5217391304347827,0.94202898550724645]
[5,8.5,140,22,60,1.1499999999999999,0.69,280,1,0.73,1.5753424657534245,0.9452054794520548]
[5,9.3000000000000007,140,23,50,1.01,0.71,200,1,0.76,1.3289473684210527,0.93421052631578938]
[5,14,140,24,70,1.26,0.62,120,1,0.75,1.68,0.82666666666666666]
[5,10.9,140,25,60,1.38,0.76,200,1,0.84,1.6428571428571428,0.90476190476190477]
[5,8.6999999999999993,140,26,1,0.87,0.87,200,0,0.87,1,1]
[5,12.8,140,27,70,1.81,0.81,200,1,0.91,1.9890109890109891,0.89010989010989017]
[5,9.1,140,28,1,0.95,0.95,200,0,0.95,1,1]
[5,13.4,140,28,99,2.74,0.84,280,1,0.97,2.8247422680412373,0.865979381443299]
[5,13.9,140,29,99,2.91,0.87,280,1,1.01,2.8811881188118811,0.86138613861386137]
[5,23.9,140,31,99,2.63,0.67,120,1,1.02,2.5784313725490193,0.65686274509803921]
[5,24.9,140,32,99,2.78,0.69,120,1,{"$f":"IF(F5081/G5081=1,F5081,J5080)","v":1.05},2.6476190476190475,0.65714285714285703]
[5,9.9,160,20,70,1.1399999999999999,0.64,200,1,0.7,1.6285714285714286,0.91428571428571437]
[5,12.5,160,21,70,1.05,0.57999999999999996,120,1,0.7,1.5000000000000002,0.82857142857142851]
[5,7.4,160,21,1,0.77,0.77,280,0,0.77,1,1]
[5,11.1,160,22,99,1.99,0.71,280,1,0.81,2.4567901234567899,0.87654320987654311]
[5,13.4,160,24,60,1.18,0.7,120,1,0.83,1.4216867469879517,0.84337349397590355]
[5,18.8,160,25,99,1.93,0.59,120,1,0.87,2.2183908045977012,0.67816091954022983]
[5,14.8,160,26,60,1.37,0.76,120,1,0.91,1.5054945054945055,0.8351648351648352]
[5,9.4,160,27,1,1.02,1.02,200,0,1.02,1,1]
[5,8.1999999999999993,160,27,1,1.04,1.04,280,0,1.04,1,{"$f":"G5207/J5207","v":1}]
[5,15.4,160,29,50,1.45,0.88,120,1,1.04,1.3942307692307692,0.84615384615384615]
[5,10.7,160,29,50,1.84,1.05,280,1,1.1299999999999999,1.6283185840707968,0.92920353982300896]
[5,13,160,31,1,1.1200000000000001,1.1200000000000001,120,0,1.1200000000000001,1,1]
[5,13.3,160,32,1,1.1599999999999999,1.1599999999999999,120,0,1.1599999999999999,1,1]
[5,14,160,32,50,2.09,1.1000000000000001,200,1,1.24,1.6854838709677418,0.88709677419354849]
[5,8.8000000000000007,180,20,50,0.89,0.73,200,1,0.77,1.1558441558441559,0.94805194805194803]
[5,11.1,180,21,99,2,0.73,280,1,0.84,2.3809523809523809,0.86904761904761907]
[5,8.6,180,22,50,1.17,0.85,280,1,0.9,1.2999999999999998,0.94444444444444442]
[5,8.9,180,23,50,1.28,0.89,280,1,0.95,1.3473684210526318,0.93684210526315792]
[5,10.7,180,24,70,1.85,0.9,280,1,1,1.85,0.9]
[5,14.5,180,25,60,1.33,0.78,120,1,0.94,1.4148936170212767,0.82978723404255328]
[5,11.1,180,25,70,1.99,0.94,280,1,1.05,1.8952380952380952,0.89523809523809517]
[5,13.1,180,27,60,1.88,0.98,200,1,1.1100000000000001,1.6936936936936935,{"$f":"G5399/J5399","v":0.88288288288288275}]
[5,13.6,180,28,60,2.0099999999999998,1.01,200,1,1.1599999999999999,1.732758620689655,0.87068965517241381]
[5,11.6,180,28,60,2.16,1.08,280,1,1.2,1.8000000000000003,0.90000000000000013]
[5,13,180,29,70,2.61,1.0900000000000001,280,1,1.24,2.1048387096774195,0.87903225806451624]
[5,13.5,180,30,70,2.78,1.1299999999999999,280,1,1.29,2.1550387596899223,0.87596899224806191]
[5,13,180,31,60,2.62,1.2,280,1,1.34,1.9552238805970148,0.89552238805970141]
[5,12.5,200,20,70,1.05,0.62,120,1,0.76,1.381578947368421,0.81578947368421051]
[5,13.2,200,21,70,1.1499999999999999,0.65,120,1,0.81,1.419753086419753,0.80246913580246915]
[5,8.5,200,21,50,1.1399999999999999,0.87,280,1,0.92,1.2391304347826084,0.94565217391304346]
[5,14.1,200,22,99,2.13,0.73,200,1,0.94,2.2659574468085109,0.77659574468085113]
[5,8.1,200,23,1,1.03,1.03,280,0,1.03,1,1]
[5,13.3,200,24,99,2.69,0.89,280,1,1.08,2.4907407407407405,0.82407407407407407]
[5,13.9,200,25,99,2.89,0.93,280,1,1.1399999999999999,2.5350877192982457,0.81578947368421062]
[5,8.6,200,26,1,1.19,1.19,280,0,1.19,1,1]
[5,10.199999999999999,200,27,1,1.21,1.21,200,0,1.21,1,1]
[5,10.4,200,28,1,1.26,1.26,200,0,1.26,1,1]
[5,19.7,200,29,99,3.43,0.95,200,1,1.31,2.6183206106870229,0.72519083969465647]
[5,9.3000000000000007,200,30,1,1.41,1.41,280,0,1.41,1,1]
[5,18,200,31,99,4.2300000000000004,1.1399999999999999,280,1,1.46,2.897260273972603,0.78082191780821908]
[5,18.3,200,32,70,3.09,1.17,200,1,1.47,2.1020408163265305,0.79591836734693877]
[5,10.7,220,20,50,0.79,0.74,120,1,0.8,0.98750000000000004,0.92499999999999993]
[5,11.4,220,21,70,1.5,0.82,200,1,0.95,1.5789473684210527,0.86315789473684212]
[5,10.199999999999999,220,22,50,1.22,0.93,200,1,1.01,1.2079207920792079,0.92079207920792083]
[5,10.7,220,23,50,1.33,0.98,200,1,1.06,1.2547169811320755,0.92452830188679236]
[5,12.2,220,24,60,1.69,0.98,200,1,1.1200000000000001,1.5089285714285712,0.87499999999999989]
[5,10.7,220,24,60,1.85,1.05,280,1,1.1599999999999999,1.5948275862068968,0.90517241379310354]
[5,14.6,220,26,50,1.34,0.96,120,1,1.1200000000000001,1.1964285714285714,0.85714285714285698]
[5,12.8,220,27,50,1.82,1.1499999999999999,200,1,1.29,1.4108527131782946,0.89147286821705418]
[5,17.600000000000001,220,28,60,1.76,0.95,120,1,1.22,1.4426229508196722,0.77868852459016391]
[5,14,220,29,50,2.09,1.23,200,1,1.4,1.4928571428571429,0.87857142857142867]
[5,11.3,220,30,1,1.46,1.46,200,0,1.46,1,1]
[5,17.399999999999999,220,30,70,2.88,1.1599999999999999,200,1,1.46,1.9726027397260273,0.79452054794520544]
[5,14.2,220,31,60,2.99,1.36,280,1,1.57,1.9044585987261147,0.86624203821656054]
[6,9.3000000000000007,40,20,99,0.47,0.18,120,1,0.19,2.4736842105263155,0.94736842105263153]
[6,8.1999999999999993,40,21,60,0.31,0.2,120,1,0.2,1.5499999999999998,1]
[6,9.9,40,22,99,0.55000000000000004,0.2,120,1,0.21,2.6190476190476195,0.95238095238095244]
[6,9.1,40,23,70,0.43,0.22,120,1,0.22,1.9545454545454546,1]
[6,7.9,40,23,70,0.44,0.22,200,1,0.23,1.9130434782608694,0.9565217391304347]
[6,9.3000000000000007,40,24,70,0.47,0.23,120,1,0.24,1.9583333333333333,0.95833333333333337]
[6,7.6,40,25,70,0.51,0.24,280,1,0.25,2.04,0.96]
[6,7.7,40,26,70,0.55000000000000004,0.26,280,1,0.26,2.1153846153846154,{"$f":"G5975/J5975","v":1}]
[6,9.6999999999999993,40,27,60,0.51,0.27,120,1,0.27,1.8888888888888888,1]
[6,12,40,28,99,0.84,0.27,120,1,0.28999999999999998,2.896551724137931,0.93103448275862077]
[6,12.4,40,29,99,0.9,0.28000000000000003,120,1,0.3,3,0.93333333333333346]
[6,9.9,40,30,50,0.54,0.3,120,1,0.31,1.741935483870968,0.96774193548387089]
[6,10.4,40,31,99,1.03,0.31,200,1,0.32,3.21875,0.96875]
[6,10.4,40,32,50,0.61,0.32,120,1,0.33,1.8484848484848484,0.96969696969696972]
[6,8,60,20,1,0.28000000000000003,0.28000000000000003,120,0,0.28000000000000003,1,1]
[6,8.1,60,21,1,0.28999999999999998,0.28999999999999998,120,0,0.28999999999999998,1,1]
[6,8.1999999999999993,60,22,1,0.31,0.31,120,0,0.31,1,1]
[6,7.4,60,23,1,0.33,0.33,200,0,0.33,1,1]
[6,7.5,60,24,1,0.35,0.35,200,0,0.35,1,1]
[6,8.6,60,25,1,0.37,0.37,120,0,0.37,1,1]
[6,7.7,60,25,50,0.56000000000000005,0.37,280,1,0.37,1.5135135135135136,1]
[6,7.9,60,26,50,0.61,0.38,280,1,0.39,1.5641025641025641,0.97435897435897434]
[6,9.6,60,27,99,1.19,0.39,280,1,0.41,2.9024390243902438,0.95121951219512202]
[6,11.2,60,29,50,0.73,0.42,120,1,0.44,1.6590909090909089,0.95454545454545447]
[6,11.6,60,30,50,0.78,0.43,120,1,0.46,1.6956521739130435,0.93478260869565211]
[6,9.3000000000000007,60,30,70,1.07,0.45,280,{"$f":"IF(F6230<>G6230,1,0)","v":1},0.46,{"$f":"F6230/J6230","v":2.3260869565217392},0.97826086956521741]
[6,10.3,60,31,60,0.99,0.46,200,1,0.48,2.0625,0.95833333333333337]
[6,9.6999999999999993,60,32,70,1.21,0.48,280,1,0.5,2.42,0.96]
[6,7.7,80,20,60,0.55000000000000004,0.36,280,1,0.37,1.4864864864864866,0.97297297297297292]
[6,7.9,80,21,60,0.61,0.38,280,1,0.39,1.5641025641025641,0.97435897435897434]
[6,8,80,22,60,0.67,0.4,280,1,0.42,1.5952380952380953,0.95238095238095244]
[6,11.5,80,23,70,0.77,0.39,120,1,0.43,1.7906976744186047,0.90697674418604657]
[6,12,80,24,70,0.84,0.41,120,1,0.45,1.8666666666666665,0.91111111111111098]
[6,8.3000000000000007,80,25,50,0.74,0.48,280,1,0.49,1.510204081632653,0.97959183673469385]
[6,10.5,80,26,70,1.04,0.48,200,1,0.51,2.0392156862745097,0.94117647058823528]
[6,9.1,80,27,60,1,0.52,280,1,0.54,1.8518518518518516,0.96296296296296291]
[6,7.7,80,28,1,0.56000000000000005,0.56000000000000005,280,0,0.56000000000000005,1,1]
[6,11.1,80,28,99,1.66,0.53,280,1,0.56000000000000005,2.964285714285714,0.9464285714285714]
[6,7.9,80,30,1,0.61,0.61,280,{"$f":"IF(F6422<>G6422,1,0)","v":0},0.61,{"$f":"F6422/J6422","v":1},1]
[6,19.2,80,31,99,1.84,0.52,120,1,0.62,2.967741935483871,0.83870967741935487]
[6,12.6,80,32,70,1.55,0.61,200,1,0.65,2.3846153846153846,0.93846153846153846]
[6,10.6,100,20,99,1.08,0.4,200,1,0.45,2.4,0.88888888888888895]
[6,7.4,100,20,1,0.45,0.45,280,0,0.45,1,1]
[6,9.6999999999999993,100,21,99,1.21,0.45,280,{"$f":"IF(F6486<>G6486,1,0)","v":1},0.48,{"$f":"F6486/J6486","v":2.5208333333333335},0.93750000000000011]
[6,9.9,100,22,70,0.91,0.48,200,1,0.51,1.7843137254901962,0.94117647058823528]
[6,9.9,100,24,1,0.55000000000000004,0.55000000000000004,120,0,0.55000000000000004,1,1]
[6,16.399999999999999,100,25,99,1.45,0.47,120,1,0.57999999999999996,2.5,0.81034482758620696]
[6,10.4,100,25,60,1.02,0.56000000000000005,200,1,0.6,1.7000000000000002,0.93333333333333346]
[6,7.9,100,26,1,0.63,0.63,280,0,0.63,1,1]
[6,8,100,27,1,0.66,0.66,280,0,0.66,1,1]
[6,10.7,100,28,50,1.0900000000000001,0.65,200,1,0.68,1.6029411764705883,0.95588235294117641]
[6,11.2,100,30,1,0.72,0.72,120,0,0.72,1,1]
[6,11.4,100,30,50,1.25,0.7,200,1,0.74,1.6891891891891893,0.94594594594594594]
[6,15.3,100,32,50,1.3,0.69,120,1,0.78,1.6666666666666667,0.88461538461538447]
[6,12.1,100,32,50,1.43,0.75,200,1,0.8,1.7874999999999999,0.9375]
[6,8.1999999999999993,120,20,1,0.52,0.52,200,0,0.52,1,1]
[6,8.1999999999999993,120,21,50,0.71,0.55000000000000004,280,{"$f":"IF(F6678<>G6678,1,0)","v":1},0.56999999999999995,{"$f":"F6678/J6678","v":1.2456140350877194},0.9649122807017545]
[6,8.4,120,22,50,0.79,0.57999999999999996,280,1,0.6,1.3166666666666669,0.96666666666666667]
[6,16,120,23,99,1.39,0.46,120,1,0.6,2.3166666666666664,0.76666666666666672]
[6,12.8,120,24,60,0.95,0.56000000000000005,120,1,0.63,1.5079365079365079,0.88888888888888895]
[6,13.4,120,25,60,1.03,0.59,120,1,0.67,1.5373134328358209,0.88059701492537301]
[6,18.399999999999999,120,26,99,1.73,0.53,120,1,0.7,2.4714285714285715,0.75714285714285723]
[6,11.8,120,27,60,1.36,0.71,200,1,0.77,1.7662337662337664,0.92207792207792205]
[6,16.5,120,28,70,1.46,0.64,120,1,0.77,1.8961038961038961,0.83116883116883111]
[6,11.3,120,28,70,1.73,0.75,280,1,0.81,2.1358024691358022,0.92592592592592582]
[6,11.7,120,29,70,1.85,0.78,280,1,0.85,2.1764705882352944,0.91764705882352948]
[6,17.2,120,31,60,1.57,0.73,120,1,0.87,1.8045977011494254,0.83908045977011492]
[6,19.5,120,32,70,1.89,0.72,120,1,0.9,2.0999999999999996,0.79999999999999993]
[6,11.9,140,20,70,0.83,0.48,120,1,0.56000000000000005,1.482142857142857,0.85714285714285698]
[6,11.6,140,21,60,0.78,0.53,120,1,0.6,1.3,0.88333333333333341]
[6,12.4,140,21,99,1.5,0.54,200,1,0.63,2.3809523809523809,{"$f":"G6871/J6871","v":0.85714285714285721}]
[6,13,140,22,99,1.63,0.56999999999999995,200,1,0.67,2.4328358208955221,0.85074626865671632]
[6,12.3,140,24,50,0.88,0.64,120,1,0.71,1.23943661971831,0.90140845070422537]
[6,12.2,140,24,99,2.0099999999999998,0.68,280,1,0.77,2.61038961038961,0.88311688311688319]
[6,13.4,140,26,50,1.04,0.7,120,1,0.79,1.3164556962025316,0.88607594936708856]
[6,9.6,140,26,1,0.83,0.83,200,0,0.83,1,1]
[6,9.6999999999999993,140,27,1,0.87,0.87,200,0,0.87,1,1]
[6,12.5,140,29,1,0.9,0.9,120,0,0.9,1,1]
[6,9,140,29,1,0.97,0.97,280,0,0.97,1,1]
[6,9.1,140,30,1,1.01,1.01,280,0,1.01,1,1]
[6,15.8,140,31,99,3.2,0.89,280,1,1.05,3.0476190476190474,0.84761904761904761]
[6,17.2,140,32,50,1.57,0.86,120,1,1.01,1.5544554455445545,0.85148514851485146]
[6,8.8000000000000007,160,20,1,0.66,0.66,200,0,0.66,1,1]
[6,9.4,160,20,70,1.1200000000000001,0.63,280,1,0.67,1.6716417910447763,0.94029850746268651]
[6,10,160,22,50,0.93,0.71,200,1,0.75,1.24,0.94666666666666666]
[6,8.5,160,23,1,0.81,0.81,280,0,0.81,1,1]
[6,9.9,160,23,60,1.28,0.76,280,1,0.81,1.5802469135802468,0.93827160493827155]
[6,10.3,160,24,60,1.4,0.8,280,1,0.86,1.6279069767441861,0.93023255813953498]
[6,10.7,160,25,60,1.52,0.84,280,1,{"$f":"IF(F7129/G7129=1,F7129,J7128)","v":0.9},1.6888888888888889,0.93333333333333324]
[6,15.9,160,27,60,1.38,0.75,120,1,0.91,1.5164835164835164,0.82417582417582413]
[6,12.6,160,28,50,1.53,0.93,200,1,1.02,1.5,0.91176470588235292]
[6,11,160,28,50,1.63,0.97,280,1,1.04,1.5673076923076921,0.9326923076923076]
[6,15.3,160,29,70,2.17,0.91,200,1,1.06,2.0471698113207544,0.85849056603773588]
[6,12.7,160,30,60,2.17,1.03,280,1,1.1299999999999999,1.9203539823008851,0.91150442477876115]
[6,9.6,160,31,1,1.17,1.17,280,0,1.17,1,1]
[6,11.7,180,20,60,0.79,0.59,120,1,0.66,1.196969696969697,0.89393939393939381]
[6,12.3,180,21,60,0.88,0.62,120,{"$f":"IF(F7254<>G7254,1,0)","v":1},0.71,{"$f":"F7254/J7254","v":1.23943661971831},0.87323943661971837]
[6,13.5,180,21,99,1.76,0.62,200,1,0.77,2.2857142857142856,0.80519480519480513]
[6,11.9,180,22,70,1.37,0.72,200,1,0.82,1.6707317073170733,0.87804878048780488]
[6,14.9,180,23,99,2.0699999999999998,0.69,200,1,0.87,2.3793103448275859,0.79310344827586199]
[6,15.6,180,24,99,2.23,0.72,200,1,0.92,2.4239130434782608,0.78260869565217384]
[6,11.8,180,25,70,1.89,0.89,280,1,0.99,1.9090909090909089,0.89898989898989901]
[6,14.1,180,26,70,1.89,0.87,200,1,1.02,1.8529411764705881,0.8529411764705882]
[6,21.8,180,27,99,2.21,0.61,120,1,0.99,2.2323232323232323,0.61616161616161613]
[6,22.8,180,28,99,2.35,0.63,120,1,1.03,2.2815533980582523,0.61165048543689315]
[6,14.8,180,29,60,2.0499999999999998,1.01,200,1,1.1599999999999999,1.7672413793103448,0.87068965517241381]
[6,20.3,180,30,99,3.33,0.9,200,1,1.21,2.7520661157024793,0.74380165289256206]
[6,21.2,180,31,99,3.53,0.92,200,1,1.26,2.8015873015873014,0.73015873015873023]
[6,16.600000000000001,180,32,60,2.48,1.1100000000000001,200,1,1.3,1.9076923076923076,0.85384615384615392]
[6,11.1,200,20,1,0.71,0.71,120,0,0.71,1,1]
[6,11.4,200,21,1,0.76,0.76,120,0,0.76,1,{"$f":"G7447/J7447","v":1}]
[6,10.5,200,22,50,1.06,0.83,200,1,0.89,1.1910112359550562,0.93258426966292129]
[6,10,200,23,1,0.94,0.94,200,0,0.94,1,1]
[6,10.3,200,24,1,0.99,0.99,200,0,0.99,1,1]
[6,10.3,200,24,50,1.39,0.96,280,1,1.03,1.349514563106796,0.93203883495145623]
[6,10.6,200,25,50,1.51,1.01,280,1,1.08,1.3981481481481481,0.93518518518518512]
[6,10.9,200,27,1,1.1499999999999999,1.1499999999999999,200,0,1.1499999999999999,1,1]
[6,16,200,28,50,1.4,0.93,120,1,1.1000000000000001,1.2727272727272725,0.84545454545454546]
[6,16.7,200,29,50,1.5,0.96,120,1,1.1499999999999999,1.3043478260869565,0.83478260869565224]
[6,25.5,200,30,99,2.73,0.67,120,1,1.2,2.2749999999999999,0.55833333333333335]
[6,16,200,30,60,2.3199999999999998,1.1100000000000001,200,1,1.31,1.7709923664122136,0.84732824427480924]
[6,16.600000000000001,200,31,60,2.4700000000000002,1.1399999999999999,200,1,1.36,1.8161764705882353,0.83823529411764697]
[6,22.7,200,32,70,2.33,0.9,120,1,1.3,1.7923076923076924,0.69230769230769229]
[6,9.6,220,20,60,1.19,0.81,280,1,0.86,1.3837209302325582,{"$f":"G7639/J7639","v":0.94186046511627919}]
[6,13.9,220,21,70,1.1000000000000001,0.65,120,1,0.8,1.375,0.8125]
[6,14.6,220,22,70,1.2,0.68,120,1,0.86,1.3953488372093024,0.79069767441860472]
[6,15.4,220,23,70,1.31,0.71,120,1,0.91,1.4395604395604396,0.78021978021978011]
[6,14.9,220,24,60,1.24,0.8,120,1,0.96,1.2916666666666667,0.83333333333333337]
[6,14.4,220,25,70,1.96,0.93,200,1,1.1200000000000001,1.7499999999999998,0.83035714285714279]
[6,12.2,220,26,60,2.0299999999999998,1.0900000000000001,280,1,1.22,1.6639344262295082,0.89344262295081978]
[6,15.6,220,27,50,1.35,0.95,120,1,1.1200000000000001,1.2053571428571428,0.84821428571428559]
[6,16.399999999999999,220,27,99,3.39,1,280,1,1.28,2.6484375,0.78125]
[6,20.399999999999999,220,29,70,2.0099999999999998,0.87,120,1,1.22,1.6475409836065573,0.71311475409836067]
[6,15.1,220,30,1,1.28,1.28,120,0,1.28,1,1]
[6,27.1,220,31,99,2.95,0.68,120,1,1.33,2.2180451127819549,0.51127819548872178]
[6,15.9,220,32,1,1.38,1.38,120,0,1.38,1,1]
[6,10.8,220,32,1,1.57,1.57,280,0,1.57,1,1]
[7,8.4,40,20,99,0.45,0.17,280,1,0.17,2.6470588235294117,1]
[7,8.5,40,21,99,0.49,0.18,280,1,0.19,2.5789473684210527,0.94736842105263153]
[7,8.5,40,23,1,0.21,0.21,120,0,0.21,1,1]
[7,11.4,40,24,99,0.62,0.21,120,1,0.22,2.8181818181818183,0.95454545454545447]
[7,8.4,40,24,70,0.45,0.22,280,1,0.23,1.9565217391304348,{"$f":"G7895/J7895","v":0.9565217391304347}]
[7,8.5,40,25,50,0.35,0.23,200,1,0.24,1.4583333333333333,0.95833333333333337]
[7,7.8,40,26,1,0.25,0.25,280,0,0.25,1,1]
[7,8.5,40,27,60,0.49,0.26,280,1,0.26,1.8846153846153846,1]
[7,9,40,29,1,0.28999999999999998,0.28999999999999998,120,0,0.28999999999999998,1,1]
[7,9.1,40,30,1,0.3,0.3,120,0,0.3,1,1]
[7,8.6,40,30,50,0.52,0.28999999999999998,280,1,0.3,1.7333333333333334,0.96666666666666667]
[7,9.4,40,31,50,0.56000000000000005,0.3,200,1,0.31,1.806451612903226,0.96774193548387089]
[7,8.8000000000000007,40,32,50,0.6,0.31,280,1,0.32,1.875,0.96875]
[7,7.9,60,20,50,0.31,0.26,280,1,0.26,1.1923076923076923,1]
[7,8.1,60,21,50,0.35,0.27,280,1,0.28000000000000003,1.2499999999999998,0.9642857142857143]
[7,7.9,60,22,1,0.3,0.3,280,0,0.3,1,1]
[7,10.5,60,23,60,0.5,0.3,120,1,0.31,1.6129032258064517,0.96774193548387089]
[7,10.9,60,24,60,0.54,0.31,120,1,0.33,1.6363636363636365,0.93939393939393934]
[7,11.2,60,25,99,0.99,0.33,200,1,0.35,2.8285714285714287,0.94285714285714295]
[7,9.9,60,26,60,0.67,0.36,200,1,0.37,1.810810810810811,0.97297297297297292]
[7,10.1,60,27,60,0.72,0.38,200,1,0.39,1.846153846153846,0.97435897435897434]
[7,12.2,60,28,99,1.22,0.38,200,1,0.41,2.975609756097561,0.92682926829268297]
[7,9.8000000000000007,60,28,70,0.9,0.39,280,{"$f":"IF(F8150<>G8150,1,0)","v":1},0.41,{"$f":"F8150/J8150","v":2.1951219512195124},0.95121951219512202]
[7,11.4,60,30,70,1.02,0.42,200,1,0.44,2.3181818181818183,0.95454545454545447]
[7,14.5,60,31,70,1.05,0.42,120,1,0.46,2.2826086956521738,0.91304347826086951]
[7,15,60,32,70,1.1200000000000001,0.44,120,1,0.47,2.3829787234042556,0.93617021276595747]
[7,12,60,32,70,1.1599999999999999,0.46,200,1,0.48,2.4166666666666665,0.95833333333333337]
[7,10.6,80,20,99,0.84,0.32,200,1,0.34,2.4705882352941173,0.94117647058823528]
[7,11,80,21,99,0.92,0.34,200,1,0.36,2.5555555555555558,0.94444444444444453]
[7,9.6,80,22,60,0.6,0.37,200,1,0.39,1.5384615384615383,0.94871794871794868]
[7,10.4,80,23,99,1.1200000000000001,0.39,280,1,0.42,2.666666666666667,0.9285714285714286]
[7,10.7,80,24,99,1.21,0.42,280,1,0.44,2.75,0.95454545454545447]
[7,9.9,80,25,50,0.67,0.45,200,1,0.46,1.4565217391304348,0.97826086956521741]
[7,9.1,80,26,1,0.49,0.49,200,0,0.49,1,1]
[7,13.3,80,27,99,1.47,0.47,200,1,0.51,2.8823529411764706,0.92156862745098034]
[7,9.3000000000000007,80,28,1,0.53,0.53,200,0,0.53,1,1]
[7,8.6999999999999993,80,29,1,0.56000000000000005,0.56000000000000005,280,0,0.56000000000000005,1,1]
[7,9.5,80,30,1,0.57999999999999996,0.57999999999999996,200,0,0.57999999999999996,1,1]
[7,14.1,80,31,50,1,0.55000000000000004,120,1,0.59,1.6949152542372883,0.93220338983050854]
[7,14.6,80,32,50,1.06,0.56999999999999995,120,1,0.62,1.7096774193548387,0.91935483870967738]
[7,13.5,100,20,99,0.91,0.33,120,1,0.4,2.2749999999999999,0.82499999999999996]
[7,9.3000000000000007,100,21,50,0.53,0.43,200,1,0.44,1.2045454545454546,0.97727272727272729]
[7,8.5,100,22,1,0.48,0.48,280,0,0.48,1,1]
[7,13,100,23,70,0.84,0.43,120,1,0.49,1.7142857142857142,0.87755102040816324]
[7,9.5,100,23,60,0.82,0.49,280,1,0.51,1.6078431372549018,0.96078431372549011]
[7,12.2,100,25,50,0.73,0.51,120,1,0.55000000000000004,1.3272727272727272,0.92727272727272725]
[7,13.7,100,26,60,0.94,0.52,120,1,0.57999999999999996,1.6206896551724139,0.89655172413793116]
[7,11.1,100,27,50,0.95,0.59,200,1,0.62,1.532258064516129,0.95161290322580638]
[7,14.8,100,28,60,1.1000000000000001,0.56000000000000005,120,1,0.63,1.7460317460317463,0.88888888888888895]
[7,12.9,100,28,70,1.38,0.6,200,1,0.65,2.1230769230769226,{"$f":"G8535/J8535","v":0.92307692307692302}]
[7,11.1,100,29,60,1.34,0.65,280,1,0.69,1.9420289855072466,0.94202898550724645]
[7,15.3,100,31,50,1.1599999999999999,0.65,120,1,0.72,1.6111111111111112,0.90277777777777779]
[7,12.3,100,31,70,1.74,0.7,280,1,0.75,2.3199999999999998,0.93333333333333324]
[7,11.2,120,20,60,0.57999999999999996,0.42,120,1,0.46,1.2608695652173911,0.91304347826086951]
[7,10.6,120,21,1,0.5,0.5,120,0,0.5,1,1]
[7,10.8,120,21,70,0.88,0.48,200,1,0.52,1.6923076923076923,0.92307692307692302]
[7,11.2,120,22,70,0.97,0.51,200,1,0.56000000000000005,1.732142857142857,0.9107142857142857]
[7,11.8,120,23,99,1.58,0.54,280,1,0.6,2.6333333333333337,0.90000000000000013]
[7,10.7,120,24,70,1.22,0.6,280,1,0.64,1.90625,0.9375]
[7,11.1,120,25,70,1.32,0.63,280,1,0.67,1.9701492537313432,0.94029850746268651]
[7,11.4,120,26,70,1.43,0.66,280,1,0.71,2.0140845070422535,0.92957746478873249]
[7,19.7,120,27,99,1.78,0.52,120,1,0.7,2.5428571428571431,0.74285714285714288]
[7,12.1,120,28,70,1.66,0.72,280,1,0.78,2.1282051282051282,0.92307692307692302]
[7,17,120,29,99,2.33,0.68,200,1,0.8,2.9125000000000001,0.85]
[7,17.7,120,30,99,2.48,0.7,200,1,0.83,2.987951807228916,0.84337349397590355]
[7,12.1,120,30,60,1.67,0.79,280,1,0.85,1.9647058823529411,0.92941176470588238]
[7,13.2,120,32,1,0.87,0.87,120,0,0.87,1,1]
[7,10.7,140,20,1,0.52,0.52,120,0,0.52,1,1]
[7,9.4,140,20,60,0.78,0.54,280,1,0.56000000000000005,1.3928571428571428,0.9642857142857143]
[7,9.6999999999999993,140,22,1,0.63,0.63,200,0,0.63,1,1]
[7,9.9,140,23,1,0.67,0.67,200,0,0.67,1,1]
[7,9.8000000000000007,140,23,50,0.9,0.66,280,1,0.68,1.3235294117647058,0.97058823529411764]
[7,10,140,24,50,0.99,0.7,280,1,0.73,1.3561643835616439,0.95890410958904104]
[7,9.3000000000000007,140,25,1,0.77,0.77,280,0,0.77,1,1]
[7,14.5,140,27,50,1.05,0.7,120,1,0.79,1.3291139240506329,0.88607594936708856]
[7,15.1,140,28,50,1.1299999999999999,0.73,120,{"$f":"IF(F8918<>G8918,1,0)","v":1},0.83,{"$f":"F8918/J8918","v":1.36144578313253},0.87951807228915668]
[7,9.6999999999999993,140,28,1,0.89,0.89,280,0,0.89,1,1]
[7,14.1,140,29,60,1.66,0.82,200,1,0.91,1.8241758241758241,0.90109890109890101]
[7,14.6,140,30,60,1.78,0.85,200,1,0.95,1.8736842105263158,0.89473684210526316]
[7,19.600000000000001,140,31,99,2.94,0.79,200,1,0.99,2.9696969696969697,0.79797979797979801]
[7,13.6,140,32,60,2.14,0.96,280,1,1.05,2.038095238095238,0.91428571428571426]
[7,11.8,160,20,60,0.68,0.51,120,1,0.56999999999999995,1.192982456140351,0.89473684210526327]
[7,11.6,160,21,70,1.07,0.59,200,1,0.66,1.6212121212121213,0.89393939393939381]
[7,14,160,22,70,0.99,0.55000000000000004,120,1,0.66,1.5,0.83333333333333337]
[7,12.6,160,23,70,1.3,0.66,200,1,0.75,1.7333333333333334,0.88]
[7,13.1,160,24,70,1.42,0.7,200,1,0.79,1.7974683544303796,0.88607594936708856]
[7,13.6,160,25,70,1.54,0.74,200,1,0.84,1.8333333333333335,0.88095238095238093]
[7,13.2,160,26,60,1.45,0.79,200,1,0.88,1.6477272727272727,0.89772727272727282]
[7,14.5,160,26,99,2.46,0.77,280,1,0.9,2.7333333333333334,0.85555555555555551]
[7,18.5,160,28,70,1.6,0.71,120,1,0.91,1.7582417582417582,0.78021978021978011]
[7,13.7,160,29,50,1.55,0.92,200,1,1.01,1.5346534653465347,0.91089108910891092]
[7,24.5,160,30,99,2.4500000000000002,0.62,120,1,0.99,2.4747474747474749,0.6262626262626263]
[7,17.2,160,31,70,2.37,0.93,200,1,1.1000000000000001,2.1545454545454543,0.84545454545454546]
[7,11.9,160,32,1,1.1499999999999999,1.1499999999999999,200,0,{"$f":"IF(F9177/G9177=1,F9177,J9176)","v":1.1499999999999999},1,1]
[7,10.6,160,32,1,1.17,1.17,280,0,1.17,1,1]
[7,12,180,20,99,1.64,0.59,280,1,0.69,2.3768115942028984,0.85507246376811596]
[7,17.5,180,22,99,1.46,0.48,120,1,0.71,2.056338028169014,0.676056338028169]
[7,18.399999999999999,180,23,99,1.58,0.5,120,1,0.76,2.0789473684210527,0.65789473684210531]
[7,19.3,180,24,99,1.71,0.52,120,1,0.8,2.1374999999999997,0.65]
[7,11.7,180,24,50,1.1000000000000001,0.81,200,1,0.87,1.264367816091954,0.93103448275862077]
[7,9.9,180,25,1,0.94,0.94,280,0,0.94,1,1]
[7,18.2,180,27,70,1.56,0.72,120,1,0.94,1.6595744680851066,0.76595744680851063]
[7,14.1,180,28,1,0.99,0.99,120,0,0.99,1,1]
[7,14.4,180,29,1,1.03,1.03,120,0,1.03,1,1]
[7,18.3,180,29,60,1.58,0.82,120,1,1.03,1.5339805825242718,0.79611650485436891]
[7,14.7,180,30,50,1.79,1.04,200,1,1.1599999999999999,1.5431034482758621,0.89655172413793116]
[7,15.2,180,31,50,1.92,1.07,200,1,1.21,1.5867768595041323,0.88429752066115708]
[7,18.899999999999999,180,32,50,1.66,0.96,120,1,1.17,1.4188034188034189,0.82051282051282048]
[7,9.5,200,20,50,0.81,0.72,280,1,0.75,1.08,0.96]
[7,12.1,200,21,50,0.71,0.71,120,0,0.71,1,1]
[7,13.6,200,22,60,0.92,0.66,120,1,0.76,1.2105263157894737,0.86842105263157898]
[7,14.3,200,23,60,1.02,0.69,120,1,0.81,1.2592592592592593,0.85185185185185175]
[7,13.2,200,24,1,0.86,0.86,120,0,0.86,1,1]
[7,13.5,200,25,60,1.52,0.88,200,1,0.99,1.5353535353535355,0.88888888888888895]
[7,14.1,200,26,60,1.65,0.92,200,1,1.05,1.5714285714285712,0.87619047619047619]
[7,14.2,200,27,1,1.01,1.01,120,0,1.01,1,1]
[7,13.9,200,27,70,2.2400000000000002,0.99,280,1,1.1299999999999999,1.9823008849557526,0.87610619469026552]
[7,14.4,200,28,70,2.4,1.03,280,1,1.19,2.0168067226890756,0.86554621848739499]
[7,17.8,200,29,99,3.51,0.98,280,1,1.24,2.8306451612903225,0.79032258064516125]
[7,22.1,200,31,70,2.11,0.85,120,1,1.2,1.7583333333333333,0.70833333333333337]
[7,23,200,32,70,2.2400000000000002,0.87,120,1,1.25,1.7920000000000003,0.69599999999999995]
[7,16.600000000000001,200,32,70,3.14,1.19,280,1,1.4,2.2428571428571429,0.85]
[7,14.2,220,20,99,1.68,0.59,200,1,0.77,2.1818181818181817,0.76623376623376616]
[7,11.3,220,21,70,1.41,0.78,280,1,0.86,1.6395348837209303,0.90697674418604657]
[7,13.8,220,22,99,2.2200000000000002,0.75,280,1,0.92,2.4130434782608696,0.81521739130434778]
[7,14.4,220,23,99,2.42,0.8,280,1,0.98,2.4693877551020407,0.81632653061224492]
[7,11.9,220,24,60,1.61,0.95,280,1,1.04,1.5480769230769231,0.91346153846153844]
[7,11.6,220,25,1,1.06,1.06,200,0,1.06,1,1]
[7,11.8,220,26,1,1.1200000000000001,1.1200000000000001,200,0,1.1200000000000001,1,1]
[7,12.4,220,27,50,1.76,1.1200000000000001,280,1,1.22,1.4426229508196722,0.91803278688524603]
[7,10.9,220,28,1,1.28,1.28,280,0,1.28,1,1]
[7,15.4,220,29,1,1.17,1.17,120,0,1.17,1,1]
[7,11.3,220,30,1,1.39,1.39,280,0,1.39,1,1]
[7,18.899999999999999,220,31,50,1.67,1.04,120,1,1.28,1.3046875,0.8125]
[7,11.6,220,32,1,1.51,1.51,280,0,1.51,1,1]
[8,8.8000000000000007,40,20,50,0.18,0.16,200,1,0.16,1.125,1]
[8,8.5,40,21,1,0.17,0.17,280,0,0.17,1,1]
[8,10.199999999999999,40,22,99,0.5,0.18,200,1,0.19,2.6315789473684212,0.94736842105263153]
[8,8.9,40,22,60,0.28999999999999998,0.18,280,{"$f":"IF(F9814<>G9814,1,0)","v":1},0.19,{"$f":"F9814/J9814","v":1.5263157894736841},0.94736842105263153]
[8,10.1,40,24,50,0.28999999999999998,0.21,120,1,0.21,1.3809523809523809,1]
[8,10,40,25,70,0.46,0.22,200,1,0.22,2.0909090909090908,1]
[8,11,40,26,60,0.42,0.23,120,1,0.24,1.75,0.95833333333333337]
[8,9.6999999999999993,40,27,50,0.39,0.24,200,1,0.25,1.56,0.96]
[8,10,40,27,60,0.46,0.24,200,1,0.25,1.84,0.96]
[8,9.5,40,28,60,0.5,0.26,280,1,0.26,1.9230769230769229,1]
[8,9.6999999999999993,40,29,60,0.54,0.27,280,1,0.27,2,1]
[8,10.1,40,30,50,0.49,0.28000000000000003,200,1,0.28999999999999998,1.6896551724137931,0.9655172413793105]
[8,12.7,40,32,60,0.66,0.3,120,1,0.31,2.1290322580645165,0.96774193548387089]
[8,10.4,40,32,50,0.56999999999999995,0.3,200,1,0.31,1.8387096774193548,0.96774193548387089]
[8,12.2,60,20,99,0.59,0.22,120,1,0.24,2.4583333333333335,0.91666666666666674]
[8,10,60,21,70,0.46,0.25,200,1,0.26,1.7692307692307692,0.96153846153846145]
[8,9.1999999999999993,60,22,1,0.28000000000000003,0.28000000000000003,200,0,0.28000000000000003,1,1]
[8,9.6999999999999993,60,23,70,0.56999999999999995,0.28999999999999998,280,1,0.3,1.9,0.96666666666666667]
[8,9.9,60,24,70,0.62,0.31,280,1,0.31,2,1]
[8,14.5,60,25,99,0.91,0.3,120,1,0.33,2.7575757575757573,0.90909090909090906]
[8,15.1,60,26,99,0.99,0.32,120,1,0.35,2.8285714285714287,0.91428571428571437]
[8,15.6,60,27,99,1.06,0.33,120,1,0.37,2.8648648648648649,0.891891891891892]
[8,16.100000000000001,60,28,99,1.1399999999999999,0.35,120,1,0.38,2.9999999999999996,0.92105263157894735]
[8,13.4,60,29,99,1.26,0.38,200,1,0.41,3.0731707317073171,0.92682926829268297]
[8,14.8,60,30,70,0.94,0.39,120,1,0.42,2.2380952380952381,0.9285714285714286]
[8,11.1,60,31,1,0.44,0.44,120,0,0.44,1,1]
[8,11.3,60,32,1,0.46,0.46,120,0,0.46,1,1]
[8,10.9,80,20,60,0.4,0.28999999999999998,120,1,0.31,1.2903225806451615,0.93548387096774188]
[8,9.4,80,21,1,0.34,0.34,200,0,0.34,1,1]
[8,9.6,80,22,1,0.36,0.36,200,0,0.36,1,1]
[8,12.1,80,23,60,0.56999999999999995,0.35,120,1,0.38,1.4999999999999998,0.92105263157894735]
[8,9.6,80,23,50,0.51,0.38,280,1,0.39,1.3076923076923077,0.97435897435897434]
[8,9.8000000000000007,80,24,50,0.56999999999999995,0.4,280,1,0.41,1.3902439024390243,0.97560975609756106]
[8,12.5,80,26,50,0.63,0.42,120,1,0.45,1.4,0.93333333333333324]
[8,13,80,27,50,0.69,0.45,120,1,0.48,1.4375,0.93750000000000011]
[8,13.4,80,28,50,0.75,0.47,120,1,0.5,1.5,0.94]
[8,12.1,80,28,60,0.95,0.48,200,1,0.51,1.8627450980392155,0.94117647058823528]
[8,12.4,80,29,60,1.03,0.51,200,1,0.53,1.9433962264150944,0.96226415094339623]
[8,12.1,80,31,1,0.56999999999999995,0.56999999999999995,120,0,0.56999999999999995,1,{"$f":"G10327/J10327","v":1}]
[8,11.7,80,31,60,1.2,0.56000000000000005,280,1,0.57999999999999996,2.0689655172413794,0.9655172413793105]
[8,11.9,80,32,60,1.29,0.57999999999999996,280,1,0.61,2.1147540983606556,0.95081967213114749]
[8,11,100,20,99,0.98,0.36,280,1,0.39,2.5128205128205128,0.92307692307692302]
[8,12.5,100,21,70,0.63,0.36,120,1,0.4,1.575,0.89999999999999991]
[8,10.8,100,22,60,0.66,0.42,200,1,0.44,1.5,0.95454545454545447]
[8,10.7,100,23,70,0.89,0.46,280,1,0.48,1.8541666666666667,0.95833333333333337]
[8,12.1,100,24,70,0.95,0.47,200,1,0.5,1.9,0.94]
[8,11,100,24,70,0.98,0.48,280,1,0.51,1.9215686274509802,0.94117647058823528]
[8,10.8,100,25,60,0.92,0.52,280,1,0.54,1.7037037037037037,0.96296296296296291]
[8,13,100,26,99,1.64,0.52,280,1,0.56999999999999995,2.8771929824561404,0.91228070175438603]
[8,11.3,100,27,60,1.0900000000000001,0.56999999999999995,280,1,0.6,1.8166666666666669,0.95]
[8,20.6,100,29,99,1.76,0.49,120,1,0.63,2.7936507936507935,0.77777777777777779]
[8,14.5,100,30,70,1.52,0.62,200,1,0.68,2.2352941176470589,0.91176470588235292]
[8,11.6,100,30,50,1.1599999999999999,0.66,280,{"$f":"IF(F10518<>G10518,1,0)","v":1},0.69,{"$f":"F10518/J10518","v":1.681159420289855},0.95652173913043492]
[8,10.199999999999999,100,31,1,0.72,0.72,280,0,0.72,1,1]
[8,15.5,100,32,99,2.4500000000000002,0.67,280,1,0.75,3.2666666666666671,0.89333333333333342]
[8,9.4,120,20,1,0.45,0.45,280,0,0.45,1,1]
[8,16.2,120,22,99,1.1499999999999999,0.38,120,1,0.5,2.2999999999999998,0.76]
[8,16.899999999999999,120,23,99,1.25,0.41,120,1,0.53,2.3584905660377355,0.7735849056603773]
[8,14.2,120,23,99,1.43,0.48,200,1,0.55000000000000004,2.5999999999999996,0.87272727272727257]
[8,9.8000000000000007,120,24,1,0.6,0.6,280,0,0.6,1,1]
[8,15.2,120,25,99,1.68,0.54,200,1,0.63,2.6666666666666665,0.85714285714285721]
[8,11,120,26,50,0.98,0.64,280,1,0.67,1.4626865671641789,0.95522388059701491]
[8,13,120,28,1,0.7,0.7,120,0,0.7,1,1]
[8,14.5,120,28,70,1.51,0.66,200,1,0.73,2.0684931506849318,0.90410958904109595]
[8,13.2,120,29,50,1.2,0.71,200,1,0.76,1.5789473684210527,0.93421052631578938]
[8,13.6,120,30,50,1.3,0.74,200,1,0.8,1.625,0.92499999999999993]
[8,15,120,31,60,1.63,0.76,200,1,0.83,1.963855421686747,0.9156626506024097]
[8,12.8,120,32,50,1.56,0.83,280,1,0.88,1.7727272727272727,0.94318181818181812]
[8,9.6999999999999993,140,20,50,0.55000000000000004,0.51,280,1,0.52,1.0576923076923077,0.98076923076923073]
[8,10.6,140,21,50,0.6,0.53,200,1,0.55000000000000004,1.0909090909090908,0.96363636363636362]
[8,13.1,140,22,60,0.72,0.5,120,1,0.56000000000000005,1.2857142857142856,0.89285714285714279]
[8,13.7,140,23,60,0.8,0.53,120,1,0.6,1.3333333333333335,0.88333333333333341]
[8,11.7,140,24,50,0.86,0.64,200,1,0.67,1.2835820895522387,0.95522388059701491]
[8,12.9,140,25,60,1.1399999999999999,0.65,200,1,0.71,1.6056338028169013,0.91549295774647899]
[8,11.2,140,26,1,0.75,0.75,200,0,0.75,1,1]
[8,12.7,140,26,70,1.53,0.71,280,1,0.76,2.013157894736842,0.93421052631578938]
[8,13.1,140,27,70,1.65,0.74,280,1,0.81,2.0370370370370368,0.9135802469135802]
[8,11.7,140,29,1,0.87,0.87,200,0,0.87,1,1]
[8,19.8,140,30,70,1.65,0.68,120,1,0.86,1.9186046511627906,0.79069767441860472]
[8,20.6,140,31,70,1.76,0.7,120,1,0.9,1.9555555555555555,0.77777777777777768]
[8,26.1,140,32,99,2.52,0.6,120,1,0.94,2.6808510638297873,0.63829787234042556]
[8,21,140,32,99,3.04,0.78,200,1,0.99,3.0707070707070709,0.78787878787878796]
[8,13.6,160,20,99,1.31,0.47,200,1,0.56000000000000005,2.339285714285714,0.83928571428571419]
[8,14.5,160,22,70,0.9,0.51,120,1,0.61,1.4754098360655739,0.83606557377049184]
[8,13.2,160,22,99,1.71,0.57999999999999996,280,1,0.67,2.5522388059701488,0.86567164179104461]
[8,15.2,160,23,70,1,0.54,120,1,0.66,1.5151515151515151,0.81818181818181823]
[8,11.2,160,24,1,0.75,0.75,200,0,0.75,1,1]
[8,11.4,160,25,1,0.79,0.79,200,0,0.79,1,1]
[8,16,160,26,60,1.1200000000000001,0.66,120,1,0.78,1.4358974358974359,0.84615384615384615]
[8,10.8,160,27,1,0.9,0.9,280,0,0.9,1,1]
[8,14.2,160,28,1,0.87,0.87,120,0,0.87,1,1]
[8,16.7,160,29,50,1.21,0.78,120,1,0.91,1.3296703296703296,0.8571428571428571]
[8,17.3,160,30,50,1.31,0.81,120,1,0.95,1.3789473684210527,0.85263157894736852]
[8,12.5,160,31,1,1.06,1.06,200,0,1.06,1,1]
[8,15.4,160,32,1,1.04,1.04,120,0,1.04,1,1]
[8,10.6,180,20,50,0.61,0.61,200,0,0.61,1,1]
[8,10,180,20,50,0.65,0.62,280,1,0.64,1.015625,0.96875]
[8,13.2,180,21,99,1.69,0.59,280,1,0.69,2.4492753623188408,0.85507246376811596]
[8,13.2,180,23,50,0.73,0.65,120,1,0.71,1.028169014084507,0.91549295774647899]
[8,14.2,180,23,99,2.02,0.67,280,1,0.79,2.5569620253164556,0.84810126582278478]
[8,15.7,180,25,60,1.08,0.68,120,1,0.8,1.35,0.85]
[8,13.2,180,26,50,1.22,0.84,200,1,0.92,1.326086956521739,0.91304347826086951]
[8,13.6,180,26,70,1.83,0.84,280,1,0.94,1.946808510638298,0.89361702127659581]
[8,15.8,180,27,70,1.83,0.82,200,1,0.96,1.9062500000000002,0.85416666666666663]
[8,13.7,180,28,60,1.85,0.95,280,1,1.04,1.778846153846154,0.91346153846153844]
[8,14.1,180,29,60,2,0.99,280,1,1.0900000000000001,1.8348623853211008,0.90825688073394484]
[8,20.2,180,31,60,1.71,0.84,120,1,1.08,1.5833333333333333,0.77777777777777768]
[8,21,180,32,60,1.82,0.86,120,1,1.1200000000000001,1.625,0.76785714285714279]
[8,14.5,180,32,50,2.11,1.1299999999999999,280,1,1.24,1.7016129032258063,0.91129032258064513]
[8,12.2,200,20,70,0.99,0.6,200,1,0.66,1.5,0.90909090909090906]
[8,10.5,200,21,50,0.81,0.72,280,1,0.75,1.08,0.96]
[8,12.2,200,22,70,1.36,0.73,280,1,0.8,1.7,0.91249999999999998]
[8,12.6,200,23,70,1.5,0.77,280,1,0.86,1.7441860465116279,0.89534883720930236]
[8,10.8,200,24,1,0.91,0.91,280,0,0.91,1,1]
[8,21,200,25,99,1.81,0.52,120,1,0.86,2.1046511627906979,0.60465116279069775]
[8,21.9,200,26,99,1.95,0.54,120,1,0.91,2.1428571428571428,0.59340659340659341]
[8,19.5,200,27,99,2.68,0.76,200,1,1.04,2.5769230769230771,0.73076923076923073]
[8,20.399999999999999,200,28,99,2.88,0.79,200,1,1.1000000000000001,2.6181818181818177,0.71818181818181814]
[8,21.2,200,29,99,3.08,0.82,200,1,1.1499999999999999,2.6782608695652175,0.71304347826086956]
[8,22.1,200,30,99,3.28,0.85,200,1,1.2,2.7333333333333334,0.70833333333333337]
[8,16.3,200,31,1,1.1599999999999999,1.1599999999999999,120,0,1.1599999999999999,1,1]
[8,19.8,200,32,70,2.74,1.04,200,1,1.31,2.0916030534351147,0.79389312977099236]
[8,11.1,220,20,1,0.72,0.72,200,0,0.72,1,1]
[8,11.3,220,21,1,0.77,0.77,200,0,0.77,1,1]
[8,13,220,21,70,1.17,0.68,200,1,0.77,1.5194805194805194,0.88311688311688319]
[8,11,220,22,50,0.98,0.82,280,1,0.86,1.1395348837209303,0.95348837209302317]
[8,11.4,220,23,50,1.1100000000000001,0.88,280,1,0.92,1.2065217391304348,0.9565217391304347]
[8,13.8,220,24,60,1.35,0.84,200,1,0.95,1.4210526315789476,0.88421052631578945]
[8,15.6,220,26,50,1.06,0.85,120,1,0.97,1.0927835051546393,0.87628865979381443]
[8,16.3,220,27,50,1.1599999999999999,0.88,120,1,1.02,1.1372549019607843,0.86274509803921573]
[8,14.4,220,27,50,1.49,1.01,200,1,1.1200000000000001,1.3303571428571428,0.90178571428571419]
[8,16.2,220,28,60,1.9,1,200,1,1.18,1.6101694915254237,0.84745762711864414]
[8,13.9,220,29,50,1.93,1.1599999999999999,280,1,{"$f":"IF(F11673/G11673=1,F11673,J11672)","v":1.28},1.5078125,0.90624999999999989]
[8,13.5,220,30,1,1.29,1.29,200,0,1.29,1,1]
[8,16,220,31,60,2.62,1.21,280,1,1.39,1.8848920863309355,0.87050359712230219]
[8,14,220,32,1,1.4,1.4,200,0,1.4,1,1]
[9,10.7,40,20,70,0.24,0.14000000000000001,120,1,0.15,1.6,0.93333333333333346]
[9,11,40,21,70,0.28000000000000003,0.16,120,1,0.16,1.7500000000000002,1]
[9,12.4,40,22,99,0.47,0.16,120,1,0.17,2.7647058823529407,0.94117647058823528]
[9,10.5,40,23,70,0.35,0.18,200,1,0.19,1.8421052631578947,0.94736842105263153]
[9,10.1,40,23,70,0.35,0.18,280,1,0.19,1.8421052631578947,0.94736842105263153]
[9,12,40,25,70,0.42,0.2,120,1,0.21,2,0.95238095238095244]
[9,10.9,40,25,99,0.62,0.2,280,1,0.21,2.9523809523809526,0.95238095238095244]
[9,12.6,40,27,70,0.5,0.23,120,1,0.24,2.0833333333333335,0.95833333333333337]
[9,12.3,40,28,60,0.47,0.24,120,1,0.25,1.88,0.96]
[9,11.5,40,29,70,0.59,0.25,200,1,{"$f":"IF(F11865/G11865=1,F11865,J11864)","v":0.26},2.2692307692307692,0.96153846153846145]
[9,12.9,40,30,60,0.55000000000000004,0.26,120,1,0.27,2.0370370370370372,0.96296296296296291]
[9,9.8000000000000007,40,30,1,0.27,0.27,280,0,0.27,1,1]
[9,11.9,40,31,99,0.95,0.27,280,1,0.28000000000000003,3.3928571428571423,0.9642857142857143]
[9,10.5,60,20,50,0.21,0.21,120,0,0.21,1,1]
[9,10.7,60,21,1,0.24,0.24,120,0,0.24,1,1]
[9,13.8,60,22,99,0.67,0.23,120,1,0.25,2.68,0.92]
[9,11,60,23,1,0.27,0.27,120,0,0.27,1,1]
[9,9.8000000000000007,60,23,1,0.28000000000000003,0.28000000000000003,280,0,0.28000000000000003,1,1]
[9,9.9,60,24,1,0.3,0.3,280,0,0.3,1,1]
[9,11.8,60,25,99,0.92,0.3,280,1,0.31,2.967741935483871,0.96774193548387089]
[9,11.5,60,27,1,0.35,0.35,120,0,0.35,1,1]
[9,11.6,60,28,1,0.36,0.36,120,0,0.36,1,1]
[9,11.5,60,28,70,0.82,0.36,280,1,0.37,2.2162162162162162,0.97297297297297292]
[9,11.7,60,29,50,0.63,0.38,200,1,0.39,1.6153846153846154,0.97435897435897434]
[9,11.9,60,30,70,0.95,0.39,280,1,0.41,2.3170731707317072,0.95121951219512202]
[9,11.3,60,31,50,0.75,0.41,280,1,0.42,1.7857142857142858,0.97619047619047616]
[9,11.5,60,32,50,0.8,0.43,280,1,0.44,1.8181818181818183,0.97727272727272729]
[9,10.199999999999999,80,20,60,0.38,0.28000000000000003,280,1,0.28999999999999998,1.3103448275862071,0.9655172413793105]
[9,11.9,80,21,60,0.4,0.28999999999999998,120,1,0.31,1.2903225806451615,0.93548387096774188]
[9,12.3,80,22,60,0.46,0.31,120,1,0.33,1.393939393939394,0.93939393939393934]
[9,10.5,80,22,60,0.51,0.33,280,1,0.34,1.5,0.97058823529411764]
[9,11.7,80,24,60,0.62,0.37,200,1,0.39,1.5897435897435896,0.94871794871794868]
[9,11.9,80,25,60,0.69,0.39,200,1,0.41,1.6829268292682926,0.95121951219512202]
[9,10.8,80,25,50,0.57999999999999996,0.4,280,1,0.41,1.4146341463414633,0.97560975609756106]
[9,11.8,80,26,70,0.9,0.42,280,1,0.44,2.0454545454545454,0.95454545454545447]
[9,10.4,80,27,1,0.46,0.46,280,0,0.46,1,1]
[9,16.5,80,29,70,1.05,0.44,120,1,0.5,2.1,0.88]
[9,17.100000000000001,80,30,70,1.1299999999999999,0.46,120,1,0.52,2.1730769230769229,0.88461538461538458]
[9,10.6,80,30,1,0.53,0.53,280,0,0.53,1,1]
[9,16.7,80,31,99,1.8,0.5,200,1,0.55000000000000004,3.2727272727272725,0.90909090909090906]
[9,17.3,80,32,99,1.92,0.52,200,1,0.57999999999999996,3.3103448275862069,0.89655172413793116]
[9,12.8,100,20,99,0.88,0.32,200,1,0.35,2.5142857142857147,0.91428571428571437]
[9,12.1,100,21,99,1.01,0.36,280,1,0.38,2.6578947368421053,0.94736842105263153]
[9,15.9,100,22,99,0.97,0.33,120,1,0.4,2.4249999999999998,0.82499999999999996]
[9,12.4,100,23,70,0.8,0.41,200,1,0.44,1.8181818181818183,0.93181818181818177]
[9,11,100,24,1,0.47,0.47,200,0,0.47,1,1]
[9,13.2,100,25,70,0.97,0.47,200,1,0.5,1.94,0.94]
[9,10.6,100,26,1,0.54,0.54,280,0,0.54,1,1]
[9,10.7,100,27,1,0.56999999999999995,0.56999999999999995,280,0,0.56999999999999995,1,1]
[9,13.6,100,28,60,1.08,0.55000000000000004,200,1,0.59,1.8305084745762714,0.93220338983050854]
[9,15.3,100,29,50,0.88,0.55000000000000004,120,1,0.6,1.4666666666666668,0.91666666666666674]
[9,11.8,100,30,1,0.65,0.65,200,0,0.65,1,1]
[9,13.9,100,31,50,1.1499999999999999,0.64,200,1,0.68,1.6911764705882351,0.94117647058823528]
[9,14.3,100,32,50,1.24,0.67,200,1,0.71,1.7464788732394367,0.94366197183098599]
[9,12.9,100,32,50,1.27,0.68,280,1,0.71,1.7887323943661972,0.9577464788732396]
[9,10.9,120,21,1,0.45,0.45,200,0,0.45,1,1]
[9,10.9,120,21,60,0.62,0.44,280,1,0.45,1.3777777777777778,0.97777777777777775]
[9,12.8,120,23,50,0.54,0.47,120,1,0.5,1.08,0.94]
[9,18.2,120,24,99,1.28,0.4,120,{"$f":"IF(F12566<>G12566,1,0)","v":1},0.53,{"$f":"F12566/J12566","v":2.4150943396226414},0.75471698113207553]
[9,12.3,120,25,50,0.78,0.56000000000000005,200,1,0.59,1.3220338983050848,0.94915254237288149]
[9,19.8,120,26,99,1.51,0.44,120,1,0.6,2.5166666666666666,0.73333333333333339]
[9,14.2,120,26,70,1.22,0.56999999999999995,200,1,0.62,1.967741935483871,0.91935483870967738]
[9,12.6,120,27,60,1.19,0.63,280,1,0.67,1.7761194029850744,0.94029850746268651]
[9,18.7,120,29,70,1.35,0.56999999999999995,120,1,0.7,1.9285714285714288,0.81428571428571428]
[9,18,120,30,60,1.26,0.62,120,1,0.73,1.726027397260274,0.84931506849315075]
[9,18.7,120,31,60,1.35,0.65,120,1,0.77,1.7532467532467533,0.84415584415584421]
[9,19.399999999999999,120,32,60,1.45,0.67,120,1,0.8,1.8124999999999998,0.83750000000000002]
[9,17.2,120,32,70,1.92,0.74,200,1,0.83,2.3132530120481927,0.89156626506024095]
[9,12.1,140,20,70,0.71,0.43,200,1,0.46,1.543478260869565,0.93478260869565211]
[9,12.4,140,21,50,0.48,0.48,120,0,0.48,1,1]
[9,12,140,22,70,0.97,0.52,280,1,0.56000000000000005,1.732142857142857,0.92857142857142849]
[9,13.2,140,23,50,0.57999999999999996,0.52,120,1,0.56000000000000005,1.0357142857142856,0.92857142857142849]
[9,18.899999999999999,140,24,99,1.38,0.43,120,1,{"$f":"IF(F12761/G12761=1,F12761,J12760)","v":0.6},2.2999999999999998,0.71666666666666667]
[9,19.8,140,25,99,1.5,0.45,120,1,0.64,2.34375,0.703125]
[9,13.8,140,26,1,0.67,0.67,120,0,0.67,1,1]
[9,18,140,27,99,2.09,0.61,200,1,0.75,2.7866666666666666,0.81333333333333335]
[9,18.7,140,28,99,2.25,0.64,200,1,0.79,2.8481012658227849,0.810126582278481]
[9,14.6,140,29,1,0.79,0.79,120,0,0.79,1,1]
[9,14.9,140,30,1,0.83,0.83,120,0,0.83,1,1]
[9,15.2,140,31,1,0.86,0.86,120,0,0.86,1,1]
[9,18,140,31,99,2.93,0.79,280,1,0.92,3.1847826086956523,0.85869565217391308]
[9,11.2,160,20,1,0.52,0.52,200,0,0.52,1,1]
[9,11.4,160,21,1,0.56000000000000005,0.56000000000000005,200,0,0.56000000000000005,1,1]
[9,11.9,160,21,70,0.95,0.54,280,1,0.57999999999999996,1.6379310344827587,0.93103448275862077]
[9,11.1,160,22,50,0.7,0.61,280,1,0.62,1.129032258064516,0.9838709677419355]
[9,12.6,160,23,70,1.19,0.62,280,{"$f":"IF(F12950<>G12950,1,0)","v":1},0.67,{"$f":"F12950/J12950","v":1.7761194029850744},0.9253731343283581]
[9,14.6,160,25,50,0.78,0.63,120,1,0.7,1.1142857142857143,0.9]
[9,15.2,160,26,50,0.86,0.66,120,1,0.74,1.1621621621621621,0.891891891891892]
[9,13.1,160,26,60,1.35,0.75,280,1,0.81,1.6666666666666667,0.92592592592592582]
[9,14.9,160,27,60,1.38,0.75,200,1,0.83,1.6626506024096386,0.90361445783132532]
[9,15.4,160,28,60,1.5,0.78,200,1,0.88,1.7045454545454546,0.88636363636363635]
[9,13.5,160,29,50,1.46,0.88,280,1,0.94,1.5531914893617023,0.93617021276595747]
[9,14.8,160,30,60,1.88,0.9,280,1,0.99,1.898989898989899,0.90909090909090917]
[9,20.100000000000001,160,31,60,1.54,0.76,120,1,0.95,1.6210526315789475,0.8]
[9,12.3,160,32,1,1.08,1.08,280,0,1.08,1,1]
[9,13.8,180,20,70,0.67,0.45,120,1,0.52,1.2884615384615385,0.86538461538461542]
[9,10.9,180,21,1,0.63,0.63,280,0,0.63,1,1]
[9,13.6,180,22,70,1.07,0.59,200,1,0.67,1.5970149253731343,0.88059701492537301]
[9,12.5,180,22,70,1.1599999999999999,0.63,280,1,0.69,1.681159420289855,0.91304347826086962]
[9,17.2,180,24,99,1.91,0.6,200,1,0.77,2.4805194805194803,0.77922077922077915]
[9,15.4,180,24,99,2.08,0.66,280,1,0.79,2.6329113924050631,0.83544303797468356]
[9,18.100000000000001,180,26,70,1.27,0.63,120,1,0.8,1.5874999999999999,0.78749999999999998]
[9,16.399999999999999,180,27,70,1.72,0.78,200,1,0.92,1.8695652173913042,0.84782608695652173]
[9,23.8,180,28,99,2.06,0.54,120,1,0.9,2.2888888888888888,0.6]
[9,20.2,180,28,99,2.61,0.72,200,1,0.96,2.71875,0.75]
[9,17.100000000000001,180,30,60,1.88,0.92,200,1,1.06,1.7735849056603772,0.86792452830188682]
[9,19,180,30,99,3.27,0.88,280,1,1.0900000000000001,3,0.80733944954128434]
[9,19.7,180,31,99,3.5,0.91,280,1,1.1399999999999999,3.0701754385964914,0.79824561403508787]
[9,16.899999999999999,180,32,50,1.84,1.03,200,1,{"$f":"IF(F13273/G13273=1,F13273,J13272)","v":1.1599999999999999},1.5862068965517244,0.88793103448275867]
[9,17.600000000000001,200,21,99,1.21,0.4,120,1,0.61,1.9836065573770492,0.65573770491803285]
[9,11.8,200,21,50,0.66,0.66,200,0,0.66,1,1]
[9,12.2,200,22,50,0.74,0.69,200,1,0.72,1.0277777777777779,0.95833333333333326]
[9,11.5,200,23,1,0.8,0.8,280,0,{"$f":"IF(F13337/G13337=1,F13337,J13336)","v":0.8},1,1]
[9,12.6,200,24,1,0.83,0.83,200,0,0.83,1,1]
[9,15.2,200,26,1,0.86,0.86,120,0,0.86,1,1]
[9,15.5,200,27,1,0.91,0.91,120,0,0.91,1,1]
[9,23.2,200,27,99,1.98,0.53,120,1,0.91,2.1758241758241756,0.58241758241758246]
[9,15.1,200,28,50,1.42,0.94,200,1,1.04,1.3653846153846152,0.90384615384615374]
[9,15.7,200,29,50,1.55,0.98,200,1,1.1000000000000001,1.4090909090909089,0.89090909090909087]
[9,26.3,200,30,99,2.41,0.56999999999999995,120,1,1.06,2.2735849056603774,0.53773584905660365]
[9,15.1,200,31,50,1.99,1.1299999999999999,280,1,1.24,1.6048387096774193,0.91129032258064513]
[9,23.6,200,32,70,2.0299999999999998,0.8,120,1,{"$f":"IF(F13465/G13465=1,F13465,J13464)","v":1.1599999999999999},1.75,0.68965517241379315]
[9,13.2,220,20,60,0.57999999999999996,0.55000000000000004,120,1,0.59,0.98305084745762705,0.93220338983050854]
[9,13.8,220,21,60,0.67,0.59,120,1,0.64,1.046875,0.92187499999999989]
[9,14.5,220,22,60,0.77,0.62,120,1,0.7,1.1000000000000001,0.88571428571428579]
[9,13.7,220,23,60,1.1100000000000001,0.75,200,1,{"$f":"IF(F13529/G13529=1,F13529,J13528)","v":0.83},1.3373493975903616,0.90361445783132532]
[9,14.3,220,24,60,1.23,0.79,200,1,0.89,1.3820224719101124,0.88764044943820231]
[9,16.600000000000001,220,25,60,1.06,0.72,120,1,0.86,1.2325581395348839,0.83720930232558133]
[9,14.5,220,25,70,1.78,0.86,280,1,0.98,1.8163265306122449,0.87755102040816324]
[9,15,220,26,70,1.95,0.91,280,1,1.04,1.875,0.875]
[9,17.3,220,28,50,1.1599999999999999,0.88,120,1,1.02,1.1372549019607843,0.86274509803921573]
[9,21.2,220,29,70,1.71,0.77,120,1,1.07,1.5981308411214952,0.71962616822429903]
[9,18.8,220,30,50,1.36,0.94,120,1,1.1200000000000001,1.2142857142857142,0.83928571428571419]
[9,23.2,220,30,99,3.3,0.83,200,1,1.23,2.6829268292682924,0.67479674796747968]
[9,24.2,220,31,99,3.52,0.86,200,1,1.29,2.7286821705426356,0.66666666666666663]
[10,11,40,20,1,0.13,0.13,120,0,0.13,1,1]
[10,11.1,40,20,99,0.36,0.13,280,1,0.13,2.7692307692307692,1]
[10,11.2,40,21,99,0.4,0.14000000000000001,280,1,0.15,2.666666666666667,0.93333333333333346]
[10,11.4,40,22,99,0.45,0.16,280,1,0.16,2.8125,1]
[10,10.7,40,23,1,0.17,0.17,200,0,0.17,1,1]
[10,12.3,40,24,99,0.54,0.18,200,1,0.19,2.8421052631578947,0.94736842105263153]
[10,11.2,40,25,70,0.4,0.19,280,1,0.2,2,0.95]
[10,10.6,40,26,1,0.21,0.21,280,0,0.21,1,1]
[10,11.6,40,27,1,0.22,0.22,120,0,0.22,1,1]
[10,11.4,40,28,60,0.45,0.23,280,1,0.24,1.8750000000000002,0.95833333333333337]
[10,12.8,40,29,50,0.4,0.24,120,1,0.25,1.6,0.96]
[10,11.5,40,29,60,0.49,0.24,280,1,0.25,1.96,0.96]
[10,12,40,31,50,0.47,0.27,200,1,0.27,1.7407407407407405,1]
[10,11.5,40,31,50,0.48,0.27,280,1,0.27,1.7777777777777777,1]
[10,11.6,40,32,50,0.51,0.28000000000000003,280,1,0.28000000000000003,1.8214285714285714,1]
[10,10.8,60,20,60,0.25,0.2,280,1,0.2,1.25,1]
[10,11.8,60,22,50,0.25,0.23,120,1,0.23,1.0869565217391304,1]
[10,10.7,60,22,1,0.24,0.24,280,0,0.24,1,1]
[10,11.5,60,24,50,0.35,0.27,200,1,0.27,1.2962962962962961,1]
[10,11.9,60,24,60,0.44,0.27,200,1,0.27,1.6296296296296295,1]
[10,13.7,60,25,99,0.86,0.28000000000000003,200,1,0.28999999999999998,2.9655172413793105,0.9655172413793105]
[10,11.7,60,26,60,0.55000000000000004,0.31,280,1,0.31,1.774193548387097,1]
[10,14.4,60,27,99,1.01,0.31,200,1,0.33,3.0606060606060606,0.93939393939393934]
[10,12.4,60,28,70,0.77,0.34,280,1,0.35,2.2000000000000002,0.97142857142857153]
[10,15.3,60,30,60,0.74,0.36,120,1,0.38,1.9473684210526316,0.94736842105263153]
[10,13.8,60,30,70,0.9,0.37,200,1,0.39,2.3076923076923075,0.94871794871794868]
[10,14.1,60,31,70,0.96,0.38,200,1,0.4,2.4,0.95]
[10,14.4,60,32,70,1.03,0.4,200,1,0.42,2.4523809523809526,0.95238095238095244]
[10,11.4,80,20,60,0.32,0.25,200,1,0.26,1.2307692307692308,0.96153846153846145]
[10,11.5,80,21,70,0.49,0.28000000000000003,280,1,0.28000000000000003,1.7499999999999998,1]
[10,11.7,80,22,70,0.55000000000000004,0.3,280,1,{"$f":"IF(F14105/G14105=1,F14105,J14104)","v":0.31},1.774193548387097,0.96774193548387089]
[10,11.7,80,23,50,0.39,0.33,200,1,0.34,1.1470588235294117,0.97058823529411764]
[10,16.8,80,24,99,0.95,0.3,120,1,0.35,2.7142857142857144,0.85714285714285721]
[10,17.399999999999999,80,25,99,1.03,0.32,120,1,0.38,2.7105263157894739,0.84210526315789469]
[10,12.4,80,26,50,0.56999999999999995,0.4,200,1,0.41,1.3902439024390243,0.97560975609756106]
[10,15.6,80,27,99,1.31,0.4,200,1,0.43,3.0465116279069768,0.93023255813953498]
[10,12,80,28,1,0.46,0.46,200,0,0.46,1,1]
[10,13.4,80,29,1,0.47,0.47,120,0,0.47,1,1]
[10,13.6,80,30,1,0.5,0.5,120,0,0.5,1,1]
[10,12.3,80,31,1,0.53,0.53,200,0,0.53,1,1]
[10,12.4,80,32,1,0.55000000000000004,0.55000000000000004,200,0,0.55000000000000004,1,1]
[10,11.4,100,20,1,0.32,0.32,200,0,0.32,1,1]
[10,15.8,100,21,99,0.81,0.28000000000000003,120,1,0.34,2.3823529411764706,0.82352941176470595]
[10,11.1,100,21,50,0.35,0.35,280,0,0.35,1,1]
[10,11.3,100,22,50,0.41,0.38,280,1,0.38,1.0789473684210527,1]
[10,15.2,100,24,70,0.73,0.38,120,1,0.43,1.6976744186046511,0.88372093023255816]
[10,13.9,100,25,50,0.55000000000000004,0.43,120,1,0.46,1.1956521739130435,0.93478260869565211]
[10,16.399999999999999,100,26,70,0.89,0.43,120,1,0.49,1.8163265306122449,0.87755102040816324]
[10,13.6,100,26,60,0.84,0.47,200,1,0.5,1.68,0.94]
[10,14,100,27,60,0.92,0.5,200,1,0.53,1.7358490566037736,0.94339622641509424]
[10,16.5,100,28,60,0.91,0.48,120,1,0.55000000000000004,1.6545454545454545,0.87272727272727257]
[10,13.5,100,29,60,1.1399999999999999,0.56999999999999995,280,1,0.6,1.9,0.95]
[10,17.7,100,30,60,1.07,0.53,120,1,0.6,1.7833333333333334,0.88333333333333341]
[10,17,100,31,50,0.97,0.56999999999999995,120,1,0.63,1.5396825396825395,{"$f":"G14423/J14423","v":0.90476190476190466}]
[10,20.3,100,32,70,1.44,0.55000000000000004,120,1,0.66,2.1818181818181817,0.83333333333333337]
[10,11.9,120,20,60,0.44,0.36,200,1,0.37,1.1891891891891893,0.97297297297297292]
[10,12.8,120,21,1,0.39,0.39,120,0,0.39,1,1]
[10,13.2,120,22,70,0.74,0.41,200,1,0.45,1.6444444444444444,0.91111111111111098]
[10,12.4,120,22,70,0.78,0.43,280,1,0.45,1.7333333333333334,0.95555555555555549]
[10,14.1,120,23,99,1.34,0.44,280,1,0.49,2.7346938775510208,0.89795918367346939]
[10,16.399999999999999,120,25,70,0.9,0.45,120,1,0.53,1.6981132075471699,0.84905660377358494]
[10,14.9,120,25,99,1.6,0.5,280,1,0.56000000000000005,2.8571428571428572,0.89285714285714279]
[10,21.1,120,27,99,1.55,0.44,120,1,0.6,2.5833333333333335,0.73333333333333339]
[10,17.7,120,27,99,1.8,0.53,200,1,0.62,2.903225806451613,0.85483870967741937]
[10,14.4,120,28,70,1.42,0.62,280,1,0.67,2.1194029850746268,0.9253731343283581]
[10,12.2,120,29,1,0.7,0.7,280,0,0.7,1,1]
[10,17.2,120,30,99,2.35,0.65,280,1,0.74,3.1756756756756759,0.8783783783783784]
[10,14.7,120,31,60,1.54,0.72,280,1,0.77,2,0.93506493506493504]
[10,16.2,140,20,99,0.87,0.3,120,1,0.4,2.1749999999999998,0.74999999999999989]
[10,11.8,140,20,1,0.42,0.42,200,0,0.42,1,1]
[10,11.4,140,21,50,0.47,0.47,280,0,0.47,1,1]
[10,11.6,140,22,1,0.52,0.52,280,0,0.52,1,1]
[10,11.9,140,23,50,0.63,0.54,280,1,0.56000000000000005,1.125,0.9642857142857143]
[10,14.3,140,25,1,0.6,0.6,120,0,0.6,1,1]
[10,14.5,140,26,1,0.64,0.64,120,0,0.64,1,1]
[10,12.1,140,26,1,0.68,0.68,280,0,0.68,1,1]
[10,14.1,140,27,50,0.96,0.66,200,1,0.71,1.352112676056338,0.92957746478873249]
[10,14.6,140,28,50,1.06,0.7,200,1,0.75,1.4133333333333333,0.93333333333333324]
[10,20,140,29,99,2.3199999999999998,0.63,200,1,0.79,2.9367088607594933,0.79746835443037967]
[10,14.1,140,30,50,1.34,0.79,280,1,0.84,1.5952380952380953,0.94047619047619058]
[10,14.5,140,31,50,1.46,0.83,280,1,0.88,1.6590909090909089,0.94318181818181812]
[10,22.2,140,32,99,2.85,0.71,200,1,0.91,3.1318681318681318,0.78021978021978011]
[10,13.1,160,20,60,0.44,0.41,120,1,0.44,1,0.93181818181818177]
[10,13.4,160,21,70,0.79,0.47,200,1,0.51,1.5490196078431373,0.92156862745098034]
[10,13.1,160,22,60,0.73,0.53,200,1,0.56000000000000005,1.3035714285714284,0.9464285714285714]
[10,13.6,160,23,60,0.83,0.56999999999999995,200,1,0.61,1.360655737704918,0.93442622950819665]
[10,14.9,160,24,70,1.1299999999999999,0.57999999999999996,200,1,0.65,1.7384615384615383,0.89230769230769225]
[10,13.7,160,24,70,1.21,0.62,280,1,0.67,1.8059701492537312,0.9253731343283581]
[10,14.1,160,25,70,1.34,0.66,280,1,0.72,1.8611111111111114,0.91666666666666674]
[10,15,160,26,60,1.1599999999999999,0.68,200,1,0.74,1.5675675675675675,0.91891891891891897]
[10,19.600000000000001,160,28,70,1.34,0.61,120,1,0.78,1.7179487179487181,0.78205128205128205]
[10,20.399999999999999,160,29,70,1.45,0.64,120,1,0.83,1.7469879518072289,0.77108433734939763]
[10,15.4,160,29,50,1.27,0.81,200,1,0.88,1.4431818181818181,0.92045454545454553]
[10,21.6,160,30,99,2.7,0.7,200,1,{"$f":"IF(F15001/G15001=1,F15001,J15000)","v":0.92},2.9347826086956523,0.76086956521739124]
[10,16.8,160,31,70,2.23,0.87,280,1,0.99,2.2525252525252526,0.87878787878787878]
[10,14.3,160,32,1,1.01,1.01,200,0,1.01,1,1]
[10,14,180,20,99,1.3,0.46,280,1,0.53,2.4528301886792452,0.86792452830188682]
[10,12.4,180,21,1,0.56999999999999995,0.56999999999999995,200,0,0.56999999999999995,1,1]
[10,12.6,180,22,1,0.62,0.62,200,0,0.62,1,1]
[10,12.9,180,23,1,0.67,0.67,200,0,0.67,1,1]
[10,20.3,180,24,99,1.43,0.43,120,1,0.67,2.1343283582089549,0.64179104477611937]
[10,12.4,180,25,1,0.79,0.79,280,0,0.79,1,1]
[10,15.4,180,26,1,0.76,0.76,120,0,0.76,1,{"$f":"G15127/J15127","v":1}]
[10,19.2,180,27,70,1.29,0.62,120,1,0.8,1.6125,0.77499999999999991]
[10,17.100000000000001,180,28,50,1,0.75,120,1,0.85,1.1764705882352942,0.88235294117647056]
[10,14.1,180,29,1,0.96,0.96,200,0,0.96,1,1]
[10,20.100000000000001,180,30,60,1.41,0.75,120,1,0.94,1.5,0.79787234042553201]
[10,14.9,180,30,50,1.61,0.96,280,1,1.04,1.5480769230769231,0.92307692307692302]
[10,21.7,180,32,60,1.63,0.8,120,1,1.03,1.5825242718446602,0.77669902912621358]
[10,16.899999999999999,180,32,60,2.2400000000000002,1.01,280,1,1.1399999999999999,1.9649122807017547,0.88596491228070184]
[10,14,200,21,50,0.56000000000000005,0.56000000000000005,120,0,0.56000000000000005,1,1]
[10,14.4,200,22,50,0.61,0.61,120,0,0.61,1,1]
[10,15.3,200,23,60,0.74,0.57999999999999996,120,1,0.66,1.1212121212121211,0.87878787878787867]
[10,14,200,23,60,0.94,0.66,200,1,0.72,1.3055555555555556,0.91666666666666674]
[10,15.5,200,25,1,0.76,0.76,120,0,0.76,1,1]
[10,14,200,25,60,1.3,0.79,280,1,0.86,1.5116279069767442,{"$f":"G15319/J15319","v":0.91860465116279078}]
[10,14.4,200,26,60,1.44,0.83,280,1,0.91,1.5824175824175823,0.91208791208791207]
[10,18.3,200,27,99,2.7,0.77,280,1,0.96,2.8125000000000004,0.80208333333333337]
[10,19.7,200,29,60,1.35,0.77,120,1,0.96,1.4062500000000002,0.80208333333333337]
[10,21.2,200,29,70,1.56,0.7,120,1,0.96,1.6250000000000002,0.72916666666666663]
[10,17.399999999999999,200,30,70,2.4,0.97,280,1,1.1299999999999999,2.1238938053097347,0.8584070796460177]
[10,20,200,31,70,2.34,0.93,200,1,1.1499999999999999,2.0347826086956524,0.80869565217391315]
[10,18.5,200,32,70,2.77,1.05,280,1,1.24,2.2338709677419355,0.84677419354838712]
[10,12.7,220,20,70,0.9,0.56999999999999995,280,1,0.62,1.4516129032258065,0.91935483870967738]
[10,13.2,220,21,70,1.04,0.62,280,1,0.67,1.5522388059701493,0.9253731343283581]
[10,12.9,220,22,60,0.96,0.7,280,1,0.73,1.3150684931506849,0.95890410958904104]
[10,20,220,23,99,1.39,0.42,120,1,0.7,1.9857142857142858,0.6]
[10,20.9,220,24,99,1.52,0.44,120,1,0.75,2.0266666666666668,0.58666666666666667]
[10,13.8,220,24,60,1.24,0.79,280,1,0.86,1.4418604651162792,0.91860465116279078]
[10,20.2,220,26,99,2.37,0.67,200,1,0.95,2.4947368421052634,0.70526315789473693]
[10,21,220,27,99,2.56,0.7,200,1,1,2.56,0.7]
[10,14.2,220,27,50,1.39,0.97,280,1,1.04,1.3365384615384615,0.9326923076923076]
[10,17.3,220,29,1,1.02,1.02,120,0,1.02,1,1]
[10,13.5,220,29,1,1.1599999999999999,1.1599999999999999,280,0,1.1599999999999999,1,1]
[10,15.3,220,31,1,1.23,1.23,200,0,1.23,1,1]
[10,15.5,220,32,1,1.29,1.29,200,0,1.29,1,1]
[10,14.1,220,32,1,1.33,1.33,280,0,1.33,1,1]
[11,11.4,40,20,50,0.12,0.12,280,0,0.12,1,1]
[11,11.4,40,21,50,0.13,0.13,280,0,0.13,1,1]
[11,12.8,40,22,99,0.42,0.14000000000000001,200,1,0.14000000000000001,2.9999999999999996,1]
[11,12.5,40,24,50,0.2,0.17,120,1,0.17,1.1764705882352942,1]
[11,11.9,40,24,50,0.21,0.17,200,1,0.17,1.2352941176470587,1]
[11,12.6,40,25,70,0.37,0.18,200,1,{"$f":"IF(F15705/G15705=1,F15705,J15704)","v":0.18},2.0555555555555558,1]
[11,12.5,40,26,60,0.34,0.19,200,1,0.2,1.7,0.95]
[11,11.9,40,27,50,0.31,0.21,280,1,0.21,1.4761904761904763,1]
[11,12.8,40,28,60,0.41,0.22,200,1,0.22,1.8636363636363635,1]
[11,12.4,40,29,60,0.46,0.23,280,1,{"$f":"IF(F15769/G15769=1,F15769,J15768)","v":0.23},2,1]
[11,13.1,40,30,60,0.49,0.24,200,1,0.25,1.96,0.96]
[11,15.4,40,31,70,0.62,0.25,120,1,0.26,2.3846153846153846,0.96153846153846145]
[11,13.5,40,32,60,0.57999999999999996,0.26,200,1,0.27,2.1481481481481479,0.96296296296296291]
[11,11.8,60,20,50,0.18,0.18,200,0,0.18,1,1]
[11,12.4,60,21,70,0.32,0.19,200,1,0.2,1.5999999999999999,0.95]
[11,12,60,21,70,0.33,0.19,280,1,0.2,1.65,0.95]
[11,12,60,23,1,0.24,0.24,200,0,0.24,1,1]
[11,13.1,60,23,99,0.68,0.23,280,1,0.24,2.8333333333333335,0.95833333333333337]
[11,14.7,60,25,70,0.52,0.26,120,1,0.27,1.9259259259259258,{"$f":"G15895/J15895","v":0.96296296296296291}]
[11,17.100000000000001,60,26,99,0.86,0.26,120,1,0.28999999999999998,2.9655172413793105,0.89655172413793116]
[11,14.8,60,26,99,0.89,0.28000000000000003,200,1,0.28999999999999998,3.0689655172413794,0.9655172413793105]
[11,18.2,60,28,99,1.01,0.28999999999999998,120,1,0.33,3.0606060606060606,0.87878787878787867]
[11,12,60,28,1,0.33,0.33,280,0,0.33,1,1]
[11,14.5,60,29,99,1.1499999999999999,0.33,280,1,0.35,3.2857142857142856,0.94285714285714295]
[11,17.3,60,31,70,0.89,0.35,120,1,0.38,2.3421052631578947,0.92105263157894735]
[11,20.7,60,32,99,1.35,0.35,120,1,0.4,3.375,0.87499999999999989]
[11,12.7,60,32,1,0.4,0.4,200,0,0.4,1,1]
[11,13.1,80,21,60,0.3,0.24,120,1,0.25,1.2,0.96]
[11,11.8,80,21,1,0.26,0.26,280,0,0.26,1,1]
[11,11.9,80,22,1,0.28999999999999998,0.28999999999999998,280,0,0.28999999999999998,1,1]
[11,13.6,80,24,50,0.36,0.32,120,1,0.33,1.0909090909090908,0.96969696969696972]
[11,13.5,80,25,1,0.35,0.35,120,0,0.35,1,{"$f":"G16087/J16087","v":1}]
[11,14,80,25,50,0.42,0.34,120,1,0.35,1.2,0.97142857142857153]
[11,13.2,80,26,50,0.51,0.37,200,1,0.38,1.3421052631578947,0.97368421052631582]
[11,13.5,80,27,50,0.56999999999999995,0.39,200,1,0.41,1.3902439024390243,0.95121951219512202]
[11,14,80,28,1,0.42,0.42,120,0,0.42,1,1]
[11,13.2,80,29,50,0.72,0.45,280,1,0.46,1.5652173913043477,0.97826086956521741]
[11,13.4,80,30,50,0.79,0.47,280,1,0.48,1.6458333333333335,0.97916666666666663]
[11,14.6,80,31,1,0.5,0.5,120,0,0.5,1,1]
[11,18.3,80,32,60,1.02,0.47,120,1,0.52,1.9615384615384615,0.90384615384615374]
[11,13,100,20,60,0.28000000000000003,0.27,120,1,0.28000000000000003,1,0.9642857142857143]
[11,13.4,100,20,99,0.77,0.27,280,1,0.28999999999999998,2.6551724137931036,0.93103448275862077]
[11,13,100,22,60,0.45,0.34,200,1,0.34,1.3235294117647058,1]
[11,13.3,100,23,60,0.53,0.36,200,1,0.38,1.3947368421052633,0.94736842105263153]
[11,13.1,100,23,70,0.68,0.37,280,1,0.38,1.7894736842105263,0.97368421052631582]
[11,13.4,100,24,70,0.77,0.39,280,1,0.41,1.878048780487805,0.95121951219512202]
[11,13.6,100,25,70,0.86,0.42,280,1,0.44,1.9545454545454546,0.95454545454545447]
[11,17.5,100,27,70,0.91,0.42,120,1,0.49,1.8571428571428572,0.8571428571428571]
[11,18.100000000000001,100,28,70,1,0.44,120,1,0.52,1.9230769230769229,0.84615384615384615]
[11,14,100,28,60,0.97,0.51,280,1,0.53,1.8301886792452828,0.96226415094339623]
[11,18.5,100,29,99,1.75,0.49,200,1,0.56000000000000005,3.1249999999999996,0.87499999999999989]
[11,19.100000000000001,100,30,99,1.89,0.51,200,1,0.59,3.2033898305084745,0.86440677966101698]
[11,14.2,100,31,50,1.04,0.6,280,1,0.62,1.6774193548387097,0.96774193548387089]
[11,17.899999999999999,100,32,99,2.2400000000000002,0.59,280,1,0.65,3.4461538461538463,0.90769230769230758]
[11,16.2,120,20,99,0.73,0.25,120,{"$f":"IF(F16406<>G16406,1,0)","v":1},0.32,{"$f":"F16406/J16406","v":2.28125},0.78125]
[11,12.2,120,21,1,0.38,0.38,280,0,0.38,1,1]
[11,12.8,120,22,1,0.41,0.41,200,0,0.41,1,1]
[11,12.4,120,23,1,0.45,0.45,280,0,0.45,1,1]
[11,12.5,120,24,1,0.49,0.49,280,0,0.49,1,1]
[11,14.5,120,25,1,0.5,0.5,120,0,0.5,1,1]
[11,17.8,120,26,99,1.57,0.47,200,1,0.55000000000000004,2.8545454545454545,0.85454545454545439]
[11,15.9,120,27,50,0.68,0.52,120,1,0.56000000000000005,1.2142857142857142,0.92857142857142849]
[11,13.7,120,28,1,0.62,0.62,200,0,0.62,1,1]
[11,17,120,29,70,1.39,0.59,200,1,0.66,2.106060606060606,0.89393939393939381]
[11,15.6,120,30,50,1.06,0.65,200,1,0.69,1.5362318840579712,0.94202898550724645]
[11,14.4,120,30,50,1.1100000000000001,0.67,280,1,0.7,1.5857142857142859,0.9571428571428573]
[11,17.5,120,32,60,1.5,0.69,200,1,0.76,1.9736842105263157,0.9078947368421052]
[11,13.6,140,20,50,0.36,0.36,120,{"$f":"IF(F16598<>G16598,1,0)","v":0},0.36,{"$f":"F16598/J16598","v":1},1]
[11,13.9,140,21,50,0.4,0.4,120,0,0.4,1,1]
[11,13,140,22,50,0.46,0.46,200,0,0.46,1,1]
[11,13.5,140,22,60,0.57999999999999996,0.44,200,1,0.46,1.2608695652173911,0.9565217391304347]
[11,13.1,140,23,50,0.5,0.5,200,0,0.5,1,1]
[11,15.1,140,24,70,0.95,0.5,200,1,{"$f":"IF(F16665/G16665=1,F16665,J16664)","v":0.55000000000000004},1.7272727272727271,0.90909090909090906]
[11,13.8,140,25,60,0.93,0.56999999999999995,280,1,0.6,1.55,0.95]
[11,13.7,140,26,1,0.63,0.63,200,0,0.63,1,1]
[11,18.2,140,28,60,1,0.56999999999999995,120,1,0.67,1.4925373134328357,0.85074626865671632]
[11,19.5,140,28,70,1.18,0.54,120,1,0.67,1.761194029850746,0.80597014925373134]
[11,24.2,140,29,99,1.84,0.47,120,1,0.71,2.591549295774648,0.6619718309859155]
[11,18.2,140,30,70,1.67,0.69,200,1,0.79,2.1139240506329111,0.87341772151898722]
[11,18.8,140,31,70,1.81,0.72,200,1,0.83,2.1807228915662651,0.86746987951807231]
[11,27.1,140,32,99,2.25,0.52,120,1,0.82,2.7439024390243905,0.63414634146341464]
[11,12.9,160,20,70,0.62,0.41,280,1,0.43,1.4418604651162792,0.95348837209302317]
[11,15,160,21,70,0.56000000000000005,0.38,120,1,0.44,1.2727272727272729,0.86363636363636365]
[11,18.5,160,22,99,1.05,0.33,120,1,0.48,2.1875,0.68750000000000011]
[11,19.399999999999999,160,23,99,1.17,0.36,120,1,0.52,2.25,0.69230769230769229]
[11,15.9,160,24,60,0.69,0.51,120,{"$f":"IF(F16854<>G16854,1,0)","v":1},0.56999999999999995,{"$f":"F16854/J16854","v":1.2105263157894737},0.89473684210526327]
[11,18.5,160,25,99,1.74,0.52,200,1,0.65,2.6769230769230767,0.8]
[11,19.2,160,26,99,1.9,0.55000000000000004,200,1,0.7,2.7142857142857144,0.78571428571428581]
[11,17.899999999999999,160,27,60,0.96,0.59,120,1,0.7,1.3714285714285714,0.84285714285714286]
[11,16.3,160,28,1,0.74,0.74,120,0,0.74,1,1]
[11,16.600000000000001,160,29,1,0.78,0.78,120,0,0.78,1,1]
[11,18.5,160,30,50,1.05,0.72,120,1,0.83,1.2650602409638556,0.86746987951807231]
[11,15,160,31,1,0.92,0.92,200,0,0.92,1,1]
[11,19.899999999999999,160,32,50,1.24,0.77,120,1,0.91,1.3626373626373627,0.84615384615384615]
[11,16,160,32,50,1.63,0.91,280,1,0.99,1.6464646464646464,{"$f":"G16983/J16983","v":0.91919191919191923}]
[11,12.5,180,20,50,0.47,0.47,280,0,0.47,1,1]
[11,14.8,180,22,1,0.53,0.53,120,0,0.53,1,1]
[11,15.1,180,23,50,0.56999999999999995,0.56999999999999995,120,0,0.56999999999999995,1,1]
[11,15.4,180,24,50,0.61,0.61,120,0,0.61,1,1]
[11,16.7,180,24,99,1.85,0.56999999999999995,280,1,0.68,2.7205882352941178,0.83823529411764697]
[11,15.4,180,25,60,1.01,0.65,200,1,0.72,1.4027777777777779,0.90277777777777779]
[11,14,180,26,50,0.98,0.75,280,1,0.79,1.240506329113924,0.94936708860759489]
[11,16,180,27,70,1.64,0.75,280,1,0.84,1.9523809523809523,0.8928571428571429]
[11,15.6,180,28,60,1.51,0.81,280,1,0.89,1.696629213483146,0.9101123595505618]
[11,19.7,180,29,60,1.21,0.69,120,1,0.85,1.4235294117647059,0.81176470588235294]
[11,16.5,180,30,60,1.81,0.89,280,1,0.99,1.8282828282828283,0.89898989898989901]
[11,22.8,180,31,70,1.65,0.69,120,1,0.94,1.7553191489361701,0.73404255319148937]
[11,17.5,180,32,60,2.12,0.97,280,1,1.08,1.962962962962963,0.89814814814814803]
[11,13.8,200,20,70,0.66,0.46,200,1,0.5,1.32,0.92]
[11,13.2,200,20,70,0.72,0.49,280,1,0.52,1.3846153846153846,0.94230769230769229]
[11,12.8,200,21,50,0.56999999999999995,0.56999999999999995,280,0,0.56999999999999995,1,1]
[11,15.9,200,22,99,1.61,0.52,280,1,0.63,2.5555555555555558,0.82539682539682546]
[11,17.5,200,24,70,0.91,0.54,120,1,0.66,1.3787878787878787,0.81818181818181823]
[11,13.3,200,24,1,0.74,0.74,280,0,0.74,1,1]
[11,19.399999999999999,200,25,99,1.96,0.56999999999999995,200,1,0.77,2.5454545454545454,0.74025974025974017]
[11,20.2,200,26,99,2.14,0.61,200,1,0.83,2.5783132530120483,0.73493975903614461]
[11,21,200,27,99,2.3199999999999998,0.64,200,1,0.88,2.6363636363636362,0.72727272727272729]
[11,19.600000000000001,200,28,99,2.79,0.76,280,1,0.96,2.90625,0.79166666666666674]
[11,22.6,200,29,99,2.71,0.7,200,1,0.99,2.7373737373737375,0.70707070707070707]
[11,18.2,200,31,1,1.01,1.01,120,0,1.01,1,1]
[11,15.7,200,31,1,1.0900000000000001,1.0900000000000001,200,0,1.0900000000000001,1,1]
[11,21.3,200,32,70,2.38,0.92,200,1,1.1499999999999999,2.0695652173913044,0.8]
[11,12.7,220,20,1,0.56000000000000005,0.56000000000000005,280,0,0.56000000000000005,1,1]
[11,12.9,220,21,1,0.62,0.62,280,0,0.62,1,1]
[11,14.2,220,22,60,0.75,0.61,200,1,0.65,1.1538461538461537,0.93846153846153846]
[11,16,220,24,1,0.7,0.7,120,0,0.7,1,1]
[11,16,220,24,50,0.7,0.7,120,0,0.7,1,1]
[11,14.8,220,25,50,0.88,0.78,200,1,0.83,1.0602409638554218,0.93975903614457834]
[11,15.3,220,26,50,1,0.83,200,1,0.89,1.1235955056179776,0.93258426966292129]
[11,15.8,220,27,50,1.1299999999999999,0.87,200,1,0.94,1.2021276595744681,0.92553191489361708]
[11,16.399999999999999,220,28,50,1.25,0.91,200,1,1,1.25,0.91]
[11,15.7,220,29,50,1.54,1.01,280,1,1.0900000000000001,1.4128440366972477,0.92660550458715585]
[11,15.8,220,30,1,1.1200000000000001,1.1200000000000001,200,0,1.1200000000000001,1,1]
[11,21.8,220,31,60,1.51,0.83,120,1,1.07,1.4112149532710279,0.77570093457943912]
[11,22.7,220,32,60,1.63,0.85,120,1,1.1200000000000001,1.4553571428571426,{"$f":"G17559/J17559","v":0.75892857142857129}]
[12,12.5,40,20,1,0.11,0.11,200,0,0.11,1,1]
[12,12.6,40,21,60,0.14000000000000001,0.12,200,1,0.12,1.1666666666666667,1]
[12,12.7,40,22,60,0.17,0.13,200,1,0.13,1.3076923076923077,1]
[12,15,40,23,99,0.42,0.14000000000000001,120,1,0.14000000000000001,2.9999999999999996,1]
[12,12.8,40,23,70,0.26,0.14000000000000001,280,1,0.14000000000000001,1.857142857142857,1]
[12,12.9,40,24,70,0.3,0.16,280,1,0.16,1.875,1]
[12,14.7,40,26,70,0.37,0.18,120,1,0.18,2.0555555555555558,1]
[12,15,40,27,70,0.41,0.19,120,1,0.2,2.0499999999999998,0.95]
[12,15.3,40,28,70,0.46,0.2,120,1,0.21,2.1904761904761907,0.95238095238095244]
[12,14.9,40,28,99,0.69,0.2,200,1,0.21,3.2857142857142856,0.95238095238095244]
[12,15.2,40,29,99,0.74,0.21,200,1,0.22,3.3636363636363638,0.95454545454545447]
[12,15.6,40,31,60,0.5,0.24,120,1,0.25,2,0.96]
[12,14.6,40,31,99,0.86,0.23,280,1,0.25,3.44,{"$f":"G17751/J17751","v":0.92}]
[12,18.5,40,32,99,0.91,0.24,120,1,0.26,3.5,0.92307692307692302]
[12,13.1,60,20,50,0.16,0.16,120,0,0.16,1,1]
[12,12.8,60,21,1,0.18,0.18,200,0,0.18,1,1]
[12,14.4,60,22,99,0.56000000000000005,0.19,200,1,0.2,2.8000000000000003,0.95]
[12,13.5,60,23,1,0.21,0.21,120,0,0.21,1,1]
[12,12.7,60,24,1,0.24,0.24,280,0,0.24,1,1]
[12,13.8,60,25,1,0.25,0.25,120,0,0.25,1,1]
[12,14.4,60,25,99,0.78,0.24,280,1,0.26,3,0.92307692307692302]
[12,13.3,60,27,1,0.28999999999999998,0.28999999999999998,200,0,0.28999999999999998,1,1]
[12,14.9,60,27,99,0.93,0.28000000000000003,280,1,0.28999999999999998,3.2068965517241383,0.9655172413793105]
[12,14.2,60,29,50,0.5,0.32,200,1,0.33,1.5151515151515151,0.96969696969696972]
[12,13.6,60,29,50,0.51,0.32,280,1,0.33,1.5454545454545454,0.96969696969696972]
[12,14.5,60,30,70,0.82,0.33,280,1,0.35,2.342857142857143,0.94285714285714295]
[12,14.3,60,31,60,0.75,0.35,280,1,0.37,2.0270270270270272,0.94594594594594594]
[12,13.5,80,20,50,0.2,0.2,120,0,0.2,1,1]
[12,12.6,80,20,60,0.21,0.21,280,0,0.21,1,1]
[12,13.1,80,21,60,0.26,0.23,200,1,0.23,1.1304347826086956,1]
[12,13.4,80,22,60,0.32,0.25,200,1,0.26,1.2307692307692308,0.96153846153846145]
[12,12.9,80,23,50,0.28000000000000003,0.28000000000000003,280,0,0.28000000000000003,1,1]
[12,13.4,80,24,60,0.46,0.3,280,1,0.31,1.4838709677419355,0.96774193548387089]
[12,13.2,80,25,50,0.4,0.33,280,1,0.34,1.1764705882352942,0.97058823529411764]
[12,16.3,80,27,60,0.6,0.35,120,1,0.38,1.5789473684210527,0.92105263157894735]
[12,17.2,80,27,70,0.73,0.34,120,{"$f":"IF(F18070<>G18070,1,0)","v":1},0.38,{"$f":"F18070/J18070","v":1.9210526315789473},0.89473684210526316]
[12,13.3,80,28,1,0.41,0.41,280,0,0.41,1,1]
[12,16.100000000000001,80,29,70,0.95,0.41,200,1,0.43,2.2093023255813953,0.95348837209302317]
[12,16.5,80,30,70,1.04,0.43,200,1,0.46,2.2608695652173911,0.93478260869565211]
[12,19,80,31,99,1.63,0.43,200,1,0.48,3.395833333333333,0.89583333333333337]
[12,15.8,80,32,70,1.25,0.48,280,1,0.51,2.4509803921568629,0.94117647058823528]
[12,17.5,80,32,99,1.79,0.47,280,1,0.51,3.5098039215686274,0.92156862745098034]
[12,15.3,100,21,99,0.76,0.26,200,1,0.28000000000000003,2.714285714285714,0.92857142857142849]
[12,17.5,100,22,99,0.77,0.25,120,1,0.3,2.5666666666666669,0.83333333333333337]
[12,14.5,100,23,70,0.59,0.33,200,1,0.34,1.7352941176470587,0.97058823529411764]
[12,16.600000000000001,100,24,99,1.08,0.34,200,1,0.38,2.8421052631578947,0.89473684210526316]
[12,17.100000000000001,100,25,99,1.19,0.36,200,1,0.41,2.9024390243902438,0.87804878048780488]
[12,15.7,100,26,70,0.85,0.41,200,1,0.44,1.9318181818181817,0.93181818181818177]
[12,15.3,100,27,1,0.46,0.46,120,{"$f":"IF(F18262<>G18262,1,0)","v":0},0.46,{"$f":"F18262/J18262","v":1},1]
[12,15.5,100,28,1,0.49,0.49,120,0,0.49,1,1]
[12,16.100000000000001,100,29,60,0.96,0.49,200,1,0.53,1.811320754716981,0.92452830188679236]
[12,14.4,100,30,1,0.56000000000000005,0.56000000000000005,200,0,0.56000000000000005,1,1]
[12,14.5,100,31,1,0.59,0.59,200,0,0.59,1,{"$f":"G18327/J18327","v":1}]
[12,16,100,31,50,0.94,0.56000000000000005,200,1,0.59,1.5932203389830508,0.94915254237288149]
[12,15.3,100,32,50,1.06,0.6,280,1,0.62,1.7096774193548387,0.96774193548387089]
[12,14.3,120,21,1,0.32,0.32,120,0,0.32,1,1]
[12,13.4,120,21,1,0.34,0.34,200,0,0.34,1,1]
[12,14.8,120,23,50,0.39,0.39,120,0,0.39,1,1]
[12,13.8,120,23,1,0.41,0.41,200,0,0.41,1,1]
[12,14.6,120,24,60,0.61,0.42,200,1,0.44,1.3863636363636362,0.95454545454545447]
[12,15,120,25,60,0.7,0.45,200,1,0.48,1.4583333333333333,0.93750000000000011]
[12,21.1,120,26,99,1.28,0.36,120,1,0.5,2.56,0.72]
[12,14.9,120,27,60,0.94,0.53,280,1,0.56000000000000005,1.6785714285714284,0.9464285714285714]
[12,18.100000000000001,120,28,60,0.85,0.49,120,1,0.56000000000000005,1.5178571428571426,0.87499999999999989]
[12,20,120,29,70,1.1200000000000001,0.49,120,1,0.6,1.8666666666666669,0.81666666666666665]
[12,20.8,120,30,70,1.22,0.51,120,1,0.63,1.9365079365079365,0.80952380952380953]
[12,17.600000000000001,120,31,60,1.31,0.63,200,1,0.69,1.8985507246376814,0.91304347826086962]
[12,20.8,120,32,60,1.22,0.59,120,1,0.7,1.7428571428571429,0.84285714285714286]
[12,17.399999999999999,120,32,70,1.75,0.67,280,1,0.73,2.397260273972603,0.91780821917808231]
[12,14.6,140,21,60,0.36,0.36,120,0,0.36,1,1]
[12,15.2,140,21,99,1.03,0.35,280,1,0.38,2.7105263157894739,0.92105263157894735]
[12,16.5,140,23,70,0.62,0.38,120,1,0.44,1.4090909090909092,0.86363636363636365]
[12,15.4,140,24,50,0.47,0.47,120,0,0.47,1,1]
[12,20.9,140,25,99,1.25,0.36,120,1,0.51,2.4509803921568629,0.70588235294117641]
[12,18.5,140,25,99,1.5,0.45,200,1,0.55000000000000004,2.7272727272727271,0.81818181818181812]
[12,16.3,140,27,1,0.6,0.6,120,0,0.6,1,1]
[12,17.899999999999999,140,27,99,1.92,0.55000000000000004,280,1,0.64,3,0.859375]
[12,18.399999999999999,140,28,99,2.09,0.57999999999999996,280,1,0.68,3.0735294117647056,0.85294117647058809]
[12,19,140,29,99,2.27,0.61,280,1,0.72,3.1527777777777781,0.84722222222222221]
[12,15.2,140,30,1,0.75,0.75,200,0,0.75,1,1]
[12,15.4,140,31,1,0.79,0.79,200,0,0.79,1,1]
[12,18.100000000000001,140,32,70,1.97,0.75,280,1,0.84,2.3452380952380953,0.8928571428571429]
[12,13.2,160,20,1,0.39,0.39,280,0,0.39,1,1]
[12,13.9,160,21,70,0.63,0.41,280,1,0.43,1.4651162790697674,0.95348837209302317]
[12,15.5,160,23,1,0.48,0.48,120,0,0.48,1,1]
[12,15.4,160,23,50,0.48,0.48,120,0,0.48,1,1]
[12,14.4,160,24,60,0.79,0.55000000000000004,280,1,0.56999999999999995,1.3859649122807018,0.9649122807017545]
[12,14.8,160,25,50,0.64,0.57999999999999996,200,1,0.61,1.0491803278688525,0.95081967213114749]
[12,15.2,160,26,50,0.74,0.62,200,{"$f":"IF(F18838<>G18838,1,0)","v":1},0.65,{"$f":"F18838/J18838","v":1.1384615384615384},0.95384615384615379]
[12,15.6,160,27,60,1.1599999999999999,0.66,280,1,0.71,1.6338028169014085,0.92957746478873249]
[12,15.2,160,28,50,1.03,0.72,280,1,0.76,1.3552631578947369,0.94736842105263153]
[12,15.9,160,28,60,1.29,0.7,280,1,0.76,1.6973684210526316,0.92105263157894735]
[12,15.5,160,29,50,1.1499999999999999,0.76,280,1,0.8,1.4374999999999998,0.95]
[12,21.1,160,31,60,1.27,0.67,120,1,0.83,1.530120481927711,0.80722891566265065]
[12,14.7,160,31,1,0.89,0.89,280,0,0.89,1,1]
[12,13.8,180,20,60,0.41,0.41,200,0,0.41,1,1]
[12,14,180,21,60,0.46,0.46,200,0,0.46,1,1]
[12,13.5,180,21,1,0.48,0.48,280,0,0.48,1,1]
[12,14.5,180,22,70,0.81,0.49,280,1,0.52,1.5576923076923077,0.94230769230769229]
[12,14.9,180,23,70,0.94,0.54,280,1,0.56999999999999995,1.6491228070175439,0.94736842105263175]
[12,18.8,180,24,99,1.58,0.47,200,1,0.61,2.5901639344262297,0.77049180327868849]
[12,19.100000000000001,180,26,70,0.99,0.53,120,{"$f":"IF(F19030<>G19030,1,0)","v":1},0.67,{"$f":"F19030/J19030","v":1.4776119402985073},0.79104477611940294]
[12,17.399999999999999,180,26,70,1.25,0.62,200,1,0.71,1.7605633802816902,0.87323943661971837]
[12,18,180,27,70,1.39,0.66,200,1,0.76,1.8289473684210524,0.86842105263157898]
[12,21.7,180,28,99,2.2599999999999998,0.6,200,1,0.81,2.790123456790123,0.7407407407407407]
[12,17.600000000000001,180,29,70,1.83,0.78,280,1,0.88,2.0795454545454546,0.88636363636363635]
[12,18.600000000000001,180,30,60,1.54,0.8,200,{"$f":"IF(F19094<>G19094,1,0)","v":1},0.91,{"$f":"F19094/J19094","v":1.6923076923076923},0.87912087912087911]
[12,21.6,180,31,99,3.13,0.78,280,1,0.98,3.193877551020408,0.79591836734693877]
[12,19.899999999999999,180,32,60,1.83,0.86,200,1,1.01,1.8118811881188119,0.85148514851485146]
[12,13.9,200,20,1,0.45,0.45,200,0,0.45,1,1]
[12,17.100000000000001,200,21,99,1.18,0.39,200,1,0.5,2.36,0.78]
[12,14.4,200,22,50,0.55000000000000004,0.55000000000000004,200,0,0.55000000000000004,1,1]
[12,13.9,200,23,1,0.63,0.63,280,0,0.63,1,1]
[12,16.399999999999999,200,24,1,0.61,0.61,120,0,0.61,1,1]
[12,15.1,200,25,1,0.72,0.72,200,0,0.72,1,1]
[12,17.100000000000001,200,26,50,0.71,0.71,120,0,0.71,1,{"$f":"G19223/J19223","v":1}]
[12,15.6,200,27,1,0.83,0.83,200,0,0.83,1,1]
[12,25,200,28,99,1.81,0.46,120,1,0.81,2.2345679012345676,0.5679012345679012]
[12,15.6,200,28,50,1.19,0.85,280,1,0.91,1.3076923076923075,0.93406593406593397]
[12,27,200,30,99,2.09,0.49,120,{"$f":"IF(F19286<>G19286,1,0)","v":1},0.91,{"$f":"F19286/J19286","v":2.2967032967032965},0.53846153846153844]
[12,17.5,200,30,60,1.8,0.91,280,1,1.02,1.7647058823529411,0.89215686274509809]
[12,20.9,200,32,50,1.23,0.85,120,1,1.01,1.2178217821782178,0.84158415841584155]
[12,15.1,220,20,70,0.44,0.4,120,1,0.43,1.0232558139534884,0.93023255813953498]
[12,14,220,20,60,0.48,0.48,200,0,0.48,1,1]
[12,14.3,220,21,60,0.53,0.53,200,0,0.53,1,1]
[12,16.2,220,23,60,0.59,0.59,120,0,0.59,1,1]
[12,14.5,220,23,60,0.83,0.64,280,1,0.67,1.2388059701492535,0.95522388059701491]
[12,15,220,24,60,0.97,0.69,280,1,0.73,1.3287671232876712,0.9452054794520548]
[12,17.399999999999999,220,26,50,0.75,0.75,120,0,0.75,1,1]
[12,19.600000000000001,220,26,70,1.05,0.59,120,1,0.75,1.4000000000000001,0.78666666666666663]
[12,18.2,220,28,50,0.87,0.77,120,1,0.86,1.0116279069767442,0.89534883720930236]
[12,19.3,220,28,70,1.69,0.78,200,1,0.94,1.7978723404255319,0.82978723404255328]
[12,20,220,29,70,1.85,0.81,200,1,1,1.85,0.81]
[12,18.899999999999999,220,30,1,0.97,0.97,120,0,0.97,1,1]
[12,19.5,220,31,70,2.4500000000000002,0.97,280,1,1.1499999999999999,2.1304347826086958,0.84347826086956523]
[12,22.8,220,31,99,3.53,0.86,280,1,1.1499999999999999,3.0695652173913044,0.74782608695652175]
[12,23.6,220,32,99,3.79,0.89,280,1,1.21,3.1322314049586777,0.73553719008264462]
[13,15.2,40,21,99,0.3,0.1,120,1,0.11,2.7272727272727271,0.90909090909090917]
[13,15.5,40,22,99,0.35,0.11,120,1,0.12,2.9166666666666665,0.91666666666666674]
[13,14.1,40,22,99,0.35,0.12,280,1,0.12,2.9166666666666665,1]
[13,14.9,40,24,99,0.45,0.14000000000000001,200,1,0.14000000000000001,3.214285714285714,1]
[13,13.4,40,24,1,0.15,0.15,280,0,0.15,1,1]
[13,13.9,40,25,70,0.31,0.15,280,1,0.16,1.9375,0.9375]
[13,14.3,40,27,1,0.18,0.18,120,0,0.18,1,1]
[13,14.2,40,27,70,0.39,0.18,280,1,0.18,2.166666666666667,1]
[13,13.9,40,29,1,0.21,0.21,200,0,0.21,1,1]
[13,13.9,40,30,1,0.22,0.22,200,0,0.22,1,1]
[13,14.3,40,30,60,0.43,0.22,280,1,0.22,1.9545454545454546,1]
[13,14.2,40,31,50,0.38,0.23,280,1,0.23,1.6521739130434783,1]
[13,14.3,40,32,50,0.42,0.24,280,1,0.25,1.68,0.96]
[13,13.4,60,20,50,0.14000000000000001,0.14000000000000001,280,0,0.14000000000000001,1,1]
[13,14.2,60,22,50,0.17,0.17,120,0,0.17,1,1]
[13,13.8,60,22,50,0.18,0.18,200,0,0.18,1,1]
[13,13.6,60,23,1,0.2,0.2,280,0,0.2,1,1]
[13,14.3,60,24,60,0.3,0.21,200,1,0.21,1.4285714285714286,1]
[13,13.7,60,25,1,0.24,0.24,280,0,0.24,1,1]
[13,14.3,60,26,60,0.41,0.25,280,1,0.25,1.64,1]
[13,16.100000000000001,60,27,60,0.44,0.26,120,1,0.27,1.6296296296296295,0.96296296296296291]
[13,17.100000000000001,60,28,99,0.96,0.27,200,1,0.28999999999999998,3.3103448275862069,0.93103448275862077]
[13,17.8,60,29,70,0.66,0.28999999999999998,120,1,0.31,2.1290322580645165,0.93548387096774188]
[13,15.7,60,30,60,0.63,0.32,200,1,0.33,1.9090909090909089,0.96969696969696972]
[13,16.600000000000001,60,31,70,0.83,0.33,200,1,0.35,2.3714285714285714,0.94285714285714295]
[13,16.899999999999999,60,32,70,0.9,0.35,200,1,0.36,2.5,0.97222222222222221]
[13,15.8,60,32,70,0.91,0.35,280,1,0.36,2.5277777777777781,0.97222222222222221]
[13,13.9,80,21,60,0.21,0.21,200,0,0.21,1,1]
[13,15.4,80,22,70,0.33,0.21,120,1,0.23,1.4347826086956521,0.91304347826086951]
[13,15.8,80,23,70,0.4,0.24,120,1,0.25,1.6,0.96]
[13,14.2,80,24,50,0.28000000000000003,0.28000000000000003,200,0,0.28000000000000003,1,1]
[13,16.600000000000001,80,24,99,0.84,0.26,200,1,0.28000000000000003,2.9999999999999996,0.92857142857142849]
[13,14.7,80,26,50,0.39,0.32,200,1,0.33,1.1818181818181819,0.96969696969696972]
[13,14,80,26,1,0.33,0.33,280,0,0.33,1,1]
[13,16.5,80,27,99,1.1599999999999999,0.34,280,1,0.36,3.2222222222222223,0.94444444444444453]
[13,14.6,80,28,1,0.38,0.38,200,0,0.38,1,1]
[13,14.7,80,29,1,0.41,0.41,200,0,0.41,1,1]
[13,14.8,80,30,1,0.43,0.43,200,0,0.43,1,1]
[13,23.3,80,31,99,1.44,0.36,120,1,0.45,3.1999999999999997,0.79999999999999993]
[13,14.5,80,32,1,0.48,0.48,280,0,0.48,1,1]
[13,13.7,100,20,1,0.23,0.23,280,0,0.23,1,1]
[13,17.399999999999999,100,21,99,0.61,0.2,120,1,0.24,2.5416666666666665,0.83333333333333337]
[13,15,100,22,50,0.27,0.27,120,0,0.27,1,1]
[13,16.3,100,23,70,0.46,0.28000000000000003,120,1,0.3,1.5333333333333334,0.93333333333333346]
[13,14.5,100,24,50,0.34,0.34,200,0,0.34,1,1]
[13,14.7,100,25,50,0.39,0.37,200,1,0.38,1.0263157894736843,0.97368421052631582]
[13,17,100,26,60,0.55000000000000004,0.36,120,1,0.4,1.375,0.89999999999999991]
[13,14.7,100,27,50,0.56000000000000005,0.43,280,1,0.44,1.2727272727272729,0.97727272727272729]
[13,15.2,100,27,60,0.73,0.42,280,1,0.44,1.6590909090909089,0.95454545454545447]
[13,18.600000000000001,100,29,60,0.78,0.43,120,1,0.48,1.6250000000000002,0.89583333333333337]
[13,19.2,100,30,60,0.86,0.45,120,1,0.51,1.6862745098039216,0.88235294117647056]
[13,19.8,100,31,60,0.95,0.48,120,1,0.54,1.7592592592592591,0.88888888888888884]
[13,19.100000000000001,100,32,50,0.84,0.52,120,1,0.56999999999999995,1.4736842105263159,0.91228070175438603]
[13,14.1,120,20,60,0.26,0.26,200,0,0.26,1,1]
[13,13.8,120,20,60,0.26,0.26,280,0,0.26,1,1]
[13,15.3,120,22,1,0.32,0.32,120,0,0.32,1,1]
[13,14.6,120,22,70,0.52,0.32,280,1,0.34,1.5294117647058822,0.94117647058823528]
[13,15.8,120,24,1,0.39,0.39,120,0,0.39,1,1]
[13,17.8,120,25,70,0.67,0.37,120,1,0.42,1.5952380952380953,0.88095238095238093]
[13,18.399999999999999,120,26,70,0.76,0.39,120,1,0.46,1.6521739130434783,0.84782608695652173]
[13,17.5,120,26,99,1.48,0.43,280,1,0.48,3.0833333333333335,0.89583333333333337]
[13,19.600000000000001,120,27,99,1.54,0.43,200,1,0.51,3.0196078431372548,0.84313725490196079]
[13,16.600000000000001,120,28,70,1.1599999999999999,0.52,280,1,0.56000000000000005,2.0714285714285712,0.92857142857142849]
[13,16.899999999999999,120,29,70,1.28,0.55000000000000004,280,1,0.59,2.1694915254237288,0.93220338983050854]
[13,19.399999999999999,120,30,99,2.09,0.55000000000000004,280,1,0.63,3.3174603174603172,0.87301587301587313]
[13,26,120,31,99,1.8,0.43,120,1,0.63,2.8571428571428572,0.68253968253968256]
[13,17.3,120,32,60,1.4,0.65,280,1,0.7,2,0.92857142857142871]
[13,14.3,140,20,1,0.3,0.3,200,{"$f":"IF(F20502<>G20502,1,0)","v":0},0.3,{"$f":"F20502/J20502","v":1},1]
[13,14,140,21,60,0.34,0.34,280,0,0.34,1,1]
[13,14.2,140,22,1,0.39,0.39,280,0,0.39,1,1]
[13,15.9,140,23,1,0.4,0.4,120,0,0.4,1,1]
[13,14.4,140,24,50,0.47,0.47,280,0,0.47,1,1]
[13,16.399999999999999,140,25,50,0.47,0.47,120,0,0.47,1,1]
[13,15.3,140,26,1,0.54,0.54,200,0,0.54,1,1]
[13,14.7,140,26,1,0.55000000000000004,0.55000000000000004,280,0,0.55000000000000004,1,1]
[13,15.2,140,27,50,0.73,0.56999999999999995,280,1,0.59,1.2372881355932204,0.96610169491525422]
[13,15.6,140,28,50,0.83,0.61,280,1,0.64,1.296875,0.953125]
[13,21.7,140,29,99,2.02,0.53,200,1,0.66,3.0606060606060606,0.80303030303030298]
[13,19.5,140,31,50,0.91,0.63,120,1,0.71,1.2816901408450705,0.88732394366197187]
[13,23.2,140,31,99,2.36,0.57999999999999996,200,1,0.74,3.189189189189189,0.78378378378378377]
[13,15.2,160,20,60,0.31,0.31,120,{"$f":"IF(F20694<>G20694,1,0)","v":0},0.31,{"$f":"F20694/J20694","v":1},1]
[13,14.4,160,20,60,0.33,0.33,200,0,0.33,1,1]
[13,15.1,160,21,70,0.48,0.35,200,1,0.37,1.2972972972972974,0.94594594594594594]
[13,14.4,160,22,60,0.45,0.42,280,1,0.43,1.0465116279069768,0.97674418604651159]
[13,14.7,160,23,60,0.56999999999999995,0.46,280,1,0.47,1.2127659574468084,0.97872340425531923]
[13,15.7,160,24,60,0.63,0.48,200,1,0.51,1.2352941176470589,{"$f":"G20759/J20759","v":0.94117647058823528}]
[13,18.5,160,25,70,0.76,0.44,120,1,0.52,1.4615384615384615,0.84615384615384615]
[13,19.2,160,26,70,0.86,0.47,120,1,0.56999999999999995,1.5087719298245614,0.82456140350877194]
[13,16.2,160,27,50,0.74,0.62,200,1,0.65,1.1384615384615384,0.95384615384615379]
[13,18.7,160,28,70,1.32,0.61,200,1,0.7,1.8857142857142859,0.87142857142857144]
[13,19.3,160,29,70,1.46,0.64,200,1,0.74,1.972972972972973,0.86486486486486491]
[13,17.600000000000001,160,30,50,1.07,0.73,200,1,0.79,1.3544303797468356,0.92405063291139233]
[13,20.9,160,30,99,2.57,0.66,280,1,0.8,3.2124999999999995,0.82499999999999996]
[13,16.8,160,32,1,0.87,0.87,200,0,0.87,1,1]
[13,17.899999999999999,180,20,99,0.68,0.23,120,1,0.33,2.0606060606060606,0.69696969696969702]
[13,18.7,180,21,99,0.79,0.25,120,1,0.38,2.0789473684210527,0.65789473684210531]
[13,15,180,22,1,0.46,0.46,200,0,0.46,1,1]
[13,18.600000000000001,180,23,99,1.3,0.4,200,1,0.51,2.5490196078431371,0.78431372549019607]
[13,14.6,180,23,1,0.53,0.53,280,0,0.53,1,1]
[13,22.1,180,25,99,1.27,0.35,120,1,0.56999999999999995,2.2280701754385968,0.61403508771929827]
[13,17.399999999999999,180,26,1,0.62,0.62,120,0,0.62,1,1]
[13,17.8,180,27,1,0.67,0.67,120,0,0.67,1,1]
[13,21,180,28,70,1.1100000000000001,0.55000000000000004,120,1,0.71,1.563380281690141,0.77464788732394374]
[13,16.5,180,29,1,0.81,0.81,200,0,0.81,1,1]
[13,22.6,180,30,70,1.34,0.6,120,1,0.8,1.675,0.74999999999999989]
[13,16.8,180,30,50,1.25,0.83,280,1,0.88,1.4204545454545454,0.94318181818181812]
[13,17.3,180,31,50,1.39,0.87,280,1,0.93,1.4946236559139783,0.93548387096774188]
[13,15.6,200,20,60,0.36,0.36,120,0,0.36,1,1]
[13,15.9,200,21,50,0.41,0.41,120,0,0.41,1,1]
[13,14.9,200,21,50,0.44,0.44,200,0,0.44,1,1]
[13,16.600000000000001,200,23,50,0.51,0.51,120,0,0.51,1,1]
[13,15.5,200,23,60,0.59,0.53,200,1,0.55000000000000004,1.0727272727272725,0.96363636363636362]
[13,14.9,200,24,50,0.62,0.62,280,0,0.62,1,1]
[13,17.399999999999999,200,25,1,0.61,0.61,120,0,0.61,1,1]
[13,16.3,200,26,60,1.06,0.69,280,1,0.74,1.4324324324324325,0.93243243243243235]
[13,19.100000000000001,200,27,60,0.85,0.61,120,1,0.71,1.1971830985915493,0.85915492957746487]
[13,20.100000000000001,200,27,99,2.2999999999999998,0.63,280,1,0.8,2.8749999999999996,0.78749999999999998]
[13,18.899999999999999,200,29,60,1.36,0.77,200,1,0.88,1.5454545454545456,0.875]
[13,21.4,200,29,99,2.74,0.71,280,1,0.91,3.0109890109890109,0.78021978021978011]
[13,21.4,200,31,70,1.96,0.8,200,1,0.99,1.9797979797979799,0.80808080808080818]
[13,19.7,200,31,70,2.19,0.87,280,1,1.01,2.1683168316831685,0.86138613861386137]
[13,20.3,200,32,70,2.37,0.91,280,1,1.07,2.2149532710280373,0.85046728971962615]
[13,16.3,220,20,99,1.07,0.36,280,1,0.43,2.4883720930232558,0.83720930232558133]
[13,16.8,220,22,70,0.53,0.43,120,1,0.49,1.0816326530612246,0.87755102040816324]
[13,14.7,220,22,60,0.55000000000000004,0.55000000000000004,280,0,0.55000000000000004,1,1]
[13,19.2,220,23,99,1.44,0.43,200,1,0.59,2.4406779661016951,0.72881355932203395]
[13,19.899999999999999,220,24,99,1.61,0.47,200,1,0.65,2.476923076923077,0.72307692307692306]
[13,15.2,220,25,50,0.73,0.73,280,0,0.73,1,1]
[13,19.8,220,26,99,2.2200000000000002,0.62,280,1,0.8,2.7749999999999999,0.77499999999999991]
[13,16,220,27,50,0.98,0.82,280,1,0.86,1.1395348837209303,0.95348837209302317]
[13,16.8,220,28,1,0.89,0.89,200,0,0.89,1,1]
[13,17.100000000000001,220,29,1,0.94,0.94,200,0,0.94,1,1]
[13,16.2,220,30,1,1.03,1.03,280,0,1.03,1,1]
[13,16.399999999999999,220,31,1,1.0900000000000001,1.0900000000000001,280,0,1.0900000000000001,1,1]
[13,16.5,220,32,1,1.1499999999999999,1.1499999999999999,280,0,1.1499999999999999,1,1]
[14,15,40,20,99,0.23,0.08,200,1,0.08,2.875,1]
[14,14.7,40,21,50,0.09,0.09,120,0,0.09,1,1]
[14,14.8,40,22,50,0.1,0.1,120,0,0.1,1,1]
[14,15.6,40,23,99,0.36,0.12,200,{"$f":"IF(F21526<>G21526,1,0)","v":1},0.12,{"$f":"F21526/J21526","v":3},1]
[14,14.6,40,24,50,0.13,0.13,200,0,0.13,1,1]
[14,15.2,40,25,70,0.27,0.14000000000000001,200,1,0.14000000000000001,1.9285714285714286,1]
[14,14.5,40,26,50,0.17,0.16,280,1,0.16,1.0625,1]
[14,14.7,40,26,60,0.24,0.15,280,1,0.16,1.5,0.9375]
[14,15.7,40,28,70,0.4,0.18,200,1,0.18,2.2222222222222223,1]
[14,16.5,40,29,60,0.35,0.19,120,1,0.19,1.8421052631578947,1]
[14,16.8,40,30,60,0.39,0.2,120,1,0.21,1.8571428571428572,0.95238095238095244]
[14,15.9,40,31,60,0.44,0.21,200,1,0.22,2,0.95454545454545447]
[14,16.100000000000001,40,32,60,0.48,0.22,200,1,0.23,2.0869565217391304,0.9565217391304347]
[14,16.5,40,32,70,0.57999999999999996,0.22,200,1,0.23,2.5217391304347823,0.9565217391304347]
[14,14.6,60,21,50,0.14000000000000001,0.14000000000000001,200,0,0.14000000000000001,1,1]
[14,14.6,60,21,70,0.18,0.14000000000000001,280,1,0.14000000000000001,1.2857142857142856,1]
[14,15.4,60,23,60,0.19,0.17,120,1,0.17,1.1176470588235294,1]
[14,14.8,60,23,1,0.18,0.18,200,0,0.18,1,1]
[14,16.7,60,25,70,0.38,0.2,120,1,0.21,1.8095238095238095,0.95238095238095244]
[14,14.9,60,25,1,0.22,0.22,200,0,0.22,1,1]
[14,17.2,60,26,99,0.75,0.22,200,1,0.23,3.2608695652173911,0.9565217391304347]
[14,17.600000000000001,60,27,99,0.83,0.24,200,1,0.25,3.32,0.96]
[14,20.2,60,28,99,0.87,0.24,120,1,0.27,3.2222222222222219,0.88888888888888884]
[14,17.100000000000001,60,29,99,1,0.28000000000000003,280,1,0.28999999999999998,3.4482758620689657,0.9655172413793105]
[14,21.4,60,30,99,1.03,0.27,120,1,0.31,3.3225806451612905,0.87096774193548399]
[14,19.3,60,31,70,0.75,0.3,120,1,0.32,2.34375,0.9375]
[14,15.5,60,32,1,0.34,0.34,200,0,0.34,1,1]
[14,15.8,80,20,99,0.43,0.15,200,1,0.15,2.8666666666666667,1]
[14,15.3,80,21,60,0.18,0.18,120,0,0.18,1,1]
[14,15.5,80,22,1,0.2,0.2,120,0,0.2,1,1]
[14,15.7,80,23,60,0.23,0.22,120,1,0.23,1,0.9565217391304347]
[14,15.8,80,24,50,0.25,0.25,120,0,0.25,1,1]
[14,15.2,80,25,1,0.28000000000000003,0.28000000000000003,200,0,0.28000000000000003,1,1]
[14,16.100000000000001,80,26,50,0.3,0.28999999999999998,120,1,0.3,1,0.96666666666666667]
[14,15.7,80,27,50,0.39,0.32,200,1,0.33,1.1818181818181819,0.96969696969696972]
[14,15.2,80,27,50,0.4,0.33,280,1,0.33,1.2121212121212122,1]
[14,16.7,80,29,1,0.37,0.37,120,0,0.37,1,1]
[14,17.899999999999999,80,30,50,0.54,0.37,120,1,0.4,1.35,0.92499999999999993]
[14,18.3,80,31,50,0.61,0.39,120,1,0.42,1.4523809523809523,0.9285714285714286]
[14,18.7,80,31,99,1.54,0.4,280,1,{"$f":"IF(F22041/G22041=1,F22041,J22040)","v":0.43},3.5813953488372094,0.93023255813953498]
[14,17.899999999999999,80,32,60,0.91,0.43,200,1,0.45,2.0222222222222221,0.95555555555555549]
[14,14.8,100,20,60,0.19,0.19,200,0,0.19,1,1]
[14,14.9,100,21,70,0.28000000000000003,0.22,280,1,0.22,1.2727272727272729,1]
[14,14.8,100,22,60,0.25,0.25,280,0,0.25,1,1]
[14,15.4,100,23,70,0.45,0.28000000000000003,280,1,0.28000000000000003,1.607142857142857,1]
[14,17.3,100,24,70,0.46,0.28000000000000003,120,1,0.3,1.5333333333333334,0.93333333333333346]
[14,17.899999999999999,100,25,70,0.54,0.3,120,1,0.33,1.6363636363636365,0.90909090909090906]
[14,15.7,100,26,60,0.56000000000000005,0.37,280,1,0.38,1.4736842105263159,0.97368421052631582]
[14,17.399999999999999,100,27,70,0.79,0.38,200,1,0.41,1.9268292682926831,0.92682926829268297]
[14,17.8,100,28,70,0.89,0.4,200,1,0.44,2.0227272727272729,0.90909090909090917]
[14,16.600000000000001,100,29,60,0.83,0.45,280,1,0.47,1.7659574468085106,0.95744680851063835]
[14,18.899999999999999,100,29,99,1.58,0.43,280,1,0.47,3.3617021276595747,0.91489361702127658]
[14,19.3,100,30,99,1.72,0.45,280,1,0.5,3.44,0.9]
[14,16.8,100,32,50,0.91,0.54,280,1,0.56000000000000005,1.625,0.9642857142857143]
[14,17.600000000000001,120,20,99,0.5,0.17,120,1,0.21,2.3809523809523809,0.80952380952380965]
[14,14.8,120,21,1,0.26,0.26,280,0,0.26,1,1]
[14,17.5,120,22,99,0.81,0.26,200,1,0.28999999999999998,2.7931034482758625,0.89655172413793116]
[14,14.9,120,22,1,0.3,0.3,280,0,0.3,1,1]
[14,15,120,23,1,0.34,0.34,280,0,0.34,1,1]
[14,16.8,120,25,1,0.39,0.39,120,0,0.39,1,1]
[14,17,120,26,1,0.43,0.43,120,0,0.43,1,1]
[14,19.600000000000001,120,26,99,1.31,0.37,200,1,0.44,2.9772727272727275,0.84090909090909094]
[14,16.2,120,28,1,0.51,0.51,200,0,0.51,1,1]
[14,15.6,120,28,1,0.52,0.52,280,0,0.52,1,1]
[14,18.8,120,29,70,1.1299999999999999,0.49,200,1,0.55000000000000004,2.0545454545454542,0.89090909090909087]
[14,16.600000000000001,120,30,50,0.84,0.56999999999999995,280,1,0.59,1.423728813559322,0.96610169491525422]
[14,18.5,120,32,1,0.63,0.63,120,0,0.63,1,1]
[14,19.3,120,32,60,1.24,0.59,200,1,0.65,1.9076923076923076,0.90769230769230758]
[14,16,140,21,50,0.28000000000000003,0.28000000000000003,120,0,0.28000000000000003,1,1]
[14,15.3,140,21,60,0.28999999999999998,0.28999999999999998,200,0,0.28999999999999998,1,1]
[14,15.4,140,22,60,0.33,0.33,200,0,0.33,1,1]
[14,15.2,140,23,50,0.38,0.38,280,0,0.38,1,1]
[14,15.8,140,24,50,0.42,0.42,200,0,0.42,1,1]
[14,15.9,140,25,60,0.62,0.45,280,1,0.46,1.3478260869565217,0.97826086956521741]
[14,18.100000000000001,140,26,60,0.56999999999999995,0.43,120,1,0.47,1.2127659574468084,0.91489361702127658]
[14,16.3,140,27,1,0.54,0.54,200,0,0.54,1,1]
[14,20.6,140,28,70,0.93,0.45,120,1,0.56000000000000005,1.6607142857142856,0.80357142857142849]
[14,18.399999999999999,140,29,60,1.02,0.56999999999999995,200,1,0.62,1.6451612903225807,0.91935483870967738]
[14,26.1,140,30,99,1.69,0.4,120,1,0.63,2.6825396825396823,0.634920634920635]
[14,18.5,140,30,70,1.47,0.61,280,1,0.67,2.1940298507462686,0.91044776119402981]
[14,28.1,140,32,99,1.96,0.44,120,1,0.71,2.76056338028169,0.61971830985915499]
[14,22,140,32,99,2.62,0.63,280,1,0.75,3.4933333333333336,0.84]
[14,16.2,160,21,70,0.31,0.3,120,1,0.31,1,0.96774193548387089]
[14,16.8,160,22,70,0.39,0.32,120,1,0.35,1.1142857142857143,0.91428571428571437]
[14,18.2,160,22,99,0.97,0.3,200,1,{"$f":"IF(F22681/G22681=1,F22681,J22680)","v":0.37},2.6216216216216215,0.81081081081081074]
[14,18.8,160,23,99,1.1100000000000001,0.34,200,1,0.42,2.6428571428571432,0.80952380952380965]
[14,17.7,160,25,60,0.51,0.44,120,1,0.48,1.0625,0.91666666666666674]
[14,18.7,160,25,99,1.53,0.45,280,1,0.52,2.9423076923076921,0.86538461538461542]
[14,19.2,160,26,99,1.7,0.48,280,1,0.56000000000000005,3.0357142857142851,0.85714285714285698]
[14,18.3,160,28,50,0.6,0.56999999999999995,120,1,0.61,0.98360655737704916,0.93442622950819665]
[14,16.8,160,28,1,0.65,0.65,200,0,0.65,1,1]
[14,19.600000000000001,160,30,50,0.78,0.63,120,1,0.7,1.1142857142857143,0.9]
[14,16.3,160,30,1,0.75,0.75,280,0,0.75,1,1]
[14,16.5,160,31,1,0.8,0.8,280,0,0.8,1,1]
[14,16.100000000000001,180,20,1,0.28999999999999998,0.28999999999999998,120,0,0.28999999999999998,1,1]
[14,16.100000000000001,180,20,50,0.28999999999999998,0.28999999999999998,120,0,0.28999999999999998,1,1]
[14,16.399999999999999,180,21,50,0.33,0.33,120,0,0.33,1,1]
[14,17,180,21,99,0.97,0.32,280,1,0.37,2.6216216216216215,0.86486486486486491]
[14,16,180,23,50,0.46,0.46,200,0,0.46,1,1]
[14,16.2,180,24,50,0.51,0.51,200,0,0.51,1,1]
[14,18.5,180,24,99,1.47,0.44,280,1,0.52,2.8269230769230766,0.84615384615384615]
[14,16.3,180,25,60,0.74,0.55000000000000004,280,1,0.56999999999999995,1.2982456140350878,0.9649122807017545]
[14,16.7,180,26,60,0.87,0.59,280,1,0.62,1.403225806451613,0.95161290322580638]
[14,17.899999999999999,180,27,70,1.27,0.61,280,1,0.68,1.8676470588235292,0.89705882352941169]
[14,20.6,180,29,60,0.92,0.6,120,1,0.71,1.295774647887324,0.84507042253521125]
[14,18.899999999999999,180,29,70,1.58,0.69,280,1,0.78,2.0256410256410255,0.88461538461538447]
[14,20.2,180,31,60,1.44,0.75,200,1,0.86,1.6744186046511627,0.87209302325581395]
[14,21.5,180,31,70,1.74,0.71,200,1,0.86,2.0232558139534884,0.82558139534883723]
[14,19.399999999999999,180,32,60,1.75,0.84,280,1,0.93,1.8817204301075268,0.90322580645161277]
[14,15.1,200,20,70,0.34,0.34,280,0,0.34,1,1]
[14,15.4,200,21,70,0.47,0.39,280,1,0.4,1.1749999999999998,0.97499999999999998]
[14,15.4,200,22,50,0.46,0.46,280,0,0.46,1,1]
[14,18.399999999999999,200,24,70,0.62,0.43,120,1,0.51,1.2156862745098038,0.84313725490196079]
[14,17.399999999999999,200,24,70,0.8,0.5,200,1,0.55000000000000004,1.4545454545454546,0.90909090909090906]
[14,15.9,200,25,1,0.63,0.63,280,0,0.63,1,1]
[14,21.5,200,26,99,1.75,0.48,200,1,0.66,2.6515151515151514,0.72727272727272718]
[14,16.3,200,27,1,0.74,0.74,280,0,0.74,1,1]
[14,21.3,200,28,99,2.37,0.62,280,1,0.79,3,0.78481012658227844]
[14,26.4,200,29,99,1.73,0.41,120,1,0.76,2.2763157894736841,0.53947368421052633]
[14,24.8,200,30,99,2.5099999999999998,0.6,200,1,0.88,2.8522727272727271,{"$f":"G23191/J23191","v":0.68181818181818177}]
[14,18,200,31,1,0.93,0.93,200,0,0.93,1,1]
[14,26.6,200,32,99,2.92,0.66,200,1,0.98,2.9795918367346941,0.67346938775510212]
[14,15.5,220,20,70,0.36,0.36,200,0,0.36,1,1]
[14,15.3,220,21,1,0.43,0.43,280,0,0.43,1,1]
[14,17.100000000000001,220,22,1,0.44,0.44,120,0,{"$f":"IF(F23257/G23257=1,F23257,J23256)","v":0.44},1,1]
[14,16.3,220,23,60,0.53,0.53,200,0,0.53,1,1]
[14,16.600000000000001,220,24,1,0.6,0.6,200,0,0.6,1,1]
[14,16.8,220,25,1,0.65,0.65,200,0,0.65,1,1]
[14,17,220,26,50,0.7,0.7,200,0,0.7,1,1]
[14,16.2,220,26,50,0.73,0.73,280,0,0.73,1,1]
[14,17.7,220,28,50,0.87,0.78,200,1,0.83,1.0481927710843375,0.93975903614457834]
[14,18,220,28,60,1.29,0.78,280,1,0.86,1.5,0.90697674418604657]
[14,20.100000000000001,220,30,50,0.86,0.77,120,1,0.86,1,0.89534883720930236]
[14,18.3,220,31,1,1,1,200,0,1,1,1]
[14,20.8,220,31,60,1.59,0.85,200,1,1,1.59,0.85]
[14,21.5,220,32,60,1.75,0.89,200,1,1.06,1.6509433962264151,0.83962264150943389]
[15,16.399999999999999,40,20,99,0.19,0.06,120,1,7.0000000000000007E-2,2.714285714285714,0.85714285714285698]
[15,15.2,40,21,60,0.08,0.08,280,0,{"$f":"IF(F23449/G23449=1,F23449,J23448)","v":0.08},1,1]
[15,15.3,40,22,60,0.09,0.09,280,0,0.09,1,1]
[15,17.3,40,23,99,0.32,0.1,120,1,0.1,3.1999999999999997,1]
[15,16.399999999999999,40,24,70,0.19,0.12,120,1,0.12,1.5833333333333335,1]
[15,16.7,40,25,70,0.23,0.13,120,1,0.13,1.7692307692307692,1]
[15,16.2,40,26,70,0.28000000000000003,0.14000000000000001,200,1,0.14000000000000001,2,1]
[15,16.399999999999999,40,27,70,0.32,0.15,200,1,0.16,2,0.9375]
[15,17,40,28,60,0.28000000000000003,0.16,120,1,0.17,1.6470588235294119,0.94117647058823528]
[15,16.8,40,28,99,0.59,0.16,280,1,0.17,3.4705882352941173,0.94117647058823528]
[15,17,40,29,99,0.65,0.17,280,1,0.18,3.6111111111111112,0.94444444444444453]
[15,17.899999999999999,40,31,60,0.4,0.2,120,1,0.21,1.9047619047619049,0.95238095238095244]
[15,20.8,40,32,99,0.81,0.2,120,1,0.22,3.6818181818181821,0.90909090909090917]
[15,16.899999999999999,60,20,99,0.27,0.09,120,1,0.1,2.7,0.89999999999999991]
[15,15.8,60,21,50,0.12,0.12,120,0,0.12,1,1]
[15,15.4,60,21,1,0.12,0.12,280,0,0.12,1,1]
[15,16.3,60,22,99,0.42,0.13,280,1,0.14000000000000001,2.9999999999999996,0.92857142857142849]
[15,16.3,60,24,1,0.18,0.18,120,0,0.18,1,1]
[15,16.399999999999999,60,25,1,0.19,0.19,120,0,0.19,1,1]
[15,16.5,60,26,1,0.21,0.21,120,0,0.21,1,1]
[15,16,60,27,1,0.23,0.23,200,0,0.23,1,1]
[15,16.100000000000001,60,27,50,0.25,0.23,200,1,0.23,1.0869565217391304,1]
[15,17.7,60,28,99,0.87,0.24,280,1,0.25,3.48,0.96]
[15,16.100000000000001,60,29,50,0.36,0.27,280,1,0.27,1.3333333333333333,1]
[15,17.2,60,31,1,0.31,0.31,120,0,0.31,1,1]
[15,17.3,60,31,70,0.74,0.3,280,1,0.31,2.3870967741935485,0.96774193548387089]
[15,15.9,80,20,50,0.13,0.13,120,0,0.13,1,1]
[15,15.6,80,20,50,0.13,0.13,200,0,0.13,1,1]
[15,15.5,80,21,60,0.15,0.15,280,0,0.15,1,1]
[15,15.8,80,22,60,0.18,0.18,200,0,0.18,1,1]
[15,15.6,80,23,60,0.2,0.2,280,0,0.2,1,1]
[15,15.8,80,24,60,0.26,0.23,280,1,0.23,1.1304347826086956,1]
[15,17.100000000000001,80,25,60,0.28999999999999998,0.24,120,1,0.25,1.1599999999999999,0.96]
[15,15.9,80,26,50,0.28000000000000003,0.28000000000000003,280,0,0.28000000000000003,1,1]
[15,18.899999999999999,80,27,70,0.55000000000000004,0.27,120,1,0.3,1.8333333333333335,0.90000000000000013]
[15,17.3,80,28,60,0.53,0.32,200,1,0.33,1.606060606060606,0.96969696969696972]
[15,16.100000000000001,80,29,1,0.36,0.36,280,0,0.36,1,1]
[15,17.399999999999999,80,29,70,0.78,0.34,280,1,0.36,2.166666666666667,0.94444444444444453]
[15,17.7,80,30,70,0.87,0.36,280,1,0.38,2.2894736842105261,0.94736842105263153]
[15,21.2,80,31,99,1.44,0.36,200,1,0.4,3.5999999999999996,0.89999999999999991]
[15,16.100000000000001,100,20,70,0.15,0.15,120,0,0.15,1,1]
[15,16.899999999999999,100,20,99,0.43,0.14000000000000001,200,1,0.16,2.6875,0.87500000000000011]
[15,19,100,22,99,0.55000000000000004,0.17,120,1,0.21,2.6190476190476195,0.80952380952380965]
[15,17.7,100,22,99,0.63,0.2,200,1,0.22,2.8636363636363638,0.90909090909090917]
[15,16.5,100,23,70,0.36,0.24,200,1,0.25,1.44,0.96]
[15,17.7,100,24,99,0.88,0.26,280,1,0.28000000000000003,3.1428571428571428,0.92857142857142849]
[15,18.100000000000001,100,25,99,0.99,0.28999999999999998,280,1,0.31,3.193548387096774,0.93548387096774188]
[15,17,100,26,60,0.46,0.33,200,1,0.34,1.3529411764705881,0.97058823529411764]
[15,16.600000000000001,100,27,1,0.38,0.38,200,0,0.38,1,1]
[15,16.7,100,28,1,0.41,0.41,200,0,0.41,1,1]
[15,17.3,100,29,50,0.54,0.42,200,1,0.44,1.2272727272727273,0.95454545454545447]
[15,16.399999999999999,100,30,1,0.47,0.47,280,0,0.47,1,1]
[15,16.5,100,31,1,0.5,0.5,280,0,0.5,1,1]
[15,18.399999999999999,100,32,50,0.79,0.5,200,1,0.52,1.5192307692307692,0.96153846153846145]
[15,16.3,120,20,50,0.18,0.18,120,0,0.18,1,1]
[15,16,120,21,1,0.22,0.22,200,0,0.22,1,1]
[15,16.100000000000001,120,22,50,0.26,0.26,200,0,0.26,1,1]
[15,16.3,120,23,50,0.28999999999999998,0.28999999999999998,200,0,0.28999999999999998,1,1]
[15,16.399999999999999,120,24,1,0.33,0.33,200,0,0.33,1,1]
[15,16.100000000000001,120,24,60,0.36,0.33,280,1,0.33,1.0909090909090908,1]
[15,16.399999999999999,120,25,60,0.46,0.36,280,1,0.37,1.2432432432432432,0.97297297297297292]
[15,23.2,120,27,99,1.1399999999999999,0.3,120,1,0.42,2.714285714285714,0.7142857142857143]
[15,19.399999999999999,120,28,60,0.62,0.41,120,1,0.46,1.3478260869565217,0.89130434782608692]
[15,20,120,29,60,0.7,0.43,120,1,0.49,1.4285714285714286,0.87755102040816324]
[15,22,120,30,70,0.98,0.43,120,1,0.53,1.8490566037735847,0.81132075471698106]
[15,20,120,30,70,1.1499999999999999,0.49,200,1,0.55000000000000004,2.0909090909090904,0.89090909090909087]
[15,23.5,120,32,70,1.18,0.48,120,1,0.59,2,0.81355932203389836]
[15,19.5,120,32,70,1.48,0.56999999999999995,280,1,0.62,2.3870967741935485,0.91935483870967738]
[15,15.7,140,20,70,0.21,0.21,280,0,0.21,1,1]
[15,17,140,22,60,0.28000000000000003,0.28000000000000003,120,0,0.28000000000000003,1,1]
[15,17.7,140,23,70,0.37,0.28999999999999998,120,1,0.32,1.15625,0.90624999999999989]
[15,16.899999999999999,140,23,70,0.45,0.32,200,1,0.33,1.3636363636363635,0.96969696969696972]
[15,17.8,140,25,50,0.4,0.4,120,0,{"$f":"IF(F24473/G24473=1,F24473,J24472)","v":0.4},1,1]
[15,20.2,140,25,99,1.2,0.34,200,1,0.42,2.8571428571428572,0.80952380952380965]
[15,17.600000000000001,140,26,70,0.83,0.44,280,1,0.46,1.8043478260869563,0.9565217391304347]
[15,18.7,140,28,1,0.52,0.52,120,0,0.52,1,1]
[15,20.399999999999999,140,28,99,1.77,0.47,280,1,0.55000000000000004,3.2181818181818178,0.85454545454545439]
[15,25.5,140,29,99,1.46,0.36,120,1,0.56000000000000005,2.6071428571428568,0.64285714285714279]
[15,21,140,29,99,1.95,0.5,280,1,0.59,3.3050847457627119,0.84745762711864414]
[15,24.2,140,31,99,2.15,0.51,200,1,0.66,3.2575757575757573,0.77272727272727271]
[15,22.1,140,31,99,2.31,0.56999999999999995,280,1,0.67,3.4477611940298507,0.85074626865671632]
[15,15.7,160,20,1,0.24,0.24,280,0,0.24,1,1]
[15,16.899999999999999,160,21,1,0.27,0.27,120,0,0.27,1,1]
[15,15.9,160,21,70,0.28999999999999998,0.28999999999999998,280,0,0.28999999999999998,1,1]
[15,17.5,160,23,50,0.35,0.35,120,0,0.35,1,1]
[15,16.8,160,24,1,0.42,0.42,200,0,0.42,1,1]
[15,16.399999999999999,160,24,60,0.45,0.42,280,1,0.43,1.0465116279069768,0.97674418604651159]
[15,16.5,160,25,50,0.47,0.47,280,0,0.47,1,1]
[15,16.600000000000001,160,26,50,0.52,0.52,280,0,0.52,1,1]
[15,16.7,160,27,50,0.56000000000000005,0.56000000000000005,280,0,0.56000000000000005,1,1]
[15,19.3,160,29,50,0.61,0.59,120,1,0.61,1,0.96721311475409832]
[15,17.5,160,29,50,0.8,0.64,280,1,0.66,1.2121212121212122,0.96969696969696972]
[15,19.8,160,30,60,1.1100000000000001,0.62,200,1,0.69,1.6086956521739133,0.89855072463768126]
[15,20.3,160,31,60,1.24,0.66,200,1,0.74,1.6756756756756757,0.891891891891892]
[15,17.5,160,32,1,0.8,0.8,280,0,0.8,1,1]
[15,15.8,180,20,60,0.26,0.26,280,0,0.26,1,1]
[15,16,180,21,60,0.32,0.32,280,0,0.32,1,1]
[15,18.899999999999999,180,22,99,0.91,0.28000000000000003,200,1,0.36,2.5277777777777781,0.7777777777777779]
[15,17.899999999999999,180,23,70,0.41,0.34,120,1,0.38,1.0789473684210527,0.89473684210526316]
[15,18.600000000000001,180,24,70,0.5,0.38,120,1,0.43,1.1627906976744187,0.88372093023255816]
[15,20.9,180,25,99,1.38,0.39,200,1,0.51,2.7058823529411762,0.76470588235294124]
[15,18.899999999999999,180,26,70,0.9,0.5,200,1,0.56000000000000005,1.607142857142857,0.89285714285714279]
[15,19.399999999999999,180,27,70,1.03,0.54,200,1,0.61,1.6885245901639345,0.88524590163934436]
[15,20,180,28,70,1.17,0.56999999999999995,200,1,0.66,1.7727272727272725,0.86363636363636354]
[15,21.4,180,28,99,2.09,0.55000000000000004,280,1,{"$f":"IF(F24921/G24921=1,F24921,J24920)","v":0.68},3.0735294117647056,0.80882352941176472]
[15,20.100000000000001,180,30,60,1.18,0.68,200,1,0.76,1.5526315789473684,0.89473684210526316]
[15,28.3,180,31,99,1.86,0.41,120,1,0.76,2.4473684210526319,0.53947368421052633]
[15,29.4,180,32,99,2,0.42,120,1,0.8,2.5,0.52499999999999991]
[15,16.2,200,20,60,0.28000000000000003,0.28000000000000003,200,0,0.28000000000000003,1,1]
[15,15.9,200,20,1,0.28999999999999998,0.28999999999999998,280,0,0.28999999999999998,1,1]
[15,16.100000000000001,200,21,1,0.35,0.35,280,0,0.35,1,1]
[15,16.899999999999999,200,23,50,0.44,0.44,200,0,0.44,1,1]
[15,18.3,200,24,1,0.46,0.46,120,0,0.46,1,1]
[15,22.9,200,25,99,1.1000000000000001,0.3,120,1,0.51,2.1568627450980395,0.58823529411764708]
[15,17.600000000000001,200,26,1,0.61,0.61,200,0,0.61,1,1]
[15,17.600000000000001,200,26,50,0.6,0.6,200,0,0.6,1,1]
[15,17.899999999999999,200,27,1,0.66,0.66,200,0,0.66,1,1]
[15,17.399999999999999,200,28,50,0.79,0.71,280,1,{"$f":"IF(F25113/G25113=1,F25113,J25112)","v":0.74},1.0675675675675675,0.95945945945945943]
[15,17.8,200,29,50,0.92,0.75,280,1,0.79,1.1645569620253164,0.94936708860759489]
[15,27.6,200,30,99,1.76,0.4,120,1,0.76,2.3157894736842106,0.52631578947368418]
[15,21.7,200,32,50,0.93,0.76,120,1,0.86,1.0813953488372094,0.88372093023255816]
[15,20.2,200,32,50,1.21,0.84,200,1,0.93,1.3010752688172043,0.90322580645161277]
[15,16.899999999999999,220,20,70,0.27,0.27,120,0,0.27,1,1]
[15,16.5,220,21,60,0.36,0.36,200,0,0.36,1,1]
[15,16.3,220,22,50,0.43,0.43,280,0,0.43,1,1]
[15,18.100000000000001,220,23,60,0.43,0.43,120,0,0.43,1,1]
[15,18.5,220,24,60,0.49,0.49,120,0,0.49,1,{"$f":"G25239/J25239","v":1}]
[15,18.899999999999999,220,25,60,0.54,0.54,120,0,0.54,1,1]
[15,20.3,220,26,70,0.74,0.49,120,1,0.59,1.2542372881355932,0.83050847457627119]
[15,18.8,220,27,60,0.88,0.65,200,1,0.7,1.2571428571428573,0.92857142857142871]
[15,20,220,28,50,0.7,0.7,120,0,0.7,1,1]
[15,21.2,220,29,70,1.44,0.68,200,1,0.83,1.7349397590361446,0.81927710843373502]
[15,20,220,29,70,1.63,0.74,280,1,0.85,1.9176470588235293,0.87058823529411766]
[15,21.2,220,31,1,0.86,0.86,120,0,0.86,1,1]
[15,25.3,220,32,70,1.43,0.65,120,1,0.92,1.5543478260869563,0.70652173913043481]
[16,16.399999999999999,40,20,70,0.05,0.05,120,0,0.05,1,1]
[16,16.5,40,20,99,0.16,0.05,280,1,0.05,3.1999999999999997,1]
[16,16.899999999999999,40,21,99,0.2,0.06,200,1,7.0000000000000007E-2,2.8571428571428572,0.85714285714285698]
[16,17.100000000000001,40,22,99,0.25,0.08,200,1,0.08,3.125,1]
[16,16.399999999999999,40,23,70,0.12,0.09,280,{"$f":"IF(F25430<>G25430,1,0)","v":1},0.09,{"$f":"F25430/J25430","v":1.3333333333333333},1]
[16,17.100000000000001,40,24,99,0.34,0.1,280,1,0.1,3.4,1]
[16,16.600000000000001,40,25,70,0.2,0.12,280,1,0.12,1.6666666666666667,1]
[16,16.600000000000001,40,26,1,0.13,0.13,200,0,0.13,1,1]
[16,16.600000000000001,40,27,1,0.14000000000000001,0.14000000000000001,200,0,0.14000000000000001,1,1]
[16,16.8,40,28,60,0.25,0.15,280,1,0.16,1.5625,0.9375]
[16,16.5,40,29,1,0.17,0.17,280,0,0.17,1,1]
[16,16.600000000000001,40,30,1,0.18,0.18,280,0,0.18,1,1]
[16,17.100000000000001,40,31,60,0.37,0.19,280,1,0.19,1.9473684210526316,1]
[16,18.2,40,32,50,0.31,0.2,120,1,0.21,1.4761904761904763,0.95238095238095244]
[16,16.600000000000001,60,20,50,0.08,0.08,120,0,0.08,1,1]
[16,16.3,60,21,50,0.1,0.1,280,0,0.1,1,1]
[16,16.5,60,22,50,0.12,0.12,200,0,0.12,1,1]
[16,16.399999999999999,60,23,1,0.14000000000000001,0.14000000000000001,280,{"$f":"IF(F25622<>G25622,1,0)","v":0},0.14000000000000001,{"$f":"F25622/J25622","v":1},1]
[16,16.399999999999999,60,23,60,0.14000000000000001,0.14000000000000001,280,0,0.14000000000000001,1,1]
[16,16.5,60,24,60,0.15,0.15,280,0,0.15,1,1]
[16,16.5,60,25,1,0.18,0.18,280,0,0.18,1,1]
[16,18.100000000000001,60,27,60,0.28999999999999998,0.2,120,1,0.21,1.3809523809523809,0.95238095238095244]
[16,18.5,60,28,60,0.34,0.22,120,1,{"$f":"IF(F25689/G25689=1,F25689,J25688)","v":0.23},1.4782608695652175,0.9565217391304347]
[16,19.5,60,28,99,0.81,0.22,200,1,0.23,3.5217391304347827,0.9565217391304347]
[16,18.3,60,29,70,0.54,0.24,200,1,0.25,2.16,0.96]
[16,17.5,60,30,60,0.49,0.26,280,1,0.27,1.8148148148148147,0.96296296296296291]
[16,18.899999999999999,60,31,70,0.68,0.28000000000000003,200,1,0.28999999999999998,2.3448275862068968,0.9655172413793105]
[16,18.3,60,32,70,0.76,0.3,280,1,0.31,2.4516129032258065,0.96774193548387089]
[16,16.899999999999999,80,21,60,0.13,0.13,120,0,0.13,1,1]
[16,16.600000000000001,80,21,60,0.13,0.13,200,0,0.13,1,1]
[16,19,80,22,99,0.42,0.13,120,1,0.15,2.8,0.8666666666666667]
[16,16.8,80,23,60,0.18,0.18,200,{"$f":"IF(F25814<>G25814,1,0)","v":0},0.18,{"$f":"F25814/J25814","v":1},1]
[16,18.7,80,24,99,0.64,0.19,200,1,0.2,3.1999999999999997,0.95]
[16,17.2,80,25,70,0.38,0.23,280,1,0.23,1.6521739130434783,1]
[16,17.100000000000001,80,26,50,0.25,0.25,200,0,0.25,1,1]
[16,18.899999999999999,80,27,99,0.95,0.26,280,1,{"$f":"IF(F25881/G25881=1,F25881,J25880)","v":0.28000000000000003},3.3928571428571423,0.92857142857142849]
[16,22.8,80,28,99,0.94,0.25,120,1,0.3,3.1333333333333333,0.83333333333333337]
[16,17.399999999999999,80,29,1,0.33,0.33,200,0,0.33,1,1]
[16,17.5,80,30,1,0.35,0.35,200,0,0.35,1,1]
[16,21.9,80,31,99,1.37,0.34,200,1,0.38,3.6052631578947372,0.89473684210526316]
[16,25.7,80,32,99,1.35,0.32,120,1,0.4,3.375,0.79999999999999993]
[16,16.899999999999999,100,20,1,0.12,0.12,120,0,0.12,1,1]
[16,18.8,100,21,99,0.39,0.13,120,1,0.15,2.6,0.8666666666666667]
[16,17.3,100,22,50,0.18,0.18,120,0,0.18,1,1]
[16,17,100,23,1,0.22,0.22,200,0,0.22,1,{"$f":"G26007/J26007","v":1}]
[16,18.3,100,24,70,0.31,0.23,120,1,0.24,1.2916666666666667,0.95833333333333337]
[16,16.8,100,24,50,0.25,0.25,280,0,0.25,1,1]
[16,16.899999999999999,100,25,50,0.28000000000000003,0.28000000000000003,280,0,0.28000000000000003,1,1]
[16,18.899999999999999,100,27,60,0.41,0.31,120,1,0.33,1.2424242424242422,0.93939393939393934]
[16,18.600000000000001,100,28,50,0.36,0.36,120,0,0.36,1,1]
[16,18.899999999999999,100,29,50,0.4,0.37,120,1,0.39,1.0256410256410258,0.94871794871794868]
[16,19.399999999999999,100,30,50,0.48,0.4,120,1,0.42,1.1428571428571428,0.95238095238095244]
[16,19.2,100,30,60,0.73,0.41,200,1,0.43,1.6976744186046511,0.95348837209302317]
[16,20.5,100,32,50,0.63,0.44,120,1,0.48,1.3125,0.91666666666666674]
[16,19,100,32,60,0.97,0.47,280,1,0.5,1.94,0.94]
[16,16.5,120,20,60,0.15,0.15,280,0,0.15,1,1]
[16,17.5,120,22,1,0.21,0.21,120,0,0.21,1,1]
[16,17.5,120,22,70,0.21,0.21,120,0,0.21,1,1]
[16,17.899999999999999,120,23,70,0.26,0.23,120,1,0.25,1.04,0.92]
[16,18.8,120,24,99,0.91,0.27,280,1,0.3,3.0333333333333337,0.90000000000000013]
[16,18.2,120,25,70,0.51,0.31,200,1,0.33,1.5454545454545454,0.93939393939393934]
[16,18.600000000000001,120,26,70,0.61,0.34,200,1,0.36,1.6944444444444444,0.94444444444444453]
[16,19.600000000000001,120,26,99,1.19,0.33,280,1,0.37,3.2162162162162162,0.891891891891892]
[16,20.100000000000001,120,27,99,1.33,0.36,280,1,0.4,3.3250000000000002,0.89999999999999991]
[16,20.6,120,28,99,1.48,0.39,280,1,0.44,3.3636363636363638,0.88636363636363635]
[16,19.100000000000001,120,29,70,0.99,0.45,280,1,0.48,2.0625,0.93750000000000011]
[16,27,120,31,99,1.54,0.35,120,1,0.53,2.9056603773584904,0.660377358490566]
[16,19.8,120,31,70,1.24,0.51,280,1,0.55000000000000004,2.2545454545454544,0.92727272727272725]
[16,17.8,120,32,1,0.59,0.59,280,0,0.59,1,1]
[16,16.5,140,20,1,0.17,0.17,280,0,0.17,1,1]
[16,16.7,140,21,60,0.21,0.21,280,0,0.21,1,1]
[16,18,140,23,1,0.28000000000000003,0.28000000000000003,120,0,0.28000000000000003,1,1]
[16,18.3,140,24,1,0.32,0.32,120,0,0.32,1,1]
[16,17,140,24,50,0.34,0.34,280,0,0.34,1,1]
[16,17.600000000000001,140,25,50,0.37,0.37,200,0,0.37,1,1]
[16,17.3,140,26,1,0.43,0.43,280,0,0.43,1,1]
[16,17.399999999999999,140,27,1,0.47,0.47,280,0,0.47,1,1]
[16,17.5,140,28,50,0.5,0.5,280,0,0.5,1,1]
[16,17.7,140,29,1,0.55000000000000004,0.55000000000000004,280,0,0.55000000000000004,1,1]
[16,20.6,140,31,50,0.65,0.54,120,1,0.59,1.1016949152542375,0.91525423728813571]
[16,19.399999999999999,140,31,50,0.79,0.57999999999999996,200,{"$f":"IF(F26518<>G26518,1,0)","v":1},0.62,{"$f":"F26518/J26518","v":1.2741935483870968},0.93548387096774188]
[16,25.5,140,32,99,2.21,0.51,200,1,0.66,3.3484848484848482,0.77272727272727271]
[16,16.8,160,20,60,0.19,0.19,200,0,0.19,1,1]
[16,16.7,160,21,50,0.24,0.24,280,0,0.24,1,1]
[16,17.2,160,22,70,0.28000000000000003,0.28000000000000003,200,0,0.28000000000000003,1,1]
[16,17,160,23,60,0.33,0.33,280,0,0.33,1,1]
[16,18.5,160,24,60,0.35,0.35,120,0,0.35,1,1]
[16,17.8,160,25,60,0.42,0.42,200,0,0.42,1,1]
[16,18.2,160,26,60,0.52,0.44,200,1,0.46,1.1304347826086956,0.9565217391304347]
[16,18.7,160,27,60,0.63,0.48,200,1,0.51,1.2352941176470589,0.94117647058823528]
[16,18.399999999999999,160,28,50,0.55000000000000004,0.55000000000000004,200,0,0.55000000000000004,1,1]
[16,19.3,160,28,70,1.07,0.52,280,1,0.56000000000000005,1.9107142857142856,0.92857142857142849]
[16,19.2,160,30,50,0.73,0.61,200,1,0.65,1.1230769230769231,0.93846153846153846]
[16,22.8,160,30,99,2.2000000000000002,0.54,280,1,0.66,3.3333333333333335,0.81818181818181823]
[16,24.8,160,32,70,1.22,0.53,120,1,0.7,1.7428571428571429,0.75714285714285723]
[16,16.899999999999999,180,20,1,0.21,0.21,200,0,0.21,1,1]
[16,18.2,180,20,99,0.5,0.17,200,1,0.21,2.3809523809523809,0.80952380952380965]
[16,18.8,180,21,99,0.64,0.2,200,1,0.26,2.4615384615384617,0.76923076923076927]
[16,21.2,180,23,99,0.73,0.21,120,1,0.33,2.2121212121212119,0.63636363636363635]
[16,19.2,180,23,99,1.04,0.31,280,1,0.37,2.810810810810811,0.83783783783783783]
[16,19.7,180,24,99,1.21,0.35,280,1,0.42,2.8809523809523809,0.83333333333333326]
[16,22.9,180,25,99,0.96,0.26,120,1,0.43,2.2325581395348837,0.60465116279069775]
[16,18.2,180,26,1,0.51,0.51,200,0,0.51,1,1]
[16,21.1,180,27,70,0.71,0.43,120,1,0.52,1.3653846153846152,0.82692307692307687]
[16,17.899999999999999,180,28,1,0.63,0.63,280,0,0.63,1,1]
[16,18.100000000000001,180,29,1,0.68,0.68,280,0,0.68,1,1]
[16,21.9,180,30,60,0.82,0.56000000000000005,120,1,0.66,1.2424242424242422,0.84848484848484851]
[16,21.1,180,31,50,0.7,0.64,120,1,0.71,0.9859154929577465,{"$f":"G26903/J26903","v":0.90140845070422537}]
[16,21.7,180,32,50,0.8,0.67,120,1,0.76,1.0526315789473684,0.88157894736842113]
[16,17.5,200,20,60,0.21,0.21,120,0,0.21,1,1]
[16,17.2,200,21,50,0.28000000000000003,0.28000000000000003,200,0,0.28000000000000003,1,1]
[16,17.399999999999999,200,22,50,0.33,0.33,200,0,0.33,1,1]
[16,18.600000000000001,200,23,50,0.36,0.36,120,0,0.36,1,1]
[16,17.2,200,23,60,0.4,0.4,280,0,0.4,1,1]
[16,19.3,200,25,50,0.46,0.46,120,0,0.46,1,1]
[16,19.7,200,26,1,0.51,0.51,120,0,0.51,1,1]
[16,19.899999999999999,200,27,60,0.54,0.51,120,1,0.56000000000000005,0.9642857142857143,0.9107142857142857]
[16,20.399999999999999,200,28,1,0.61,0.61,120,0,0.61,1,1]
[16,20.7,200,28,70,1.1000000000000001,0.56999999999999995,200,1,0.65,1.6923076923076923,0.87692307692307681]
[16,21.4,200,29,70,1.25,0.61,200,1,0.71,1.7605633802816902,0.85915492957746487]
[16,23.8,200,30,99,2.52,0.61,280,1,0.79,3.1898734177215187,0.77215189873417711]
[16,21.4,200,31,70,1.76,0.73,280,1,0.85,2.0705882352941178,0.85882352941176465]
[16,17.600000000000001,220,20,60,0.22,0.22,120,0,0.22,1,1]
[16,16.8,220,20,70,0.25,0.25,280,0,0.25,1,1]
[16,19.8,220,21,99,0.53,0.17,120,1,0.27,1.962962962962963,0.62962962962962965]
[16,17.5,220,22,70,0.36,0.36,200,0,0.36,1,1]
[16,17.3,220,23,60,0.43,0.43,280,0,0.43,1,1]
[16,21.1,220,24,99,1.19,0.34,200,1,0.47,2.5319148936170213,0.72340425531914898]
[16,17.7,220,25,60,0.55000000000000004,0.55000000000000004,280,0,0.55000000000000004,1,1]
[16,21.4,220,26,99,1.76,0.48,280,1,0.61,2.8852459016393444,0.78688524590163933]
[16,25.1,220,27,99,1.27,0.32,120,1,0.59,2.152542372881356,0.5423728813559322]
[16,18.2,220,28,50,0.72,0.72,280,0,0.72,1,1]
[16,19.3,220,29,1,0.77,0.77,200,0,0.77,1,1]
[16,26,220,30,99,2.3199999999999998,0.54,200,{"$f":"IF(F27286<>G27286,1,0)","v":1},0.83,{"$f":"F27286/J27286","v":2.7951807228915664},0.65060240963855431]
[16,18.8,220,31,1,0.91,0.91,280,0,0.91,1,1]
[16,22.2,220,32,1,0.86,0.86,120,0,0.86,1,1]
[17,17.3,40,20,1,0.04,0.04,120,0,0.04,1,1]
[17,17.7,40,21,99,0.16,0.05,200,1,0.05,3.1999999999999997,1]
[17,17.3,40,22,1,7.0000000000000007E-2,7.0000000000000007E-2,200,0,7.0000000000000007E-2,1,1]
[17,17.899999999999999,40,22,99,0.21,0.06,200,1,7.0000000000000007E-2,2.9999999999999996,0.85714285714285698]
[17,17.399999999999999,40,24,50,0.09,0.09,200,0,0.09,1,1]
[17,17.3,40,24,50,0.09,0.09,280,0,0.09,1,1]
[17,17.7,40,25,70,0.16,0.1,200,1,0.1,1.5999999999999999,1]
[17,17.899999999999999,40,27,50,0.13,0.13,120,0,0.13,1,1]
[17,18,40,28,50,0.14000000000000001,0.14000000000000001,120,0,0.14000000000000001,1,1]
[17,17.899999999999999,40,28,60,0.21,0.14000000000000001,200,1,0.14000000000000001,1.4999999999999998,1]
[17,18.100000000000001,40,29,60,0.25,0.15,200,1,0.16,1.5625,0.9375]
[17,18.3,40,30,60,0.28999999999999998,0.16,200,1,0.17,1.7058823529411762,{"$f":"G27479/J27479","v":0.94117647058823528}]
[17,18,40,31,50,0.24,0.18,200,1,0.18,1.3333333333333333,1]
[17,18.2,40,32,60,0.38,0.19,280,1,0.19,2,1]
[17,17.2,60,20,60,0.06,0.06,280,0,0.06,1,1]
[17,17.3,60,21,50,0.08,0.08,200,0,0.08,1,1]
[17,17.7,60,22,70,0.1,0.1,120,0,0.1,1,1]
[17,17.5,60,23,1,0.12,0.12,200,0,0.12,1,1]
[17,17.8,60,24,70,0.18,0.13,200,1,0.14000000000000001,1.2857142857142856,0.92857142857142849]
[17,18,60,25,70,0.24,0.15,200,1,0.15,1.6,1]
[17,17.8,60,26,1,0.18,0.18,200,0,0.18,1,1]
[17,18.8,60,26,99,0.6,0.17,280,1,0.17,3.5294117647058818,1]
[17,19.100000000000001,60,27,99,0.68,0.19,280,1,0.19,3.5789473684210527,1]
[17,22.7,60,29,99,0.79,0.2,120,1,0.23,3.4347826086956523,0.86956521739130432]
[17,23.3,60,30,99,0.88,0.22,120,1,0.25,3.52,{"$f":"G27671/J27671","v":0.88}]
[17,23.9,60,31,99,0.96,0.23,120,1,0.27,3.5555555555555554,0.85185185185185186]
[17,21.7,60,32,70,0.66,0.26,120,1,0.28999999999999998,2.2758620689655173,0.89655172413793116]
[17,17.899999999999999,60,32,1,0.28999999999999998,0.28999999999999998,280,0,0.28999999999999998,1,1]
[17,17.7,80,21,70,0.1,0.1,120,0,0.1,1,1]
[17,17.899999999999999,80,22,1,0.13,0.13,120,0,0.13,1,1]
[17,18.100000000000001,80,23,1,0.15,0.15,120,0,0.15,1,1]
[17,18.3,80,24,60,0.17,0.17,120,0,0.17,1,1]
[17,17.8,80,24,50,0.18,0.18,200,0,0.18,1,1]
[17,17.600000000000001,80,25,1,0.21,0.21,280,0,0.21,1,1]
[17,18.8,80,27,50,0.25,0.25,120,0,0.25,1,1]
[17,17.8,80,27,50,0.25,0.25,280,0,0.25,1,1]
[17,19.2,80,29,1,0.3,0.3,120,0,0.3,1,1]
[17,19.3,80,30,1,0.32,0.32,120,{"$f":"IF(F27862<>G27862,1,0)","v":0},0.32,{"$f":"F27862/J27862","v":1},1]
[17,20.6,80,30,60,0.5,0.3,120,1,0.32,1.5625,0.9375]
[17,19,80,31,50,0.45,0.34,200,1,0.35,1.2857142857142858,0.97142857142857153]
[17,21.5,80,32,99,1.45,0.35,280,1,0.38,3.8157894736842102,0.92105263157894735]
[17,17.3,100,20,50,0.1,0.1,280,0,0.1,1,1]
[17,17.8,100,20,99,0.28000000000000003,0.09,280,1,0.1,2.8000000000000003,0.89999999999999991]
[17,17.5,100,22,60,0.16,0.16,280,0,0.16,1,1]
[17,18.3,100,23,60,0.18,0.18,120,0,0.18,1,1]
[17,17.600000000000001,100,23,70,0.19,0.19,280,0,0.19,1,1]
[17,19.3,100,25,70,0.32,0.23,120,1,0.24,1.3333333333333335,0.95833333333333337]
[17,18.3,100,26,60,0.3,0.27,200,1,0.28000000000000003,1.0714285714285714,0.9642857142857143]
[17,18,100,26,60,0.31,0.28000000000000003,280,1,0.28000000000000003,1.107142857142857,1]
[17,18.7,100,27,70,0.56999999999999995,0.3,280,1,0.31,1.8387096774193548,0.96774193548387089]
[17,19.100000000000001,100,28,70,0.67,0.33,280,1,0.34,1.9705882352941175,0.97058823529411764]
[17,18.2,100,29,50,0.39,0.37,280,1,0.38,1.0263157894736843,0.97368421052631582]
[17,22.9,100,31,70,0.83,0.36,120,1,0.42,1.9761904761904763,0.8571428571428571]
[17,18.7,100,31,50,0.56000000000000005,0.42,280,1,0.44,1.2727272727272729,0.95454545454545447]
[17,24.3,100,32,99,1.68,0.39,200,1,0.46,3.652173913043478,0.84782608695652173]
[17,18.3,120,20,99,0.3,0.1,200,1,0.11,2.7272727272727271,0.90909090909090917]
[17,17.5,120,21,1,0.15,0.15,280,0,0.15,1,1]
[17,18.7,120,22,99,0.55000000000000004,0.17,280,1,0.19,2.8947368421052633,0.89473684210526316]
[17,19.100000000000001,120,23,99,0.68,0.2,280,1,0.22,3.0909090909090913,0.90909090909090917]
[17,20.3,120,24,99,0.76,0.22,200,1,0.26,2.9230769230769229,0.84615384615384615]
[17,18.3,120,25,1,0.3,0.3,200,{"$f":"IF(F28182<>G28182,1,0)","v":0},0.3,{"$f":"F28182/J28182","v":1},1]
[17,18.399999999999999,120,26,1,0.33,0.33,200,0,0.33,1,1]
[17,22,120,27,99,1.1499999999999999,0.31,200,1,0.36,3.1944444444444442,0.86111111111111116]
[17,18.3,120,28,1,0.41,0.41,280,0,0.41,1,1]
[17,18.399999999999999,120,29,1,0.44,0.44,280,0,0.44,1,{"$f":"G28247/J28247","v":1}]
[17,21.1,120,30,70,0.96,0.43,200,1,0.47,2.0425531914893615,0.91489361702127658]
[17,20.7,120,31,50,0.52,0.45,120,1,0.49,1.0612244897959184,0.91836734693877553]
[17,21.1,120,32,60,0.96,0.5,200,1,0.54,1.7777777777777777,0.92592592592592582]
[17,17.5,140,20,50,0.13,0.13,200,0,0.13,1,1]
[17,17.7,140,21,50,0.17,0.17,200,0,0.17,1,1]
[17,17.899999999999999,140,22,60,0.21,0.21,200,0,0.21,1,1]
[17,17.7,140,22,60,0.21,0.21,280,0,0.21,1,1]
[17,17.8,140,23,60,0.25,0.25,280,0,0.25,1,1]
[17,18.399999999999999,140,25,50,0.33,0.33,200,0,0.33,1,1]
[17,19.600000000000001,140,26,60,0.36,0.36,120,0,0.36,1,1]
[17,18.8,140,27,50,0.41,0.41,200,0,0.41,1,1]
[17,19,140,28,1,0.46,0.46,200,0,0.46,1,1]
[17,20.5,140,28,70,0.8,0.41,200,1,0.45,1.7777777777777779,0.91111111111111098]
[17,19.3,140,30,1,0.54,0.54,200,0,0.54,1,1]
[17,20.5,140,30,70,1.1399999999999999,0.5,280,1,0.55000000000000004,2.0727272727272723,0.90909090909090906]
[17,20.9,140,31,70,1.28,0.54,280,1,0.59,2.1694915254237288,0.91525423728813571]
[17,28.9,140,32,99,1.66,0.36,120,1,0.59,2.8135593220338984,0.61016949152542377]
[17,19,160,20,99,0.28000000000000003,0.09,120,1,0.13,2.1538461538461542,0.69230769230769229]
[17,17.8,160,21,70,0.19,0.19,200,0,0.19,1,1]
[17,18.600000000000001,160,22,70,0.22,0.22,120,0,0.22,1,1]
[17,20.3,160,23,99,0.76,0.23,200,1,0.28000000000000003,2.714285714285714,0.8214285714285714]
[17,18.2,160,24,70,0.4,0.32,280,1,0.33,1.2121212121212122,0.96969696969696972]
[17,19.5,160,25,60,0.35,0.35,120,0,{"$f":"IF(F28569/G28569=1,F28569,J28568)","v":0.35},1,1]
[17,23.8,160,26,99,0.95,0.25,120,1,0.39,2.4358974358974357,0.64102564102564097]
[17,20.100000000000001,160,27,60,0.43,0.43,120,0,0.43,1,1]
[17,19.2,160,28,1,0.51,0.51,200,0,0.51,1,1]
[17,24.3,160,29,99,1.71,0.42,200,1,0.55000000000000004,3.1090909090909089,0.76363636363636356]
[17,21,160,30,50,0.56000000000000005,0.56000000000000005,120,0,0.56000000000000005,1,1]
[17,19,160,31,1,0.66,0.66,280,0,0.66,1,1]
[17,21.7,160,32,1,0.65,0.65,120,0,0.65,1,1]
[17,18,180,20,1,0.14000000000000001,0.14000000000000001,120,0,0.14000000000000001,1,1]
[17,17.899999999999999,180,21,1,0.21,0.21,200,0,0.21,1,1]
[17,18.100000000000001,180,22,1,0.26,0.26,200,0,0.26,1,1]
[17,19.2,180,22,99,0.73,0.22,280,1,0.26,2.8076923076923075,0.84615384615384615]
[17,18,180,23,50,0.31,0.31,280,0,0.31,1,1]
[17,18.100000000000001,180,24,50,0.37,0.37,280,{"$f":"IF(F28758<>G28758,1,0)","v":0},0.37,{"$f":"F28758/J28758","v":1},1]
[17,18.8,180,25,70,0.56999999999999995,0.4,280,1,0.42,1.357142857142857,0.95238095238095244]
[17,20.399999999999999,180,27,50,0.47,0.47,120,0,0.47,1,1]
[17,19.7,180,27,70,0.87,0.48,280,1,0.52,1.6730769230769229,0.92307692307692302]
[17,19.899999999999999,180,28,60,0.67,0.52,200,1,0.55000000000000004,1.2181818181818183,0.94545454545454544]
[17,20.399999999999999,180,29,60,0.8,0.56000000000000005,200,1,0.6,1.3333333333333335,0.93333333333333346]
[17,20.2,180,30,60,1.03,0.63,280,1,0.68,1.5147058823529411,0.92647058823529405]
[17,20.6,180,31,60,1.19,0.67,280,1,0.73,1.6301369863013699,0.91780821917808231]
[17,21.1,180,32,60,1.34,0.71,280,1,0.78,1.7179487179487181,0.91025641025641013]
[17,17.5,200,20,60,0.17,0.17,280,0,0.17,1,1]
[17,18.5,200,21,70,0.2,0.2,120,0,0.2,1,1]
[17,18.8,200,22,70,0.26,0.26,120,0,0.26,1,1]
[17,18,200,23,50,0.34,0.34,280,0,0.34,1,1]
[17,18.8,200,24,70,0.41,0.37,200,{"$f":"IF(F28950<>G28950,1,0)","v":1},0.39,{"$f":"F28950/J28950","v":1.0512820512820511},0.94871794871794868]
[17,18.399999999999999,200,25,1,0.46,0.46,280,0,0.46,1,1]
[17,21.1,200,25,99,1.32,0.37,280,1,0.45,2.9333333333333336,0.82222222222222219]
[17,21.7,200,26,99,1.52,0.41,280,1,0.51,2.9803921568627452,0.8039215686274509]
[17,18.899999999999999,200,28,1,0.62,0.62,280,0,0.62,1,1]
[17,27.1,200,29,99,1.4,0.32,120,1,0.61,2.2950819672131146,0.52459016393442626]
[17,28,200,30,99,1.54,0.34,120,1,0.66,2.3333333333333335,0.51515151515151514]
[17,26,200,30,99,2.09,0.49,200,1,0.71,2.943661971830986,0.6901408450704225]
[17,19.399999999999999,200,31,1,0.79,0.79,280,0,0.79,1,1]
[17,25.7,200,32,99,2.84,0.63,280,1,0.84,3.3809523809523809,0.75]
[17,17.8,220,20,70,0.18,0.18,200,0,0.18,1,1]
[17,19,220,22,1,0.27,0.27,120,0,0.27,1,1]
[17,21.7,220,23,99,0.66,0.19,120,1,0.33,2,0.57575757575757569]
[17,18.5,220,23,60,0.36,0.36,200,0,0.36,1,1]
[17,18.8,220,24,50,0.41,0.41,200,0,0.41,1,{"$f":"G29143/J29143","v":1}]
[17,19,220,25,60,0.47,0.47,200,0,0.47,1,1]
[17,18.7,220,26,50,0.55000000000000004,0.55000000000000004,280,0,0.55000000000000004,1,1]
[17,21.3,220,28,1,0.6,0.6,120,0,0.6,1,1]
[17,19.8,220,28,50,0.64,0.64,200,0,0.64,1,1]
[17,21.7,220,29,60,0.65,0.57999999999999996,120,1,0.64,1.015625,0.90624999999999989]
[17,20.3,220,30,50,0.76,0.76,200,0,0.76,1,1]
[17,20.6,220,31,1,0.82,0.82,200,0,0.82,1,1]
[17,22.7,220,32,60,1.32,0.76,200,1,0.88,1.5,0.86363636363636365]
[18,18.100000000000001,40,20,50,0.03,0.03,280,0,0.03,1,1]
[18,18.899999999999999,40,21,99,0.12,0.04,120,1,0.04,3,1]
[18,18.399999999999999,40,22,60,0.05,0.05,120,0,0.05,1,1]
[18,19.5,40,23,99,0.21,0.06,120,1,0.06,3.5,1]
[18,18.600000000000001,40,24,70,0.08,0.08,120,0,0.08,1,{"$f":"G29335/J29335","v":1}]
[18,18.399999999999999,40,25,60,0.09,0.09,200,0,0.09,1,1]
[18,19.2,40,26,70,0.16,0.1,120,1,0.1,1.5999999999999999,1]
[18,18.5,40,26,70,0.16,0.1,280,1,0.1,1.5999999999999999,1]
[18,18.600000000000001,40,27,70,0.21,0.12,280,1,0.12,1.75,1]
[18,19.5,40,29,60,0.21,0.14000000000000001,120,1,0.14000000000000001,1.4999999999999998,1]
[18,20.399999999999999,40,30,70,0.33,0.15,120,1,0.16,2.0625,0.9375]
[18,20.7,40,31,70,0.38,0.16,120,1,0.17,2.2352941176470589,0.94117647058823528]
[18,19.7,40,32,50,0.24,0.17,120,1,0.18,1.3333333333333333,0.94444444444444453]
[18,21.1,40,32,99,0.72,0.17,200,1,0.18,4,0.94444444444444453]
[18,18.5,60,20,99,0.12,0.04,200,1,0.04,3,1]
[18,18.600000000000001,60,22,50,0.08,0.08,120,0,0.08,1,1]
[18,18.8,60,22,99,0.25,0.08,280,1,0.08,3.125,1]
[18,18.8,60,24,1,0.12,0.12,120,0,0.12,1,{"$f":"G29527/J29527","v":1}]
[18,18.5,60,24,1,0.12,0.12,200,0,0.12,1,1]
[18,18.600000000000001,60,25,1,0.14000000000000001,0.14000000000000001,200,0,0.14000000000000001,1,1]
[18,19.7,60,26,99,0.54,0.15,280,1,0.15,3.6000000000000005,1]
[18,18.5,60,27,1,0.18,0.18,280,0,0.18,1,1]
[18,18.600000000000001,60,28,1,0.19,0.19,280,0,0.19,1,1]
[18,20.2,60,28,99,0.7,0.18,280,1,0.19,3.6842105263157894,0.94736842105263153]
[18,19.600000000000001,60,30,50,0.23,0.22,120,1,0.23,1,0.9565217391304347]
[18,20,60,31,50,0.28000000000000003,0.24,120,1,0.25,1.1200000000000001,0.96]
[18,19.8,60,31,70,0.56999999999999995,0.24,280,1,0.25,2.2799999999999998,0.96]
[18,18.2,80,20,50,0.05,0.05,200,0,0.05,1,1]
[18,18.2,80,20,70,0.05,0.05,280,0,0.05,1,1]
[18,18.2,80,21,60,0.08,0.08,280,0,0.08,1,1]
[18,18.3,80,22,60,0.1,0.1,280,0,0.1,1,1]
[18,18.399999999999999,80,23,60,0.13,0.13,280,0,0.13,1,{"$f":"G29719/J29719","v":1}]
[18,19.3,80,25,60,0.17,0.17,120,0,0.17,1,1]
[18,19.399999999999999,80,26,60,0.2,0.2,120,0,0.2,1,1]
[18,18.600000000000001,80,26,50,0.2,0.2,280,0,0.2,1,1]
[18,19.7,80,27,70,0.38,0.22,200,1,0.23,1.6521739130434783,0.9565217391304347]
[18,19,80,28,60,0.33,0.25,280,1,0.25,1.32,1]
[18,18.899999999999999,80,29,1,0.28000000000000003,0.28000000000000003,280,0,0.28000000000000003,1,1]
[18,20,80,30,70,0.65,0.28999999999999998,280,1,0.31,2.096774193548387,0.93548387096774188]
[18,19,80,31,1,0.33,0.33,280,0,0.33,1,1]
[18,26.7,80,32,99,1.21,0.27,120,{"$f":"IF(F29846<>G29846,1,0)","v":1},0.35,{"$f":"F29846/J29846","v":3.4571428571428573},0.77142857142857157]
[18,18.3,100,20,70,0.06,0.06,200,0,0.06,1,1]
[18,19.2,100,21,99,0.27,0.09,200,1,0.09,3.0000000000000004,1]
[18,19.600000000000001,100,22,99,0.37,0.11,200,1,0.13,2.8461538461538458,0.84615384615384615]
[18,18.5,100,23,70,0.16,0.16,280,0,0.16,1,1]
[18,18.8,100,24,70,0.19,0.19,200,0,0.19,1,1]
[18,19.5,100,25,1,0.21,0.21,120,0,0.21,1,1]
[18,23,100,26,99,0.7,0.19,120,1,0.24,2.9166666666666665,0.79166666666666674]
[18,19.3,100,27,60,0.28999999999999998,0.27,200,1,0.28000000000000003,1.0357142857142856,0.9642857142857143]
[18,22.5,100,28,99,1.05,0.27,200,1,0.31,3.3870967741935485,0.87096774193548399]
[18,23.1,100,29,99,1.18,0.3,200,1,0.34,3.4705882352941173,0.88235294117647045]
[18,19.600000000000001,100,30,50,0.37,0.37,200,0,0.37,1,1]
[18,20.8,100,31,1,0.39,0.39,120,0,0.39,1,1]
[18,20.3,100,32,50,0.54,0.41,200,1,0.43,1.2558139534883721,0.95348837209302317]
[18,18.5,120,20,50,7.0000000000000007E-2,7.0000000000000007E-2,120,0,7.0000000000000007E-2,1,1]
[18,18.5,120,21,1,0.11,0.11,200,0,0.11,1,1]
[18,18.600000000000001,120,22,1,0.15,0.15,200,0,0.15,1,1]
[18,18.5,120,22,50,0.15,0.15,280,0,0.15,1,1]
[18,18.600000000000001,120,23,50,0.19,0.19,280,0,0.19,1,1]
[18,22.7,120,25,99,0.66,0.18,120,1,0.25,2.64,0.72]
[18,20,120,26,50,0.28000000000000003,0.28000000000000003,120,0,0.28000000000000003,1,1]
[18,20.3,120,27,50,0.32,0.32,120,0,0.32,1,1]
[18,24.3,120,27,99,0.87,0.22,120,1,0.31,2.806451612903226,0.70967741935483875]
[18,19.899999999999999,120,28,60,0.43,0.35,200,1,0.36,1.1944444444444444,0.97222222222222221]
[18,22.4,120,29,70,0.62,0.33,120,1,0.38,1.631578947368421,0.86842105263157898]
[18,20.100000000000001,120,30,60,0.68,0.42,280,1,0.44,1.5454545454545456,0.95454545454545447]
[18,20.399999999999999,120,31,60,0.79,0.45,280,1,0.48,1.6458333333333335,0.93750000000000011]
[18,23.1,120,32,60,0.72,0.43,120,1,0.49,1.4693877551020409,0.87755102040816324]
[18,18.600000000000001,140,20,70,0.08,0.08,120,0,0.08,1,1]
[18,18.899999999999999,140,21,70,0.12,0.12,120,0,0.12,1,1]
[18,19.100000000000001,140,22,60,0.16,0.16,120,0,0.16,1,1]
[18,18.899999999999999,140,23,70,0.21,0.21,200,0,0.21,1,1]
[18,19.100000000000001,140,24,70,0.25,0.25,200,0,0.25,1,1]
[18,20,140,25,50,0.28000000000000003,0.28000000000000003,120,0,0.28000000000000003,1,1]
[18,20.9,140,25,99,0.94,0.26,280,1,0.28999999999999998,3.2413793103448278,0.89655172413793116]
[18,21.3,140,27,70,0.46,0.31,120,1,0.35,1.3142857142857145,0.88571428571428579]
[18,20.9,140,28,1,0.4,0.4,120,0,0.4,1,1]
[18,26.4,140,29,99,1.17,0.28000000000000003,120,1,0.43,2.7209302325581395,0.65116279069767447]
[18,21.4,140,30,1,0.48,0.48,120,0,0.48,1,1]
[18,19.600000000000001,140,30,1,0.51,0.51,280,0,0.51,1,1]
[18,19.7,140,31,1,0.55000000000000004,0.55000000000000004,280,{"$f":"IF(F30422<>G30422,1,0)","v":0},0.55000000000000004,{"$f":"F30422/J30422","v":1},1]
[18,24.6,140,32,99,2.15,0.49,280,1,0.59,3.6440677966101696,0.83050847457627119]
[18,19,160,21,1,0.13,0.13,120,0,0.13,1,1]
[18,20.8,160,22,99,0.39,0.12,120,1,0.18,2.166666666666667,0.66666666666666663]
[18,18.600000000000001,160,22,70,0.19,0.19,280,0,0.19,1,1]
[18,19,160,23,50,0.23,0.23,200,0,0.23,1,1]
[18,18.899999999999999,160,24,1,0.28999999999999998,0.28999999999999998,280,0,0.28999999999999998,1,1]
[18,19,160,25,60,0.33,0.33,280,0,0.33,1,1]
[18,19.2,160,26,50,0.38,0.38,280,0,0.38,1,1]
[18,19.3,160,27,60,0.42,0.42,280,0,0.42,1,1]
[18,21.1,160,28,60,0.43,0.43,120,0,0.43,1,1]
[18,20.2,160,29,50,0.5,0.5,200,0,0.5,1,1]
[18,19.7,160,30,50,0.56000000000000005,0.56000000000000005,280,0,0.56000000000000005,1,1]
[18,21.8,160,31,60,0.88,0.55000000000000004,200,{"$f":"IF(F30614<>G30614,1,0)","v":1},0.6,{"$f":"F30614/J30614","v":1.4666666666666668},0.91666666666666674]
[18,20.399999999999999,160,32,50,0.8,0.63,280,1,0.66,1.2121212121212122,0.95454545454545447]
[18,18.3,180,20,1,0.11,0.11,280,0,0.11,1,1]
[18,19,180,21,60,0.14000000000000001,0.14000000000000001,120,0,0.14000000000000001,1,1]
[18,19.399999999999999,180,22,60,0.19,0.19,120,0,0.19,1,1]
[18,20.9,180,23,99,0.68,0.2,200,1,0.25,2.72,0.8]
[18,19.3,180,24,60,0.31,0.31,200,0,0.31,1,1]
[18,22.3,180,25,99,0.99,0.27,200,1,0.36,2.75,0.75000000000000011]
[18,19.100000000000001,180,25,1,0.37,0.37,280,0,0.37,1,1]
[18,19.100000000000001,180,25,50,0.36,0.36,280,0,0.36,1,1]
[18,19.100000000000001,180,25,60,0.36,0.36,280,0,0.36,1,1]
[18,19.3,180,25,70,0.43,0.35,280,1,0.36,1.1944444444444444,0.97222222222222221]
[18,21.4,180,25,99,1.1000000000000001,0.3,280,1,0.36,3.0555555555555558,0.83333333333333337]
[18,20.8,180,26,1,0.38,0.38,120,0,0.38,1,1]
[18,20.7,180,26,50,0.38,0.38,120,0,0.38,1,1]
[18,20.7,180,26,60,0.38,0.38,120,0,0.38,1,1]
[18,20.9,180,26,70,0.4,0.34,120,1,0.38,1.0526315789473684,0.89473684210526316]
[18,24.3,180,26,99,0.88,0.23,120,1,0.38,2.3157894736842106,0.60526315789473684]
[18,19.8,180,26,1,0.41,0.41,200,0,0.41,1,1]
[18,19.7,180,26,50,0.41,0.41,200,0,0.41,1,1]
[18,19.7,180,26,60,0.4,0.4,200,0,0.4,1,1]
[18,20.2,180,26,70,0.52,0.38,200,1,0.4,1.3,0.95]
[18,23,180,26,99,1.1499999999999999,0.3,200,1,0.4,2.8749999999999996,0.74999999999999989]
[18,19.3,180,26,1,0.42,0.42,280,0,0.42,1,1]
[18,19.3,180,26,50,0.42,0.42,280,0,0.42,1,1]
[18,19.3,180,26,60,0.41,0.41,280,0,0.41,1,1]
[18,19.8,180,26,70,0.57999999999999996,0.4,280,1,0.41,1.4146341463414633,0.97560975609756106]
[18,21.9,180,26,99,1.28,0.34,280,1,0.41,3.1219512195121952,0.8292682926829269]
[18,21.1,180,27,1,0.43,0.43,120,{"$f":"IF(F30742<>G30742,1,0)","v":0},0.43,{"$f":"F30742/J30742","v":1},1]
[18,21.1,180,27,50,0.43,0.43,120,0,0.43,1,{"$f":"G30743/J30743","v":1}]
[18,21.1,180,27,60,0.43,0.43,120,0,0.43,1,1]
[18,21.6,180,27,70,0.5,0.37,120,1,{"$f":"IF(F30745/G30745=1,F30745,J30744)","v":0.43},1.1627906976744187,0.86046511627906974]
[18,25.2,180,27,99,1,0.25,120,1,0.43,2.3255813953488373,0.58139534883720934]
[18,20,180,27,1,0.46,0.46,200,0,0.46,1,1]
[18,20,180,27,50,0.46,0.46,200,0,0.46,1,1]
[18,20,180,27,60,0.45,0.45,200,0,0.45,1,1]
[18,20.8,180,27,70,0.65,0.42,200,1,0.45,1.4444444444444444,0.93333333333333324]
[18,23.7,180,27,99,1.32,0.34,200,1,0.45,2.9333333333333336,0.75555555555555554]
[18,19.5,180,27,1,0.47,0.47,280,0,0.47,1,1]
[18,19.399999999999999,180,27,50,0.47,0.47,280,0,0.47,1,1]
[18,19.399999999999999,180,27,60,0.46,0.46,280,0,0.46,1,1]
[18,20.2,180,27,70,0.72,0.44,280,1,0.46,1.5652173913043477,0.9565217391304347]
[18,22.5,180,27,99,1.47,0.38,280,1,0.46,3.1956521739130435,0.82608695652173914]
[18,21.4,180,28,1,0.48,0.48,120,0,0.48,1,1]
[18,21.4,180,28,50,0.47,0.47,120,0,0.47,1,1]
[18,21.4,180,28,60,0.47,0.47,120,0,0.47,1,1]
[18,22.4,180,28,70,0.61,0.4,120,1,0.47,1.2978723404255319,0.85106382978723416]
[18,26.1,180,28,99,1.1299999999999999,0.27,120,1,0.47,2.4042553191489362,0.57446808510638303]
[18,20.2,180,28,1,0.51,0.51,200,0,0.51,1,1]
[18,20.2,180,28,50,0.5,0.5,200,0,0.5,1,1]
[18,20.3,180,28,60,0.54,0.48,200,1,0.5,1.08,0.96]
[18,21.4,180,28,70,0.79,0.45,200,1,0.5,1.58,0.9]
[18,24.4,180,28,99,1.49,0.37,200,1,0.5,2.98,0.74]
[18,19.600000000000001,180,28,1,0.52,0.52,280,0,0.52,1,1]
[18,19.600000000000001,180,28,50,0.52,0.52,280,0,0.52,1,1]
[18,19.899999999999999,180,28,60,0.6,0.5,280,1,0.52,1.1538461538461537,0.96153846153846145]
[18,20.7,180,28,70,0.88,0.48,280,1,0.52,1.6923076923076923,0.92307692307692302]
[18,23.1,180,28,99,1.67,0.42,280,1,0.52,3.2115384615384612,0.8076923076923076]
[18,21.8,180,29,1,0.52,0.52,120,0,0.52,1,1]
[18,21.7,180,29,50,0.52,0.52,120,0,0.52,1,1]
[18,21.7,180,29,60,0.52,0.47,120,1,0.52,1,0.90384615384615374]
[18,23.1,180,29,70,0.71,0.43,120,1,0.52,1.3653846153846152,0.82692307692307687]
[18,27,180,29,99,1.26,0.28999999999999998,120,1,0.52,2.4230769230769229,0.5576923076923076]
[18,20.399999999999999,180,29,1,0.56000000000000005,0.56000000000000005,200,0,0.56000000000000005,1,1]
[18,20.399999999999999,180,29,50,0.55000000000000004,0.55000000000000004,200,0,0.55000000000000004,1,1]
[18,20.9,180,29,60,0.67,0.52,200,1,0.55000000000000004,1.2181818181818183,0.94545454545454544]
[18,22,180,29,70,0.93,0.49,200,1,0.55000000000000004,1.6909090909090909,0.89090909090909087]
[18,25.2,180,29,99,1.67,0.4,200,1,0.55000000000000004,3.0363636363636362,0.72727272727272729]
[18,19.8,180,29,1,0.56999999999999995,0.56999999999999995,280,0,0.56999999999999995,1,1]
[18,19.7,180,29,50,0.56999999999999995,0.56999999999999995,280,0,0.56999999999999995,1,1]
[18,20.3,180,29,60,0.74,0.54,280,1,0.56999999999999995,1.2982456140350878,0.94736842105263175]
[18,21.2,180,29,70,1.03,0.52,280,1,0.56999999999999995,1.8070175438596494,0.91228070175438603]
[18,23.8,180,29,99,1.87,0.46,280,1,0.56999999999999995,3.2807017543859653,0.80701754385964919]
[18,22.1,180,30,1,0.56999999999999995,0.56999999999999995,120,0,0.56999999999999995,1,1]
[18,22.1,180,30,50,0.56000000000000005,0.56000000000000005,120,0,0.56000000000000005,1,1]
[18,22.4,180,30,60,0.62,0.5,120,1,0.56000000000000005,1.107142857142857,0.89285714285714279]
[18,23.9,180,30,70,0.82,0.45,120,1,0.56000000000000005,1.464285714285714,0.80357142857142849]
[18,28,180,30,99,1.39,0.31,120,1,0.56000000000000005,2.4821428571428568,0.55357142857142849]
[18,20.6,180,30,1,0.61,0.61,200,0,0.61,1,1]
[18,20.6,180,30,50,0.6,0.6,200,0,0.6,1,1]
[18,21.5,180,30,60,0.8,0.56000000000000005,200,1,0.6,1.3333333333333335,0.93333333333333346]
[18,22.6,180,30,70,1.08,0.53,200,1,0.6,1.8000000000000003,0.88333333333333341]
[18,26,180,30,99,1.86,0.43,200,1,0.6,3.1,0.71666666666666667]
[18,19.899999999999999,180,30,1,0.62,0.62,280,0,0.62,1,1]
[18,19.899999999999999,180,30,50,0.62,0.62,280,0,0.62,1,1]
[18,20.7,180,30,60,0.89,0.57999999999999996,280,1,0.62,1.435483870967742,0.93548387096774188]
[18,21.7,180,30,70,1.2,0.56000000000000005,280,1,0.62,1.9354838709677418,0.90322580645161299]
[18,24.4,180,30,99,2.08,0.49,280,1,0.62,3.3548387096774195,0.79032258064516125]
[18,22.4,180,31,1,0.62,0.62,120,0,0.62,1,1]
[18,22.4,180,31,50,0.61,0.61,120,0,0.61,1,1]
[18,23.2,180,31,60,0.72,0.53,120,1,0.61,1.180327868852459,0.86885245901639352]
[18,24.7,180,31,70,0.93,0.48,120,1,0.61,1.5245901639344264,0.78688524590163933]
[18,29,180,31,99,1.52,0.33,120,{"$f":"IF(F30806<>G30806,1,0)","v":1},0.61,{"$f":"F30806/J30806","v":2.4918032786885247},0.54098360655737709]
[18,20.8,180,31,1,0.66,0.66,200,0,0.66,1,{"$f":"G30807/J30807","v":1}]
[18,20.8,180,31,50,0.65,0.65,200,0,0.65,1,1]
[18,22,180,31,60,0.94,0.59,200,1,{"$f":"IF(F30809/G30809=1,F30809,J30808)","v":0.65},1.4461538461538461,0.90769230769230758]
[18,23.3,180,31,70,1.23,0.56000000000000005,200,1,0.65,1.8923076923076922,0.86153846153846159]
[18,26.8,180,31,99,2.0499999999999998,0.46,200,1,0.65,3.1538461538461533,0.70769230769230773]
[18,20.100000000000001,180,31,1,0.67,0.67,280,0,0.67,1,1]
[18,20.2,180,31,50,0.72,0.65,280,1,0.67,1.0746268656716418,0.97014925373134331]
[18,21.2,180,31,60,1.04,0.62,280,1,0.67,1.5522388059701493,0.9253731343283581]
[18,22.2,180,31,70,1.37,0.6,280,1,0.67,2.044776119402985,0.89552238805970141]
[18,25.1,180,31,99,2.2999999999999998,0.53,280,1,0.67,3.4328358208955221,0.79104477611940294]
[18,22.8,180,32,1,0.66,0.66,120,0,0.66,1,1]
[18,22.7,180,32,50,0.66,0.66,120,0,0.66,1,1]
[18,23.9,180,32,60,0.82,0.56000000000000005,120,1,0.66,1.2424242424242422,0.84848484848484851]
[18,25.5,180,32,70,1.05,0.5,120,1,0.66,1.5909090909090908,0.75757575757575757]
[18,30,180,32,99,1.66,0.34,120,1,0.66,2.5151515151515147,0.51515151515151514]
[18,21.1,180,32,1,0.71,0.71,200,0,0.71,1,1]
[18,21.3,180,32,50,0.77,0.67,200,1,0.71,1.0845070422535212,0.94366197183098599]
[18,22.6,180,32,60,1.08,0.63,200,1,0.71,1.5211267605633805,0.88732394366197187]
[18,23.9,180,32,70,1.38,0.59,200,1,0.71,1.9436619718309858,0.83098591549295775]
[18,27.7,180,32,99,2.2400000000000002,0.49,200,1,0.71,3.154929577464789,0.6901408450704225]
[18,20.2,180,32,1,0.73,0.73,280,0,0.73,1,1]
[18,20.6,180,32,50,0.86,0.69,280,1,0.73,1.178082191780822,0.9452054794520548]
[18,21.7,180,32,60,1.2,0.66,280,1,0.73,1.6438356164383561,0.90410958904109595]
[18,22.7,180,32,70,1.54,0.64,280,1,0.73,2.1095890410958904,0.87671232876712335]
[18,25.8,180,32,99,2.52,0.56000000000000005,280,1,0.73,3.452054794520548,0.76712328767123295]
[18,18.7,200,20,1,0.1,0.1,120,0,0.1,1,1]
[18,18.7,200,20,50,0.1,0.1,120,0,0.1,1,1]
[18,18.7,200,20,60,0.1,0.1,120,0,0.1,1,1]
[18,18.7,200,20,70,0.1,0.1,120,0,0.1,1,1]
[18,19.399999999999999,200,20,99,0.2,7.0000000000000007E-2,120,1,0.1,2,0.70000000000000007]
[18,18.5,200,20,1,0.11,0.11,200,0,0.11,1,1]
[18,18.5,200,20,50,0.11,0.11,200,0,0.11,1,1]
[18,18.5,200,20,60,0.11,0.11,200,0,0.11,1,1]
[18,18.5,200,20,70,0.11,0.11,200,0,0.11,1,1]
[18,19.100000000000001,200,20,99,0.26,0.09,200,1,0.11,2.3636363636363638,0.81818181818181812]
[18,18.399999999999999,200,20,1,0.12,0.12,280,0,0.12,1,1]
[18,18.399999999999999,200,20,50,0.11,0.11,280,0,0.11,1,1]
[18,18.399999999999999,200,20,60,0.11,0.11,280,0,0.11,1,1]
[18,18.399999999999999,200,20,70,0.11,0.11,280,0,0.11,1,1]
[18,18.899999999999999,200,20,99,0.28999999999999998,0.1,280,1,0.11,2.6363636363636362,0.90909090909090917]
[18,19.100000000000001,200,21,1,0.16,0.16,120,0,0.16,1,1]
[18,19.100000000000001,200,21,50,0.15,0.15,120,0,0.15,1,1]
[18,19.100000000000001,200,21,60,0.15,0.15,120,0,0.15,1,1]
[18,19.100000000000001,200,21,70,0.15,0.15,120,0,0.15,1,1]
[18,20.2,200,21,99,0.31,0.1,120,1,0.15,2.0666666666666669,0.66666666666666674]
[18,18.7,200,21,1,0.17,0.17,200,0,0.17,1,1]
[18,18.7,200,21,50,0.17,0.17,200,0,0.17,1,1]
[18,18.7,200,21,60,0.17,0.17,200,0,0.17,1,1]
[18,18.7,200,21,70,0.17,0.17,200,0,0.17,1,1]
[18,19.8,200,21,99,0.41,0.13,200,1,0.17,2.4117647058823528,0.76470588235294112]
[18,18.5,200,21,1,0.17,0.17,280,0,0.17,1,1]
[18,18.5,200,21,50,0.17,0.17,280,0,0.17,1,1]
[18,18.5,200,21,60,0.17,0.17,280,0,0.17,1,1]
[18,18.5,200,21,70,0.17,0.17,280,0,0.17,1,1]
[18,19.399999999999999,200,21,99,0.46,0.15,280,1,0.17,2.7058823529411762,0.88235294117647045]
[18,19.5,200,22,1,0.21,0.21,120,0,0.21,1,1]
[18,19.5,200,22,50,0.21,0.21,120,0,0.21,1,1]
[18,19.5,200,22,60,0.21,0.21,120,0,0.21,1,1]
[18,19.5,200,22,70,0.2,0.2,120,0,0.2,1,1]
[18,21,200,22,99,0.42,0.13,120,1,0.2,2.0999999999999996,0.65]
[18,19,200,22,1,0.22,0.22,200,0,0.22,1,1]
[18,19,200,22,50,0.22,0.22,200,0,0.22,1,1]
[18,19,200,22,60,0.22,0.22,200,0,0.22,1,1]
[18,19,200,22,70,0.22,0.22,200,{"$f":"IF(F30870<>G30870,1,0)","v":0},0.22,{"$f":"F30870/J30870","v":1},1]
[18,20.399999999999999,200,22,99,0.56000000000000005,0.17,200,1,0.22,2.5454545454545459,{"$f":"G30871/J30871","v":0.77272727272727282}]
[18,18.7,200,22,1,0.23,0.23,280,0,0.23,1,1]
[18,18.7,200,22,50,0.23,0.23,280,0,{"$f":"IF(F30873/G30873=1,F30873,J30872)","v":0.23},1,1]
[18,18.7,200,22,60,0.23,0.23,280,0,0.23,1,1]
[18,18.7,200,22,70,0.23,0.23,280,0,0.23,1,1]
[18,19.899999999999999,200,22,99,0.63,0.19,280,1,0.23,2.7391304347826084,0.82608695652173914]
[18,19.899999999999999,200,23,1,0.26,0.26,120,0,0.26,1,1]
[18,19.8,200,23,50,0.26,0.26,120,0,0.26,1,1]
[18,19.8,200,23,60,0.26,0.26,120,0,0.26,1,1]
[18,19.8,200,23,70,0.26,0.26,120,0,0.26,1,1]
[18,21.9,200,23,99,0.54,0.16,120,1,0.26,2.0769230769230771,0.61538461538461542]
[18,19.2,200,23,1,0.28000000000000003,0.28000000000000003,200,0,0.28000000000000003,1,1]
[18,19.2,200,23,50,0.28000000000000003,0.28000000000000003,200,0,0.28000000000000003,1,1]
[18,19.2,200,23,60,0.28000000000000003,0.28000000000000003,200,0,0.28000000000000003,1,1]
[18,19.2,200,23,70,0.28000000000000003,0.28000000000000003,200,0,0.28000000000000003,1,1]
[18,21.1,200,23,99,0.71,0.21,200,1,0.28000000000000003,2.5357142857142851,0.74999999999999989]
[18,18.899999999999999,200,23,1,0.28999999999999998,0.28999999999999998,280,0,0.28999999999999998,1,1]
[18,18.899999999999999,200,23,50,0.28000000000000003,0.28000000000000003,280,0,0.28000000000000003,1,1]
[18,18.899999999999999,200,23,60,0.28000000000000003,0.28000000000000003,280,0,0.28000000000000003,1,1]
[18,18.899999999999999,200,23,70,0.28000000000000003,0.28000000000000003,280,0,0.28000000000000003,1,1]
[18,20.5,200,23,99,0.8,0.23,280,1,0.28000000000000003,2.8571428571428572,0.8214285714285714]
[18,20.2,200,24,1,0.31,0.31,120,0,0.31,1,1]
[18,20.2,200,24,50,0.31,0.31,120,0,0.31,1,1]
[18,20.2,200,24,60,0.31,0.31,120,0,0.31,1,1]
[18,20.2,200,24,70,0.31,0.31,120,0,0.31,1,1]
[18,22.7,200,24,99,0.65,0.18,120,1,0.31,2.096774193548387,0.58064516129032251]
[18,19.399999999999999,200,24,1,0.33,0.33,200,0,0.33,1,1]
[18,19.399999999999999,200,24,50,0.33,0.33,200,0,0.33,1,1]
[18,19.399999999999999,200,24,60,0.33,0.33,200,0,0.33,1,1]
[18,19.399999999999999,200,24,70,0.33,0.33,200,0,0.33,1,1]
[18,21.8,200,24,99,0.87,0.25,200,1,0.33,2.6363636363636362,0.75757575757575757]
[18,19.100000000000001,200,24,1,0.34,0.34,280,0,0.34,1,1]
[18,19,200,24,50,0.34,0.34,280,0,0.34,1,1]
[18,19,200,24,60,0.34,0.34,280,0,0.34,1,1]
[18,19,200,24,70,0.34,0.34,280,0,0.34,1,1]
[18,21,200,24,99,0.98,0.28000000000000003,280,1,0.34,2.8823529411764701,0.82352941176470595]
[18,20.6,200,25,1,0.36,0.36,120,0,0.36,1,1]
[18,20.6,200,25,50,0.36,0.36,120,0,0.36,1,1]
[18,20.6,200,25,60,0.36,0.36,120,0,0.36,1,1]
[18,20.6,200,25,70,0.36,0.36,120,0,0.36,1,1]
[18,23.6,200,25,99,0.77,0.21,120,1,0.36,2.1388888888888888,0.58333333333333337]
[18,19.7,200,25,1,0.39,0.39,200,0,0.39,1,1]
[18,19.7,200,25,50,0.39,0.39,200,0,0.39,1,1]
[18,19.7,200,25,60,0.38,0.38,200,0,0.38,1,1]
[18,19.8,200,25,70,0.41,0.37,200,1,0.38,1.0789473684210527,0.97368421052631582]
[18,22.5,200,25,99,1.04,0.28000000000000003,200,1,0.38,2.736842105263158,0.73684210526315796]
[18,19.2,200,25,1,0.4,0.4,280,0,0.4,1,1]
[18,19.2,200,25,50,0.4,0.4,280,0,0.4,1,1]
[18,19.2,200,25,60,0.4,0.4,280,0,0.4,1,1]
[18,19.399999999999999,200,25,70,0.46,0.38,280,1,0.4,1.1499999999999999,0.95]
[18,21.6,200,25,99,1.17,0.32,280,1,0.4,2.9249999999999998,0.79999999999999993]
[18,21,200,26,1,0.41,0.41,120,0,0.41,1,1]
[18,20.9,200,26,50,0.41,0.41,120,0,0.41,1,1]
[18,20.9,200,26,60,0.41,0.41,120,0,0.41,1,1]
[18,21,200,26,70,0.41,0.37,120,1,0.41,1,0.90243902439024393]
[18,24.5,200,26,99,0.9,0.23,120,1,0.41,2.1951219512195124,0.56097560975609762]
[18,19.899999999999999,200,26,1,0.44,0.44,200,0,0.44,1,1]
[18,19.899999999999999,200,26,50,0.44,0.44,200,0,0.44,1,1]
[18,19.899999999999999,200,26,60,0.44,0.44,200,0,0.44,1,1]
[18,20.3,200,26,70,0.54,0.41,200,1,0.44,1.2272727272727273,0.93181818181818177]
[18,23.2,200,26,99,1.21,0.32,200,1,0.44,2.75,0.72727272727272729]
[18,19.399999999999999,200,26,1,0.46,0.46,280,0,0.46,1,1]
[18,19.399999999999999,200,26,50,0.45,0.45,280,0,0.45,1,1]
[18,19.399999999999999,200,26,60,0.45,0.45,280,{"$f":"IF(F30934<>G30934,1,0)","v":0},0.45,{"$f":"F30934/J30934","v":1},1]
[18,19.899999999999999,200,26,70,0.61,0.43,280,1,0.45,1.3555555555555554,{"$f":"G30935/J30935","v":0.95555555555555549}]
[18,22.2,200,26,99,1.36,0.36,280,1,0.45,3.0222222222222221,0.79999999999999993]
[18,21.3,200,27,1,0.46,0.46,120,0,{"$f":"IF(F30937/G30937=1,F30937,J30936)","v":0.46},1,1]
[18,21.3,200,27,50,0.46,0.46,120,0,0.46,1,1]
[18,21.3,200,27,60,0.46,0.46,120,0,0.46,1,1]
[18,21.7,200,27,70,0.52,0.4,120,1,0.46,1.1304347826086956,0.86956521739130432]
[18,25.4,200,27,99,1.03,0.26,120,1,0.46,2.2391304347826089,0.56521739130434778]
[18,20.100000000000001,200,27,1,0.5,0.5,200,0,0.5,1,1]
[18,20.100000000000001,200,27,50,0.49,0.49,200,0,0.49,1,1]
[18,20.100000000000001,200,27,60,0.49,0.49,200,0,0.49,1,1]
[18,20.9,200,27,70,0.68,0.45,200,1,0.49,1.3877551020408165,0.91836734693877553]
[18,24,200,27,99,1.38,0.35,200,1,0.49,2.8163265306122449,0.7142857142857143]
[18,19.600000000000001,200,27,1,0.51,0.51,280,0,0.51,1,1]
[18,19.600000000000001,200,27,50,0.51,0.51,280,0,0.51,1,1]
[18,19.600000000000001,200,27,60,0.51,0.51,280,0,0.51,1,1]
[18,20.399999999999999,200,27,70,0.77,0.47,280,1,0.51,1.5098039215686274,0.92156862745098034]
[18,22.8,200,27,99,1.56,0.4,280,1,0.51,3.0588235294117649,0.78431372549019607]
[18,21.7,200,28,1,0.51,0.51,120,0,0.51,1,1]
[18,21.6,200,28,50,0.51,0.51,120,0,0.51,1,1]
[18,21.6,200,28,60,0.51,0.51,120,0,0.51,1,1]
[18,22.5,200,28,70,0.62,0.43,120,1,0.51,1.2156862745098038,0.84313725490196079]
[18,26.3,200,28,99,1.1499999999999999,0.28000000000000003,120,1,0.51,2.2549019607843137,0.5490196078431373]
[18,20.399999999999999,200,28,1,0.55000000000000004,0.55000000000000004,200,0,0.55000000000000004,1,1]
[18,20.399999999999999,200,28,50,0.55000000000000004,0.55000000000000004,200,0,0.55000000000000004,1,1]
[18,20.5,200,28,60,0.56999999999999995,0.52,200,1,0.55000000000000004,1.0363636363636362,0.94545454545454544]
[18,21.6,200,28,70,0.83,0.49,200,1,0.55000000000000004,1.5090909090909088,0.89090909090909087]
[18,24.7,200,28,99,1.56,0.39,200,1,0.55000000000000004,2.8363636363636364,0.70909090909090911]
[18,19.7,200,28,1,0.56999999999999995,0.56999999999999995,280,0,0.56999999999999995,1,1]
[18,19.7,200,28,50,0.56000000000000005,0.56000000000000005,280,0,0.56000000000000005,1,1]
[18,20,200,28,60,0.64,0.54,280,1,0.56000000000000005,1.1428571428571428,0.9642857142857143]
[18,20.9,200,28,70,0.93,0.52,280,1,0.56000000000000005,1.6607142857142856,0.92857142857142849]
[18,23.4,200,28,99,1.77,0.44,280,1,0.56000000000000005,3.1607142857142856,0.7857142857142857]
[18,22,200,29,1,0.56000000000000005,0.56000000000000005,120,0,0.56000000000000005,1,1]
[18,22,200,29,50,0.56000000000000005,0.56000000000000005,120,0,0.56000000000000005,1,1]
[18,22,200,29,60,0.56000000000000005,0.55000000000000004,120,1,0.56000000000000005,1,0.9821428571428571]
[18,23.3,200,29,70,0.73,0.45,120,1,0.56000000000000005,1.3035714285714284,0.80357142857142849]
[18,27.2,200,29,99,1.29,0.3,120,1,0.56000000000000005,2.3035714285714284,0.5357142857142857]
[18,20.6,200,29,1,0.61,0.61,200,0,0.61,1,1]
[18,20.6,200,29,50,0.6,0.6,200,0,0.6,1,1]
[18,21,200,29,60,0.71,0.56000000000000005,200,1,0.6,1.1833333333333333,0.93333333333333346]
[18,22.2,200,29,70,0.98,0.52,200,1,0.6,1.6333333333333333,0.8666666666666667]
[18,25.5,200,29,99,1.75,0.42,200,1,0.6,2.916666666666667,0.7]
[18,19.899999999999999,200,29,1,0.62,0.62,280,0,0.62,1,1]
[18,19.899999999999999,200,29,50,0.62,0.62,280,0,0.62,1,1]
[18,20.399999999999999,200,29,60,0.79,0.59,280,1,0.62,1.2741935483870968,0.95161290322580638]
[18,21.4,200,29,70,1.1000000000000001,0.56000000000000005,280,1,0.62,1.774193548387097,0.90322580645161299]
[18,24.1,200,29,99,1.98,0.48,280,1,0.62,3.193548387096774,0.77419354838709675]
[18,22.4,200,30,1,0.61,0.61,120,0,0.61,1,1]
[18,22.4,200,30,50,0.61,0.61,120,0,0.61,1,1]
[18,22.6,200,30,60,0.64,0.54,120,1,0.61,1.0491803278688525,0.88524590163934436]
[18,24.1,200,30,70,0.84,0.48,120,1,0.61,1.3770491803278688,0.78688524590163933]
[18,28.2,200,30,99,1.42,0.32,120,1,0.61,2.3278688524590163,0.52459016393442626]
[18,20.8,200,30,1,0.66,0.66,200,0,0.66,1,1]
[18,20.8,200,30,50,0.65,0.65,200,0,0.65,1,1]
[18,21.6,200,30,60,0.84,0.6,200,1,0.65,1.2923076923076922,0.92307692307692302]
[18,22.9,200,30,70,1.1299999999999999,0.56000000000000005,200,1,0.65,1.7384615384615383,0.86153846153846159]
[18,26.4,200,30,99,1.94,0.45,200,1,0.65,2.9846153846153842,0.69230769230769229]
[18,20.100000000000001,200,30,1,0.68,0.68,280,0,0.68,1,1]
[18,20.100000000000001,200,30,50,0.67,0.67,280,0,0.67,1,1]
[18,20.9,200,30,60,0.95,0.63,280,1,0.67,1.4179104477611939,0.94029850746268651]
[18,21.9,200,30,70,1.27,0.6,280,1,0.67,1.8955223880597014,0.89552238805970141]
[18,24.8,200,30,99,2.21,0.52,280,1,0.67,3.2985074626865667,0.77611940298507465]
[18,22.8,200,31,1,0.66,0.66,120,0,0.66,1,1]
[18,22.7,200,31,50,0.66,0.66,120,{"$f":"IF(F30998<>G30998,1,0)","v":0},0.66,{"$f":"F30998/J30998","v":1},1]
[18,23.3,200,31,60,0.74,0.56999999999999995,120,1,0.66,1.1212121212121211,{"$f":"G30999/J30999","v":0.86363636363636354}]
[18,24.9,200,31,70,0.96,0.51,120,1,0.66,1.4545454545454544,0.77272727272727271]
[18,29.2,200,31,99,1.56,0.33,120,1,{"$f":"IF(F31001/G31001=1,F31001,J31000)","v":0.66},2.3636363636363638,0.5]
[18,21.1,200,31,1,0.71,0.71,200,0,0.71,1,1]
[18,21,200,31,50,0.7,0.7,200,0,0.7,1,1]
[18,22.2,200,31,60,0.99,0.64,200,1,0.7,1.4142857142857144,0.91428571428571437]
[18,23.5,200,31,70,1.29,0.6,200,1,0.7,1.842857142857143,0.85714285714285721]
[18,27.2,200,31,99,2.14,0.48,200,1,0.7,3.0571428571428574,0.68571428571428572]
[18,20.3,200,31,1,0.73,0.73,280,0,0.73,1,1]
[18,20.399999999999999,200,31,50,0.77,0.7,280,1,0.73,1.0547945205479452,0.95890410958904104]
[18,21.4,200,31,60,1.1100000000000001,0.67,280,1,0.73,1.5205479452054795,0.91780821917808231]
[18,22.5,200,31,70,1.45,0.64,280,1,0.73,1.9863013698630136,0.87671232876712335]
[18,25.5,200,31,99,2.44,0.55000000000000004,280,1,0.73,3.3424657534246576,0.7534246575342467]
[18,23.1,200,32,1,0.71,0.71,120,0,0.71,1,1]
[18,23.1,200,32,50,0.7,0.7,120,0,0.7,1,1]
[18,24.1,200,32,60,0.85,0.6,120,1,0.7,1.2142857142857144,0.85714285714285721]
[18,25.7,200,32,70,1.07,0.53,120,1,0.7,1.5285714285714287,0.75714285714285723]
[18,30.2,200,32,99,1.7,0.35,120,1,0.7,2.4285714285714288,0.5]
[18,21.3,200,32,1,0.77,0.77,200,0,0.77,1,1]
[18,21.5,200,32,50,0.81,0.72,200,1,0.77,1.051948051948052,0.93506493506493504]
[18,22.9,200,32,60,1.1299999999999999,0.68,200,1,0.77,1.4675324675324675,0.88311688311688319]
[18,24.2,200,32,70,1.45,0.63,200,1,0.77,1.883116883116883,0.81818181818181812]
[18,28.1,200,32,99,2.34,0.5,200,1,0.77,3.0389610389610389,0.64935064935064934]
[18,20.399999999999999,200,32,1,0.79,0.79,280,0,0.79,1,1]
[18,20.8,200,32,50,0.91,0.75,280,1,0.79,1.1518987341772151,0.94936708860759489]
[18,21.9,200,32,60,1.27,0.72,280,1,0.79,1.6075949367088607,0.91139240506329111]
[18,23,200,32,70,1.64,0.68,280,1,0.79,2.0759493670886076,0.86075949367088611]
[18,26.2,200,32,99,2.67,0.59,280,1,0.79,3.3797468354430378,0.74683544303797456]
[18,18.8,220,20,1,0.11,0.11,120,0,0.11,1,1]
[18,18.8,220,20,50,0.11,0.11,120,0,0.11,1,1]
[18,18.8,220,20,60,0.11,0.11,120,0,0.11,1,1]
[18,18.8,220,20,70,0.11,0.11,120,0,0.11,1,1]
[18,19.5,220,20,99,0.2,7.0000000000000007E-2,120,1,0.11,1.8181818181818183,0.63636363636363646]
[18,18.5,220,20,1,0.12,0.12,200,0,0.12,1,1]
[18,18.5,220,20,50,0.12,0.12,200,0,0.12,1,1]
[18,18.5,220,20,60,0.12,0.12,200,0,0.12,1,1]
[18,18.5,220,20,70,0.12,0.12,200,0,0.12,1,1]
[18,19.2,220,20,99,0.27,0.09,200,1,0.12,2.2500000000000004,0.75]
[18,18.399999999999999,220,20,1,0.12,0.12,280,0,0.12,1,1]
[18,18.399999999999999,220,20,50,0.12,0.12,280,0,0.12,1,1]
[18,18.399999999999999,220,20,60,0.12,0.12,280,0,0.12,1,1]
[18,18.399999999999999,220,20,70,0.12,0.12,280,0,0.12,1,1]
[18,19,220,20,99,0.31,0.1,280,1,0.12,2.5833333333333335,0.83333333333333337]
[18,19.2,220,21,1,0.16,0.16,120,0,0.16,1,1]
[18,19.2,220,21,50,0.16,0.16,120,0,0.16,1,1]
[18,19.2,220,21,60,0.16,0.16,120,0,0.16,1,1]
[18,19.2,220,21,70,0.16,0.16,120,0,0.16,1,1]
[18,20.3,220,21,99,0.32,0.1,120,1,0.16,2,0.625]
[18,18.8,220,21,1,0.18,0.18,200,0,0.18,1,1]
[18,18.8,220,21,50,0.18,0.18,200,0,0.18,1,1]
[18,18.8,220,21,60,0.18,0.18,200,0,0.18,1,1]
[18,18.8,220,21,70,0.18,0.18,200,0,0.18,1,1]
[18,19.8,220,21,99,0.42,0.14000000000000001,200,1,0.18,2.3333333333333335,0.7777777777777779]
[18,18.600000000000001,220,21,1,0.19,0.19,280,0,0.19,1,1]
[18,18.600000000000001,220,21,50,0.18,0.18,280,0,0.18,1,1]
[18,18.600000000000001,220,21,60,0.18,0.18,280,0,0.18,1,1]
[18,18.600000000000001,220,21,70,0.18,0.18,280,0,0.18,1,1]
[18,19.5,220,21,99,0.48,0.15,280,1,0.18,2.6666666666666665,0.83333333333333337]
[18,19.600000000000001,220,22,1,0.22,0.22,120,0,0.22,1,1]
[18,19.600000000000001,220,22,50,0.22,0.22,120,0,0.22,1,1]
[18,19.600000000000001,220,22,60,0.22,0.22,120,0,0.22,1,1]
[18,19.600000000000001,220,22,70,0.22,0.22,120,0,0.22,1,1]
[18,21.1,220,22,99,0.43,0.13,120,1,0.22,1.9545454545454546,0.59090909090909094]
[18,19,220,22,1,0.24,0.24,200,{"$f":"IF(F31062<>G31062,1,0)","v":0},0.24,{"$f":"F31062/J31062","v":1},1]
[18,19,220,22,50,0.24,0.24,200,0,0.24,1,{"$f":"G31063/J31063","v":1}]
[18,19,220,22,60,0.24,0.24,200,0,0.24,1,1]
[18,19,220,22,70,0.24,0.24,200,0,{"$f":"IF(F31065/G31065=1,F31065,J31064)","v":0.24},1,1]
[18,20.5,220,22,99,0.57999999999999996,0.18,200,1,0.24,2.4166666666666665,0.75]
[18,18.8,220,22,1,0.25,0.25,280,0,0.25,1,1]
[18,18.8,220,22,50,0.25,0.25,280,0,0.25,1,1]
[18,18.8,220,22,60,0.25,0.25,280,0,0.25,1,1]
[18,18.8,220,22,70,0.24,0.24,280,0,0.24,1,1]
[18,20,220,22,99,0.66,0.2,280,1,0.24,2.7500000000000004,0.83333333333333337]
[18,20,220,23,1,0.27,0.27,120,0,0.27,1,1]
[18,20,220,23,50,0.27,0.27,120,0,0.27,1,1]
[18,19.899999999999999,220,23,60,0.27,0.27,120,0,0.27,1,1]
[18,19.899999999999999,220,23,70,0.27,0.27,120,0,0.27,1,1]
[18,21.9,220,23,99,0.55000000000000004,0.16,120,1,0.27,2.0370370370370372,0.59259259259259256]
[18,19.3,220,23,1,0.3,0.3,200,0,0.3,1,1]
[18,19.3,220,23,50,0.3,0.3,200,0,0.3,1,1]
[18,19.3,220,23,60,0.3,0.3,200,0,0.3,1,1]
[18,19.3,220,23,70,0.3,0.3,200,0,0.3,1,1]
[18,21.2,220,23,99,0.74,0.22,200,1,0.3,2.4666666666666668,0.73333333333333339]
[18,19,220,23,1,0.31,0.31,280,0,0.31,1,1]
[18,18.899999999999999,220,23,50,0.31,0.31,280,0,0.31,1,1]
[18,18.899999999999999,220,23,60,0.31,0.31,280,0,0.31,1,1]
[18,18.899999999999999,220,23,70,0.31,0.31,280,0,0.31,1,1]
[18,20.6,220,23,99,0.84,0.25,280,1,0.31,2.7096774193548385,0.80645161290322587]
[18,20.399999999999999,220,24,1,0.33,0.33,120,0,0.33,1,1]
[18,20.3,220,24,50,0.33,0.33,120,0,0.33,1,1]
[18,20.3,220,24,60,0.33,0.33,120,0,0.33,1,1]
[18,20.3,220,24,70,0.32,0.32,120,0,0.32,1,1]
[18,22.8,220,24,99,0.67,0.19,120,1,0.32,2.09375,0.59375]
[18,19.5,220,24,1,0.36,0.36,200,0,0.36,1,1]
[18,19.5,220,24,50,0.36,0.36,200,0,0.36,1,1]
[18,19.5,220,24,60,0.35,0.35,200,0,0.35,1,1]
[18,19.5,220,24,70,0.35,0.35,200,0,0.35,1,1]
[18,21.9,220,24,99,0.91,0.26,200,1,0.35,2.6,0.74285714285714288]
[18,19.100000000000001,220,24,1,0.37,0.37,280,0,0.37,1,1]
[18,19.100000000000001,220,24,50,0.37,0.37,280,0,0.37,1,1]
[18,19.100000000000001,220,24,60,0.37,0.37,280,0,0.37,1,1]
[18,19.100000000000001,220,24,70,0.37,0.37,280,0,0.37,1,1]
[18,21.2,220,24,99,1.03,0.28999999999999998,280,1,0.37,2.7837837837837838,0.78378378378378377]
[18,20.7,220,25,1,0.38,0.38,120,0,0.38,1,1]
[18,20.7,220,25,50,0.38,0.38,120,0,0.38,1,1]
[18,20.7,220,25,60,0.38,0.38,120,0,0.38,1,1]
[18,20.7,220,25,70,0.38,0.38,120,0,0.38,1,1]
[18,23.7,220,25,99,0.79,0.21,120,1,0.38,2.0789473684210527,0.55263157894736836]
[18,19.8,220,25,1,0.42,0.42,200,0,0.42,1,1]
[18,19.8,220,25,50,0.41,0.41,200,0,0.41,1,1]
[18,19.8,220,25,60,0.41,0.41,200,0,0.41,1,1]
[18,19.8,220,25,70,0.43,0.39,200,1,0.41,1.0487804878048781,0.95121951219512202]
[18,22.6,220,25,99,1.08,0.28999999999999998,200,1,0.41,2.6341463414634148,0.70731707317073167]
[18,19.3,220,25,1,0.43,0.43,280,0,0.43,1,1]
[18,19.3,220,25,50,0.43,0.43,280,0,0.43,1,1]
[18,19.3,220,25,60,0.43,0.43,280,0,0.43,1,1]
[18,19.5,220,25,70,0.49,0.41,280,1,0.43,1.1395348837209303,0.95348837209302317]
[18,21.8,220,25,99,1.23,0.34,280,1,0.43,2.86046511627907,0.79069767441860472]
[18,21.1,220,26,1,0.44,0.44,120,0,0.44,1,1]
[18,21.1,220,26,50,0.43,0.43,120,0,0.43,1,1]
[18,21.1,220,26,60,0.43,0.43,120,0,0.43,1,1]
[18,21,220,26,70,0.42,0.39,120,1,0.43,0.97674418604651159,0.90697674418604657]
[18,24.6,220,26,99,0.92,0.24,120,1,0.43,2.1395348837209305,0.55813953488372092]
[18,20,220,26,1,0.48,0.48,200,0,0.48,1,1]
[18,20,220,26,50,0.47,0.47,200,0,0.47,1,1]
[18,20,220,26,60,0.47,0.47,200,0,0.47,1,1]
[18,20.399999999999999,220,26,70,0.56999999999999995,0.44,200,1,0.47,1.2127659574468084,0.93617021276595747]
[18,23.4,220,26,99,1.26,0.33,200,{"$f":"IF(F31126<>G31126,1,0)","v":1},0.47,{"$f":"F31126/J31126","v":2.6808510638297873},0.70212765957446821]
[18,19.5,220,26,1,0.49,0.49,280,0,0.49,1,{"$f":"G31127/J31127","v":1}]
[18,19.5,220,26,50,0.49,0.49,280,0,0.49,1,1]
[18,19.5,220,26,60,0.49,0.49,280,0,{"$f":"IF(F31129/G31129=1,F31129,J31128)","v":0.49},1,1]
[18,20,220,26,70,0.65,0.46,280,1,0.49,1.3265306122448981,0.93877551020408168]
[18,22.4,220,26,99,1.43,0.38,280,1,0.49,2.9183673469387754,0.77551020408163263]
[18,21.5,220,27,1,0.49,0.49,120,0,0.49,1,1]
[18,21.5,220,27,50,0.49,0.49,120,0,0.49,1,1]
[18,21.5,220,27,60,0.49,0.49,120,0,0.49,1,1]
[18,21.8,220,27,70,0.53,0.42,120,1,0.49,1.0816326530612246,0.8571428571428571]
[18,25.5,220,27,99,1.05,0.26,120,1,0.49,2.1428571428571428,0.53061224489795922]
[18,20.3,220,27,1,0.53,0.53,200,0,0.53,1,1]
[18,20.3,220,27,50,0.53,0.53,200,0,0.53,1,1]
[18,20.3,220,27,60,0.53,0.53,200,0,0.53,1,1]
[18,21.1,220,27,70,0.71,0.48,200,1,0.53,1.3396226415094339,0.90566037735849048]
[18,24.2,220,27,99,1.44,0.36,200,1,0.53,2.7169811320754715,0.67924528301886788]
[18,19.7,220,27,1,0.55000000000000004,0.55000000000000004,280,0,0.55000000000000004,1,1]
[18,19.7,220,27,50,0.55000000000000004,0.55000000000000004,280,0,0.55000000000000004,1,1]
[18,19.7,220,27,60,0.54,0.54,280,0,0.54,1,1]
[18,20.5,220,27,70,0.81,0.51,280,1,0.54,1.5,0.94444444444444442]
[18,23.1,220,27,99,1.64,0.42,280,1,0.54,3.0370370370370368,0.77777777777777768]
[18,21.9,220,28,1,0.54,0.54,120,0,0.54,1,1]
[18,21.9,220,28,50,0.54,0.54,120,0,0.54,1,1]
[18,21.9,220,28,60,0.54,0.54,120,0,0.54,1,1]
[18,22.6,220,28,70,0.64,0.45,120,1,0.54,1.1851851851851851,0.83333333333333326]
[18,26.5,220,28,99,1.18,0.28000000000000003,120,1,0.54,2.1851851851851851,0.51851851851851849]
[18,20.6,220,28,1,0.59,0.59,200,0,0.59,1,1]
[18,20.5,220,28,50,0.59,0.59,200,0,0.59,1,1]
[18,20.6,220,28,60,0.6,0.56000000000000005,200,1,0.59,1.0169491525423728,0.94915254237288149]
[18,21.7,220,28,70,0.86,0.52,200,1,0.59,1.4576271186440679,0.88135593220338992]
[18,25,220,28,99,1.62,0.4,200,1,0.59,2.745762711864407,0.67796610169491534]
[18,19.899999999999999,220,28,1,0.61,0.61,280,0,0.61,1,1]
[18,19.899999999999999,220,28,50,0.6,0.6,280,0,0.6,1,1]
[18,20.100000000000001,220,28,60,0.68,0.57999999999999996,280,1,0.6,1.1333333333333335,0.96666666666666667]
[18,21,220,28,70,0.98,0.55000000000000004,280,1,0.6,1.6333333333333333,0.91666666666666674]
[18,23.7,220,28,99,1.86,0.46,280,1,0.6,3.1,0.76666666666666672]
[18,22.3,220,29,1,0.6,0.6,120,0,0.6,1,1]
[18,22.3,220,29,50,0.59,0.59,120,0,0.59,1,1]
[18,22.2,220,29,60,0.59,0.59,120,0,0.59,1,1]
[18,23.4,220,29,70,0.75,0.48,120,1,0.59,1.2711864406779663,0.81355932203389836]
[18,27.4,220,29,99,1.31,0.3,120,1,0.59,2.2203389830508478,0.50847457627118642]
[18,20.8,220,29,1,0.65,0.65,200,0,0.65,1,1]
[18,20.8,220,29,50,0.64,0.64,200,0,0.64,1,1]
[18,21.2,220,29,60,0.73,0.6,200,1,0.64,1.140625,0.9375]
[18,22.4,220,29,70,1.02,0.56000000000000005,200,1,0.64,1.59375,0.87500000000000011]
[18,25.8,220,29,99,1.82,0.43,200,1,0.64,2.84375,0.671875]
[18,20.100000000000001,220,29,1,0.67,0.67,280,0,0.67,1,1]
[18,20,220,29,50,0.66,0.66,280,0,0.66,1,1]
[18,20.6,220,29,60,0.84,0.63,280,1,0.66,1.2727272727272727,0.95454545454545447]
[18,21.6,220,29,70,1.1599999999999999,0.6,280,1,0.66,1.7575757575757573,0.90909090909090906]
[18,24.4,220,29,99,2.09,0.5,280,1,0.66,3.1666666666666665,0.75757575757575757]
[18,22.7,220,30,1,0.65,0.65,120,0,0.65,1,1]
[18,22.6,220,30,50,0.64,0.64,120,0,0.64,1,1]
[18,22.7,220,30,60,0.65,0.57999999999999996,120,1,0.64,1.015625,0.90624999999999989]
[18,24.2,220,30,70,0.86,0.51,120,1,0.64,1.34375,0.796875]
[18,28.4,220,30,99,1.45,0.32,120,1,0.64,2.265625,0.5]
[18,21.1,220,30,1,0.71,0.71,200,0,0.71,1,1]
[18,21,220,30,50,0.7,0.7,200,0,0.7,1,1]
[18,21.8,220,30,60,0.88,0.64,200,1,0.7,1.2571428571428573,0.91428571428571437]
[18,23.1,220,30,70,1.17,0.59,200,1,0.7,1.6714285714285715,0.84285714285714286]
[18,26.7,220,30,99,2.02,0.46,200,1,0.7,2.8857142857142861,0.65714285714285725]
[18,20.2,220,30,1,0.73,0.73,280,0,0.73,1,1]
[18,20.2,220,30,50,0.72,0.72,280,0,0.72,1,1]
[18,21.1,220,30,60,1,0.68,280,1,0.72,1.3888888888888888,0.94444444444444453]
[18,22.1,220,30,70,1.34,0.64,280,{"$f":"IF(F31190<>G31190,1,0)","v":1},0.72,{"$f":"F31190/J31190","v":1.8611111111111114},0.88888888888888895]
[18,25.1,220,30,99,2.3199999999999998,0.54,280,1,0.72,3.2222222222222223,{"$f":"G31191/J31191","v":0.75000000000000011}]
[18,23.1,220,31,1,0.7,0.7,120,0,0.7,1,1]
[18,23,220,31,50,0.7,0.7,120,0,{"$f":"IF(F31193/G31193=1,F31193,J31192)","v":0.7},1,1]
[18,23.4,220,31,60,0.76,0.61,120,1,0.7,1.0857142857142859,0.87142857142857144]
[18,25,220,31,70,0.98,0.53,120,1,0.7,1.4000000000000001,0.75714285714285723]
[18,29.4,220,31,99,1.59,0.34,120,1,0.7,2.2714285714285718,0.48571428571428577]
[18,21.3,220,31,1,0.77,0.77,200,0,0.77,1,1]
[18,21.3,220,31,50,0.76,0.76,200,0,0.76,1,1]
[18,22.4,220,31,60,1.03,0.68,200,1,0.76,1.3552631578947369,0.89473684210526316]
[18,23.8,220,31,70,1.34,0.63,200,1,0.76,1.7631578947368423,0.82894736842105265]
[18,27.6,220,31,99,2.2200000000000002,0.49,200,1,0.76,2.9210526315789478,0.64473684210526316]
[18,20.399999999999999,220,31,1,0.79,0.79,280,0,0.79,1,1]
[18,20.5,220,31,50,0.81,0.76,280,1,0.79,1.0253164556962024,0.96202531645569622]
[18,21.6,220,31,60,1.17,0.72,280,1,0.79,1.481012658227848,0.91139240506329111]
[18,22.7,220,31,70,1.53,0.69,280,1,0.79,1.9367088607594936,0.87341772151898722]
[18,25.9,220,31,99,2.56,0.57999999999999996,280,1,0.79,3.240506329113924,0.73417721518987333]
[18,23.4,220,32,1,0.76,0.76,120,0,0.76,1,1]
[18,23.4,220,32,50,0.75,0.75,120,0,0.75,1,1]
[18,24.2,220,32,60,0.87,0.63,120,1,0.75,1.1599999999999999,0.84]
[18,25.9,220,32,70,1.1000000000000001,0.56000000000000005,120,1,0.75,1.4666666666666668,0.7466666666666667]
[18,30.4,220,32,99,1.72,0.35,120,1,0.75,2.2933333333333334,0.46666666666666662]
[18,21.5,220,32,1,0.82,0.82,200,0,0.82,1,1]
[18,21.6,220,32,50,0.85,0.77,200,1,0.82,1.0365853658536586,0.9390243902439025]
[18,23.1,220,32,60,1.18,0.72,200,1,0.82,1.4390243902439024,0.87804878048780488]
[18,24.5,220,32,70,1.51,0.67,200,1,0.82,1.8414634146341464,0.81707317073170738]
[18,28.5,220,32,99,2.4300000000000002,0.52,200,1,0.82,2.9634146341463419,0.63414634146341464]
[18,20.6,220,32,1,0.85,0.85,280,0,0.85,1,1]
[18,21,220,32,50,0.96,0.81,280,1,0.85,1.1294117647058823,0.95294117647058829]
[18,22.1,220,32,60,1.34,0.77,280,1,0.85,1.5764705882352943,0.90588235294117647]
[18,23.3,220,32,70,1.72,0.73,280,1,0.85,2.0235294117647058,0.85882352941176465]
[18,26.7,220,32,99,2.81,0.61,280,1,0.85,3.3058823529411767,0.71764705882352942]

{"sheet":"Eurocoil_kühlen_26°C (2)","index":9,"n_rows":240,"n_cols":30,"rows_kept":240,"cut":false,"hidden":true,"merged":[]}
[]
[null,null,"BG","WT","Verhältnis"]
["BG800",null,"BG 800",820,{"$f":"D3/$D$3","v":1}]
[820,"WT","BG 630",1020,{"$f":"D4/$D$3","v":1.2439024390243902}]
[null,null,"BG 1000",590,{"$f":"D5/$D$3","v":0.71951219512195119}]
[]
[]
["S","TWI","TWO","QA","VA","TAI","UR","PT","PS","TAO","UR","QW","VW","DPW","DPA",null,"q sensibel",null,"q BG 800","QA BG 1000","q BG 1000","Korrekturfaktor BG1000","QA BG 630","q BG 630","Korrekturfaktor BG630"]
[null,"°C","°C","m3/h","m/s","°C"," % ","kW","kW","°C"," % ","l/h","m/s","kPa","Pa",null,"W/K",null,null,"m3/h",null,null,"m3/h"]
[]
[]
[null,16,16.399999999999999,30,0.1,26,45,0.1,0.1,16.010000000000002,83.3,200,0.8,22.4,0,null,{"$f":"I12/(F12-B12)*1000","v":10},{"$f":"1/Q12*Q94","v":1},{"$f":"$AA$34*D12^3+$AB$34*D12^2+$AC$34*D12","v":10.065386538709152},{"$f":"D12*$E$4","v":37.31707317073171},{"$f":"$AA$40*T12^3+$AB$40*T12^2+$AC$40*T12","v":12.718124537190386},{"$f":"1/S12*U12","v":1.2635505341279658},{"$f":"D12*$E$5","v":21.585365853658537},{"$f":"$AA$46*W12^3+$AB$46*W12^2+$AC$46*W12","v":7.0390556303751648},{"$f":"1/S12*X12","v":0.69933286747653278}]
[null,16,16.600000000000001,40,0.1,26,45,0.13,0.13,16.03,83.1,200,0.8,22.4,0,null,13.000000000000002,1,13.26325209797881,49.756097560975611,{"$f":"$AA$40*T13^3+$AB$40*T13^2+$AC$40*T13","v":16.728947148688842},1.2613005486971156,28.780487804878049,9.2939336797499141,0.70072811789246015]
[null,16,16.7,50,0.1,26,45,0.16,0.16,16.07,82.8,200,0.8,22.4,0,null,16,1,16.384575731294063,62.195121951219512,20.629005195998047,1.2590503125813168,35.975609756097562,11.504056750516307,0.70212722863149235]
[null,16,16.8,60,0.1,26,45,0.19,0.19,16.12,82.5,200,0.8,22.4,0,null,19,1,19.430611269172278,74.634146341463421,24.420405610873964,1.2568006879751779,43.170731707317074,13.670014003734421,0.70352979710024055]
[null,16,17,70,0.1,26,45,0.22,0.22,16.18,82.1,200,0.8,22.4,0,null,22,1.0454545454545454,22.402612542130832,87.073170731707322,28.105255325072527,1.2545525782860005,50.365853658536587,15.792394600464334,0.70493539852840015]
[null,16,17.100000000000001,80,0.2,26,45,0.25,0.25,16.260000000000002,81.900000000000006,200,0.8,22.4,0,null,25,1.0400000000000003,25.301833380687093,99.512195121951223,31.685661270349694,1.2523069294470726,57.560975609756099,17.871787701766127,0.70634358518097251]
[null,16,17.2,90,0.2,26,45,0.28000000000000003,0.28000000000000003,16.350000000000001,81.3,200,0.8,22.4,0,null,28.000000000000004,1.0357142857142856,28.129527615358441,111.95121951219512,35.16373037846143,1.2500647312421409,64.756097560975604,19.908782468699872,0.70775388555867091]
[null,16,17.3,100,0.2,26,45,0.31,0.31,16.440000000000001,80.900000000000006,200,0.8,22.4,0,null,31,1.032258064516129,30.886949076662244,124.39024390243902,38.541569581163671,1.2478270186382752,71.951219512195124,21.903968062325653,0.70916580358776815]
[null,16,17.5,110,0.2,26,45,0.34,0.34,16.54,80.3,200,0.8,22.4,0,null,{"$f":"I20/(F20-B20)*1000","v":34},1,33.575351595115869,136.82926829268294,41.82128581021238,1.2455948731240101,79.146341463414629,23.857933643703539,0.71057881780079701]
[null,16,17.600000000000001,120,0.2,26,45,0.36,0.36,16.649999999999999,79.8,200,0.8,22.4,0,null,36,1.0277777777777777,36.195989001236704,149.26829268292684,45.004985997363505,1.2433694240493283,86.341463414634148,25.771268373893619,0.71199238050970493]
[null,16,17.7,130,0.2,26,45,0.39,0.39,16.75,79.3,200,0.8,22.4,0,null,39,1.0256410256410255,38.750115125542109,161.70731707317074,48.094777074372999,1.2411518499637015,93.536585365853654,27.644561413955962,0.71340591697323941]
[null,16,17.8,140,0.3,26,45,0.42,0.42,16.86,78.8,200,0.8,22.4,0,null,41.999999999999993,1.0238095238095239,41.238983798549462,174.14634146341464,51.092765972996801,1.2389433799480272,100.73170731707317,29.478401924950653,0.71481882456054913]
[null,16,17.899999999999999,150,0.3,26,45,0.44,0.44,16.97,78.2,200,0.8,22.3,1,null,44,1.0227272727272727,43.663848850776127,186.58536585365854,54.001059624990887,1.2367452949359277,107.92682926829268,31.273379067937764,0.71623047191319411]
[null,16,18,160,0.3,26,45,0.46,0.46,17.079999999999998,77.5,200,0.8,22.3,1,null,46,1.0434782608695652,46.025964112739487,199.02439024390245,56.821764962111189,1.2345589290194476,115.1219512195122,33.030082003977377,0.71764019810798507]
[null,16,18.100000000000001,170,0.3,26,45,0.49,0.49,17.190000000000001,77,200,0.8,22.3,1,null,49,1.0204081632653061,48.326583414956914,211.46341463414635,59.556988916113674,1.2323856707337806,122.3170731707317,34.749099894129571,0.71904731182330683]
[null,16,18.2,180,0.3,26,45,0.51,0.51,17.3,76.5,200,0.8,22.3,1,null,51.000000000000007,1.0392156862745097,50.566960587945772,223.90243902439025,62.208838418754283,1.230226964315188,129.51219512195121,36.431021899454414,0.72045109051183298]
[null,16,18.3,190,0.4,26,45,0.53,0.53,17.41,76,200,0.8,22.3,1,null,53.000000000000007,1.0377358490566038,52.748349462223445,236.34146341463415,64.779420401788983,1.2280843109258193,136.70731707317071,38.076437181011997,0.72185077958280075]
[null,16,18.399999999999999,200,0.4,26,45,0.55000000000000004,0.55000000000000004,17.510000000000002,75.3,200,0.8,22.3,1,null,55.000000000000007,1.0363636363636362,54.872003868307303,248.78048780487805,67.270841796973698,1.2259592698386517,143.90243902439025,39.685934899862389,0.7232455915972843,null,{"$f":"A3","v":"BG800"}]
[null,16,18.5,210,0.4,26,45,0.56999999999999995,0.56999999999999995,17.62,74.900000000000006,200,0.8,22.3,1,null,56.999999999999993,1.0350877192982457,56.939177636714703,261.21951219512192,69.685209536064406,1.2238534595752746,151.09756097560975,41.260104217065674,0.72463470548020215,null,"y =","axn+bx(n-1)+...+nx+m"]
[null,16,18.5,220,0.4,26,45,0.59,0.59,17.73,74.400000000000006,200,0.8,22.3,1,null,59,1.0508474576271187,58.951124597963037,273.65853658536588,72.024630550817051,1.2217685589887077,158.29268292682926,42.799534293681923,0.72601726575307435,null,"Polynom",2,"Ordnung"]
[null,16,18.600000000000001,230,0.4,26,45,0.61,0.61,17.829999999999998,74,200,0.8,22.3,1,null,61,1.0491803278688525,60.909098582569683,286.09756097560978,74.291211772987594,1.2197063082829378,165.48780487804876,44.304814290771205,0.72739238179187049,null,"a =","b =","c =","m ="]
[null,16,18.7,240,0.5,26,45,0.63,0.63,17.93,73.599999999999994,200,0.8,22.3,1,null,63,1.0476190476190474,62.81435342105199,298.53658536585368,76.487060134331969,1.2176685099602986,172.6829268292683,45.776533369393633,0.72875912711459678,null,3,2,1,0]
[null,16,18.8,250,0.5,26,45,0.65,0.65,18.03,73,200,0.8,22.3,1,null,65,1.0461538461538462,64.66814294392735,310.97560975609758,78.614282566606136,1.2156570296872642,179.8780487804878,47.215280690609255,0.7301165387035905,null,{"$f":"LINEST(Q12:Q79,D12:D79^{1,2,3},0,0)","v":2.0897175289544602E-7},-4.0778624011949318E-4,0.34755839724961729,0]
[null,16,18.899999999999999,260,0.5,26,45,0.66,0.66,18.13,72.400000000000006,200,0.8,22.3,1,null,66,1.0606060606060603,66.471720981713119,323.41463414634148,80.674986001566054,1.2136737970686868,187.07317073170731,48.621645415478156,0.73146361636784385,null,{"$f":"A85","v":"BG1000"}]
[null,16,18.899999999999999,270,0.5,26,45,0.68,0.68,18.23,72,200,0.8,22.3,2,null,68,1.0441176470588236,68.226341364926668,335.85365853658539,82.671277370967658,1.211720806319929,194.26829268292681,49.996216705060405,0.73279932215099142,null,"y =","axn+bx(n-1)+...+nx+m"]
[null,16,19,280,0.5,26,45,0.7,0.7,18.32,71.7,200,0.8,22.3,2,null,69.999999999999986,1.0428571428571431,69.93325792408541,348.29268292682929,84.605263606566922,1.2098001168257941,201.46341463414635,51.339583720416087,0.73412257979095874,null,"Polynom",2,"Ordnung"]
[null,16,19.100000000000001,290,0.6,26,45,0.71,0.71,18.41,71.2,200,0.8,22.3,2,null,71,1.056338028169014,71.593724489706673,360.73170731707319,86.479051640119764,1.2079138535745995,208.65853658536585,52.652335622605293,0.73543227423760216,null,"a =","b =","c =","m ="]
[null,16,19.100000000000001,300,0.6,26,45,0.73,0.73,18.5,70.8,200,0.8,22.3,2,null,73,1.0547945205479452,73.208994892307842,373.17073170731709,88.294748403382187,1.2060642074551884,215.85365853658536,53.935061572688092,0.73672725123501348,null,3,2,1,0]
[null,16,19.2,310,0.6,26,45,0.75,0.75,18.59,70.400000000000006,200,0.8,22.3,2,null,75,1.04,74.780322962406302,385.60975609756099,90.054460828110123,1.2042534354041565,223.04878048780486,55.188350731724547,0.73800631697550889,null,{"$f":"LINEST(Q94:Q161,D94:D161^{1,2,3},0,0)","v":1.8244848455970323E-7},-3.8516386299336736E-4,0.35493160447362204,0]
[null,16,19.3,320,0.6,26,45,0.76,0.76,18.68,70.099999999999994,200,0.8,22.2,2,null,76,1.0526315789473684,76.308962530519409,398.04878048780489,91.760295846059478,1.2024838603900607,230.2439024390244,56.412792260774765,0.73926823783264961,null,{"$f":"A165","v":"BG630"}]
[null,16,19.3,330,0.6,26,45,0.78,0.78,18.760000000000002,69.599999999999994,200,0.8,22.2,2,null,78,1.0512820512820511,77.796167427164548,410.48780487804879,93.414360388986267,1.2007578712208928,237.4390243902439,57.6089753208988,0.74051174018095822,null,"y =","axn+bx(n-1)+...+nx+m"]
[null,16,19.399999999999999,340,0.6,26,45,0.79,0.79,18.850000000000001,69.2,200,0.8,22.2,2,null,79,1.0506329113924049,79.243191482859089,422.92682926829269,95.018761388646425,1.1990779221606656,244.63414634146341,58.777489073156737,0.74173551031031804,null,"Polynom",2,"Ordnung"]
[null,16,19.5,350,0.7,26,45,0.8,0.8,18.93,69,200,0.8,22.2,3,null,80,1.0624999999999998,{"$f":"$AA$34*D44^3+$AB$34*D44^2+$AC$34*D44","v":80.651288528120375},435.36585365853659,96.575605776795882,1.1974465323405619,251.82926829268291,{"$f":"$AA$46*W44^3+$AB$46*W44^2+$AC$46*W44","v":59.918922678608652},0.74293819444331566,null,"a =","b =","c =","m ="]
[null,16,19.5,360,0.7,26,45,0.82,0.82,19.010000000000002,68.599999999999994,200,0.8,22.2,3,null,81.999999999999986,1.0487804878048783,82.021712393465833,447.80487804878049,98.0870004851906,1.195866284949747,259.02439024390242,61.033865298314623,0.74411839886406494,null,3,2,1,0]
[null,16,19.600000000000001,370,0.7,26,45,0.83,0.83,19.09,68.2,200,0.8,22.2,3,null,82.999999999999986,1.060240963855422,83.355716909412806,460.2439024390244,99.555052445586568,1.1943398261906675,266.21951219512192,62.122906093334727,0.74527469016728709,null,{"$f":"LINEST(Q173:Q240,D173:D240^{1,2,3},0,0)","v":2.6361390029573004E-7},-4.5501084750710008E-4,0.33580189270664024,0]
[null,16,19.600000000000001,380,0.7,26,45,0.84,0.84,19.16,68,200,0.8,22.2,3,null,83.999999999999986,1.0595238095238098,84.654555906478663,472.6829268292683,100.98186858973969,1.1928698639834396,273.41463414634143,63.186634224729048,0.74640559563662345]
[null,16,19.7,390,0.7,26,45,0.86,0.86,19.239999999999998,67.400000000000006,200,0.8,22.2,3,null,86,1.0581395348837208,85.919483215180776,485.1219512195122,102.36955584940591,1.1914591664038157,280.60975609756099,64.225638853557669,0.74750960376132591]
[null,16,19.7,400,0.8,26,45,0.87,0.87,19.309999999999999,67.3,200,0.8,22.2,3,null,87,1.0574712643678161,87.151752666036558,497.5609756097561,103.72022115634124,1.1901105598391652,287.80487804878049,65.240509140880661,0.74858516490059279]
[null,16,19.8,410,0.8,26,45,0.88,0.88,19.38,66.900000000000006,200,0.8,22.2,3,null,88,1.0568181818181819,88.352618089563322,510,105.03597144230159,1.1888269268469926,295,66.231834247758087,0.74963069210488664]
[null,16,19.8,420,0.8,26,45,0.89,0.89,19.45,66.599999999999994,200,0.8,22.2,4,null,89,1.0561797752808988,89.523333316278467,522.43902439024384,106.3189136390429,1.1876112037006827,302.19512195121951,67.200203335250052,0.750644562103573,null,"Exponent P:"]
[null,16,19.899999999999999,430,0.8,26,45,0.91,0.91,19.52,66.3,200,0.8,22.2,4,null,91,1.054945054945055,90.665152176699365,534.8780487804878,107.57115467832115,1.1864663776074991,309.39024390243901,68.14620556441659,0.75162511646817631,null,"P = 0,25 bei Heizung des Fluids"]
[null,16,19.899999999999999,440,0.8,26,45,0.92,0.92,19.59,66,200,0.8,22.2,4,null,92,1.0543478260869565,91.7793285013434,547.31707317073176,108.7948014918923,1.1853954835843001,316.58536585365852,69.070430096317835,0.75257066296041641,null,"P = 0,20 bei Kühlung des Fluids"]
[null,16,20,450,0.9,26,45,0.93,0.93,19.66,65.900000000000006,200,0.8,22.2,4,null,93,1.0537634408602152,92.867116120727943,559.7560975609756,109.99196101151226,1.184401600977055,323.78048780487802,69.973466092013837,0.753479477073971]
[null,16,20,460,0.9,26,45,0.94,0.94,19.72,65.400000000000006,200,0.8,22.2,4,null,94,1.053191489361702,93.929768865370335,572.19512195121956,111.16474016893702,1.1834878496110173,330.97560975609753,70.855902712564642,0.75434980377863492]
[null,16,20.100000000000001,470,0.9,26,45,0.95,0.95,19.79,65.3,200,0.8,22.2,4,null,95,1.0631578947368421,94.968540565787976,584.63414634146341,112.31524589592252,1.1826573855593567,338.17073170731709,71.718329119030415,0.75517985947513488]
[null,16,20.100000000000001,480,0.9,26,45,0.96,0.96,19.850000000000001,64.900000000000006,200,0.8,22.2,5,null,96,1.0625,95.984685052498236,597.07317073170736,113.44558512422473,1.1819133965192088,345.36585365853659,72.56133447247116,0.75596783416837987,null,"Num = mittl. Nußelt Zahl (-)"]
[null,16,20.2,490,0.9,26,45,0.97,0.97,19.91,64.8,200,0.8,22.2,5,null,97,1.061855670103093,96.979456156018472,609.51219512195121,114.55786478559955,1.1812590967854193,352.5609756097561,73.385507933946968,0.75671189386632498,null,"Re  = Reynolds Zahl (-)"]
[null,16,20.2,500,1,26,45,0.98,0.98,19.97,64.400000000000006,200,0.8,22.2,5,null,98,1.0612244897959184,97.954107706866111,621.95121951219517,115.65419181180297,1.1806977218138264,359.7560975609756,74.191438664517932,0.75741018321090248,null,"Pr  = Prandtl Zahl (-)"]
[null,16,20.3,510,1,26,45,0.99,0.99,20.03,64.400000000000006,200,0.8,22.2,5,null,99,1.0606060606060608,98.909893535558453,634.39024390243901,116.73667313459094,1.1802325223676811,366.95121951219511,74.979715825244114,0.75806082834664712,null,"PrF = Prandtl Zahl bei Fluidtemperatur (-)"]
[null,16,20.3,520,1,26,45,1,1,20.09,64,200,0.8,22.2,5,null,100,1.06,99.848067472612911,646.82926829268297,117.80741568571946,1.1798667582427929,374.14634146341461,75.750928577185618,0.7586619400316702,null,"PrW = Prandtl Zahl bei Wandtemperatur (-)"]
[{"$f":"D62/820*1025","v":662.5},16,20.3,530,1,26,45,1.01,1.01,20.14,63.8,200,0.8,22.2,6,null,101,1.0594059405940595,100.76988334854684,659.26829268292681,118.86852639694436,1.1796036915692085,381.34146341463412,76.505666081402467,0.75921161699455042,null,"tzu = Fluidtemperatur Rohreintritt (°C)"]
[null,16,20.399999999999999,540,1,26,45,1.02,1.02,20.2,63.5,200,0.8,22.2,6,null,102.00000000000001,1.0588235294117647,101.67659499387763,671.70731707317077,119.9221122000217,1.1794465796896789,388.53658536585363,77.244517498954821,0.75970794953947896,null,"tab = Fluidtemperatur Rohraustritt (°C)"]
[null,16,20.399999999999999,550,1,26,45,1.03,1.03,20.260000000000002,63.4,200,0.8,22.2,6,null,103.00000000000001,1.058252427184466,102.56945623912267,684.14634146341461,120.97028002670737,1.1793986676178376,395.73170731707313,77.968071990902672,0.76014902340062918,null,"ve = Strömungsgeschwindigkeit im engsten Querschnitt (m/s)"]
[null,16,20.5,560,1.1000000000000001,26,45,1.04,1.04,20.309999999999999,63.2,200,0.8,22.2,6,null,104.00000000000001,1.0576923076923077,103.44972091479929,696.58536585365857,122.01513680875736,1.1794631800819306,402.92682926829269,78.676918718306155,0.76053292384523785,null,"v  = Ausströmgeschwindigkeit (m/s)"]
[null,16,20.5,570,1.1000000000000001,26,45,1.04,1.04,20.36,62.8,200,0.8,22.2,6,null,104.00000000000001,1.0673076923076923,104.31864285142485,709.02439024390242,123.05878947792763,1.179643313163049,410.1219512195122,79.371646842225346,0.7608577400232277,null,"Sq = Querteilung (m)"]
[null,16,20.5,580,1.1000000000000001,26,45,1.05,1.05,20.41,62.8,200,0.8,22.2,7,null,105.00000000000001,1.0666666666666667,105.17747587951679,721.46341463414637,124.10334496597409,1.1799422255401653,417.3170731707317,80.052845523720293,0.7611215695594622,null,"d  = Rohraußendurchmesser (m)"]
[null,16,20.6,590,1.1000000000000001,26,45,1.06,1.06,20.46,62.5,200,0.8,22.2,7,null,106.00000000000001,1.0660377358490563,106.02747382959242,733.90243902439022,125.15091020465275,1.1803630293578018,424.51219512195121,80.721103923851089,0.76132252338281892,null,"L  = d = Außendurchmesser des Einzelrohrs (m)"]
[null,16,20.6,600,1.1000000000000001,26,45,1.07,1.07,20.51,62.3,200,0.8,22.2,7,null,107.00000000000001,1.0654205607476634,106.86989053216917,746.34146341463418,126.2035921257195,1.1809087807358674,431.70731707317071,81.377011203677824,0.76145873078425519]
[null,16,20.6,610,1.2,26,45,1.08,1.08,20.56,62.2,200,0.8,22.2,7,null,108.00000000000001,1.0648148148148147,107.70597981776437,758.78048780487802,127.26349766093028,1.1815824699450923,438.90243902439022,82.021156524260547,0.76152834469393571]
[null,16,20.7,620,1.2,26,45,1.0900000000000001,1.0900000000000001,20.61,61.9,200,0.8,22.2,7,null,109.00000000000001,1.0642201834862384,108.53699551689542,771.21951219512198,128.33273374204117,1.1823870112754711,446.09756097560972,82.654129046659349,0.76152954716526122]
[null,16,20.7,630,1.2,26,45,1.0900000000000001,1.0900000000000001,20.65,61.7,200,0.8,22.2,8,null,109.00000000000001,1.0642201834862384,109.36419146007964,783.65853658536582,129.41340730080796,1.1833252326292445,453.29268292682923,83.276517931934336,0.76146055505134991]
[null,16,20.7,640,1.2,26,45,1.1000000000000001,1.1000000000000001,20.7,61.6,200,0.8,22.2,8,null,110.00000000000001,1.0636363636363635,110.18882147783447,796.09756097560978,130.50762526898669,1.1843998648741292,460.48780487804879,83.888912341145556,0.76131962585715285]
[null,16,20.8,650,1.2,26,45,1.1100000000000001,1.1100000000000001,20.75,61.3,200,0.8,22.1,8,null,111.00000000000001,1.0630630630630629,111.01213940067721,808.53658536585363,131.61749457833332,1.1856135309966866,467.6829268292683,84.491901435353057,0.76110506374798881]
[null,16,20.8,660,1.3,26,45,1.1200000000000001,1.1200000000000001,20.79,61.3,200,0.8,22.1,8,null,112.00000000000001,{"$f":"1/Q75*Q157","v":1.0625},111.83539905912535,{"$f":"D75*$E$4","v":820.97560975609758},132.74512216060373,{"$f":"1/S75*U75","v":1.1869687350999105},{"$f":"D75*$E$5","v":474.8780487804878},85.086074375617002,{"$f":"1/S75*X75","v":0.76081522569283755}]
[null,16,20.8,670,1.3,26,45,1.1299999999999999,1.1299999999999999,20.83,61.1,200,0.8,22.1,9,null,112.99999999999999,{"$f":"1/Q76*Q158","v":1.0619469026548674},112.65985428369612,{"$f":"D76*$E$4","v":833.41463414634143},133.89261494755397,{"$f":"1/S76*U76","v":1.188467851293241},{"$f":"D76*$E$5","v":482.07317073170731},{"$f":"$AA$46*W76^3+$AB$46*W76^2+$AC$46*W76","v":85.672020322997383},{"$f":"1/S76*X76","v":0.76044852771832172}]
[null,16,20.9,680,1.3,26,45,1.1299999999999999,1.1299999999999999,20.88,60.9,200,0.8,22.1,9,null,112.99999999999999,{"$f":"1/Q77*Q159","v":1.0707964601769913},113.48675890490701,{"$f":"D77*$E$4","v":845.85365853658539},{"$f":"$AA$40*T77^3+$AB$40*T77^2+$AC$40*T77","v":135.06207987093995},{"$f":"1/S77*U77","v":1.1901131125271747},{"$f":"D77*$E$5","v":489.26829268292681},{"$f":"$AA$46*W77^3+$AB$46*W77^2+$AC$46*W77","v":86.250328438554348},{"$f":"1/S77*X77","v":0.76000345124690138}]
[null,16,20.9,690,1.3,26,45,1.1399999999999999,1.1399999999999999,20.92,60.8,200,0.8,22.1,9,null,113.99999999999999,{"$f":"1/Q78*Q160","v":1.06140350877193},114.31736675327529,{"$f":"D78*$E$4","v":858.29268292682923},{"$f":"$AA$40*T78^3+$AB$40*T78^2+$AC$40*T78","v":136.25562386251761},{"$f":"1/S78*U78","v":1.1919065994285052},{"$f":"D78*$E$5","v":496.46341463414632},{"$f":"$AA$46*W78^3+$AB$46*W78^2+$AC$46*W78","v":86.821587883347917},{"$f":"1/S78*X78","v":0.75947854949047278}]
[null,16,20.9,700,1.3,26,45,1.1499999999999999,1.1499999999999999,20.96,60.6,200,0.8,22.1,9,null,114.99999999999999,{"$f":"1/Q79*Q161","v":1.0608695652173916},115.15293165931843,{"$f":"D79*$E$4","v":870.73170731707319},{"$f":"$AA$40*T79^3+$AB$40*T79^2+$AC$40*T79","v":137.47535385404288},{"$f":"1/S79*U79","v":1.1938502291957764},{"$f":"D79*$E$5","v":503.65853658536582},{"$f":"$AA$46*W79^3+$AB$46*W79^2+$AC$46*W79","v":87.386387818438209},{"$f":"1/S79*X79","v":0.75887245386832247}]
[]
[]
[]
[]
[]
["BG1000"]
[1020,"WT"]
[]
["S","TWI","TWO","QA","VA","TAI","UR","PT","PS","TAO","UR","QW","VW","DPW","DPA"]
[null,"°C","°C","m3/h","m/s","°C"," % ","kW","kW","°C"," % ","l/h","m/s","kPa","Pa"]
["S","TWI","TWO","QA","VA","TAI","UR","PT","PS","TAO","UR","QW","VW","DPW","DPA",null,"q sensibel"]
[null,"°C","°C","m3/h","m/s","°C"," % ","kW","kW","°C"," % ","l/h","m/s","kPa","Pa",null,"W/K"]
[]
[]
[null,16,16.5,30,0,26,45,0.1,0.1,16.010000000000002,83.3,200,0.8,26,0,null,{"$f":"I94/(F94-B94)*1000","v":10},null,{"$f":"$AA$40*D94^3+$AB$40*D94^2+$AC$40*D94","v":10.306226766597742}]
[null,16,16.600000000000001,40,0.1,26,45,0.13,0.13,16.02,83.2,200,0.8,26,0,null,13.000000000000002,null,13.592678701167314]
[null,16,16.7,50,0.1,26,45,0.16,0.16,16.04,83,200,0.8,25.9,0,null,16,null,16.806476626767648]
[null,16,16.8,60,0.1,26,45,0.19,0.19,16.07,82.8,200,0.8,25.9,0,null,19,null,19.948715234306096]
[null,16,17,70,0.1,26,45,0.23,0.23,16.11,82.6,200,0.8,25.9,0,null,23,null,23.02048921469002]
[null,16,17.100000000000001,80,0.1,26,45,0.26,0.26,16.170000000000002,82.3,200,0.8,25.9,0,null,26.000000000000004,null,26.022893258826777]
[null,16,17.2,90,0.1,26,45,0.28999999999999998,0.28999999999999998,16.23,82,200,0.8,25.9,0,null,28.999999999999996,null,28.957022057623732]
[null,16,17.399999999999999,100,0.2,26,45,0.32,0.32,16.3,81.5,200,0.8,25.9,0,null,32,null,31.823970301988236]
[null,16,17.5,110,0.2,26,45,0.34,0.34,16.38,81.3,200,0.8,25.9,0,null,{"$f":"I102/(F102-B102)*1000","v":34},null,34.624832682827645]
[null,16,17.600000000000001,120,0.2,26,45,0.37,0.37,16.46,80.8,200,0.8,25.9,0,null,37,null,37.360703891049326]
[null,16,17.7,130,0.2,26,45,0.4,0.4,16.55,80.2,200,0.8,25.9,0,null,40,null,40.032678617560627]
[null,16,17.8,140,0.2,26,45,0.43,0.43,16.64,79.900000000000006,200,0.8,25.9,0,null,43,null,42.641851553268907]
[null,16,17.899999999999999,150,0.2,26,45,0.45,0.45,16.73,79.5,200,0.8,25.8,0,null,45,null,45.189317389081538]
[null,16,18.100000000000001,160,0.2,26,45,0.48,0.48,16.82,78.900000000000006,200,0.8,25.8,0,null,48,null,47.676170815905863]
[null,16,18.2,170,0.3,26,45,0.5,0.5,16.920000000000002,78.5,200,0.8,25.8,0,null,50,null,50.103506524649248]
[null,16,18.3,180,0.3,26,45,0.53,0.53,17.02,77.8,200,0.8,25.8,1,null,53.000000000000007,null,52.472419206219058]
[null,16,18.399999999999999,190,0.3,26,45,0.55000000000000004,0.55000000000000004,17.11,77.400000000000006,200,0.8,25.8,1,null,55.000000000000007,null,54.78400355152263]
[null,16,18.5,200,0.3,26,45,0.56999999999999995,0.56999999999999995,17.21,77.099999999999994,200,0.8,25.8,1,null,56.999999999999993,null,57.039354251467344]
[null,16,18.600000000000001,210,0.3,26,45,0.59,0.59,17.309999999999999,76.400000000000006,200,0.8,25.8,1,null,59,null,59.239565996960543]
[null,16,18.600000000000001,220,0.3,26,45,0.62,0.62,17.399999999999999,75.900000000000006,200,0.8,25.8,1,null,62,null,61.385733478909586]
[null,16,18.7,230,0.4,26,45,0.64,0.64,17.5,75.5,200,0.8,25.8,1,null,64,null,63.478951388221859]
[null,16,18.8,240,0.4,26,45,0.66,0.66,17.59,75.099999999999994,200,0.8,25.8,1,null,66,null,65.520314415804677]
[null,16,18.899999999999999,250,0.4,26,45,0.68,0.68,17.690000000000001,74.7,200,0.8,25.8,1,null,68,null,67.510917252565406]
[null,16,19,260,0.4,26,45,0.7,0.7,17.78,74.2,200,0.8,25.8,1,null,69.999999999999986,null,69.451854589411454]
[null,16,19.100000000000001,270,0.4,26,45,0.71,0.71,17.87,73.7,200,0.8,25.8,1,null,71,null,71.344221117250115]
[null,16,19.2,280,0.4,26,45,0.73,0.73,17.96,73.3,200,0.8,25.8,1,null,73,null,73.189111526988768]
[null,16,19.2,290,0.5,26,45,0.75,0.75,18.05,73,200,0.8,25.7,1,null,75,null,74.987620509534807]
[null,16,19.3,300,0.5,26,45,0.77,0.77,18.13,72.599999999999994,200,0.8,25.7,1,null,77,null,76.740842755795541]
[null,16,19.399999999999999,310,0.5,26,45,0.78,0.78,18.22,72,200,0.8,25.7,1,null,78,null,78.449872956678348]
[null,16,19.399999999999999,320,0.5,26,45,0.8,0.8,18.309999999999999,71.8,200,0.8,25.7,2,null,80,null,80.115805803090581]
[null,16,19.5,330,0.5,26,45,0.82,0.82,18.39,71.3,200,0.8,25.7,2,null,81.999999999999986,null,81.739735985939632]
[null,16,19.600000000000001,340,0.5,26,45,0.83,0.83,18.47,70.900000000000006,200,0.8,25.7,2,null,82.999999999999986,null,83.32275819613281]
[null,16,19.600000000000001,350,0.5,26,45,0.85,0.85,18.559999999999999,70.599999999999994,200,0.8,25.7,2,null,84.999999999999986,null,{"$f":"$AA$40*D126^3+$AB$40*D126^2+$AC$40*D126","v":84.86596712457748}]
[null,16,19.7,360,0.6,26,45,0.86,0.86,18.63,70.3,200,0.8,25.7,2,null,86,null,86.370457462181037]
[null,16,19.8,370,0.6,26,45,0.88,0.88,18.71,69.8,200,0.8,25.7,2,null,88,null,87.837323899850816]
[null,16,19.8,380,0.6,26,45,0.89,0.89,18.78,69.5,200,0.8,25.7,2,null,89,null,89.267661128494154]
[null,16,19.899999999999999,390,0.6,26,45,0.91,0.91,18.86,69.099999999999994,200,0.8,25.7,2,null,91,null,90.66256383901846]
[null,16,20,400,0.6,26,45,0.92,0.92,18.940000000000001,68.900000000000006,200,0.8,25.7,2,null,92,null,92.023126722331057]
[null,16,20,410,0.6,26,45,0.93,0.93,19.010000000000002,68.599999999999994,200,0.8,25.7,2,null,93,null,93.35044446933928]
[null,16,20.100000000000001,420,0.7,26,45,0.94,0.94,19.079999999999998,68.2,200,0.8,25.7,2,null,94,null,94.645611770950552]
[null,16,20.100000000000001,430,0.7,26,45,0.96,0.96,19.149999999999999,67.900000000000006,200,0.8,25.7,3,null,96,null,95.909723318072196]
[null,16,20.2,440,0.7,26,45,0.97,0.97,19.22,67.599999999999994,200,0.8,25.7,3,null,97,null,97.143873801611534]
[null,16,20.2,450,0.7,26,45,0.98,0.98,19.29,67.5,200,0.8,25.7,3,null,98,null,98.349157912475988]
[null,16,20.3,460,0.7,26,45,0.99,0.99,19.350000000000001,67,200,0.8,25.7,3,null,99,null,99.526670341572895]
[null,16,20.3,470,0.7,26,45,1.01,1.01,19.420000000000002,66.900000000000006,200,0.8,25.7,3,null,101,null,100.67750577980956]
[null,16,20.399999999999999,480,0.7,26,45,1.02,1.02,19.48,66.400000000000006,200,0.8,25.7,3,null,102.00000000000001,null,101.80275891809345]
[null,16,20.399999999999999,490,0.8,26,45,1.03,1.03,19.54,66.3,200,0.8,25.7,3,null,103.00000000000001,null,102.90352444733183]
[null,16,20.5,500,0.8,26,45,1.04,1.04,19.600000000000001,65.900000000000006,200,0.8,25.6,3,null,104.00000000000001,null,103.98089705843208]
[null,16,20.5,510,0.8,26,45,1.05,1.05,19.670000000000002,65.8,200,0.8,25.6,4,null,105.00000000000001,null,105.03597144230159]
[null,16,20.6,520,0.8,26,45,1.06,1.06,19.72,65.5,200,0.8,25.6,4,null,106.00000000000001,null,106.06984228984768]
[null,16,20.6,530,0.8,26,45,1.07,1.07,19.78,65.400000000000006,200,0.8,25.6,4,null,107.00000000000001,null,107.08360429197774]
[null,16,20.7,540,0.8,26,45,1.08,1.08,19.84,65,200,0.8,25.6,4,null,108.00000000000001,null,108.07835213959909]
[null,16,20.7,550,0.9,26,45,1.0900000000000001,1.0900000000000001,19.899999999999999,64.8,200,0.8,25.6,4,null,109.00000000000001,null,109.05518052361913]
[null,16,20.7,560,0.9,26,45,1.1000000000000001,1.1000000000000001,19.95,64.599999999999994,200,0.8,25.6,4,null,110.00000000000001,null,110.01518413494517]
[null,16,20.8,570,0.9,26,45,1.1100000000000001,1.1100000000000001,20,64.400000000000006,200,0.8,25.6,4,null,111.00000000000001,null,110.95945766448463]
[null,16,20.8,580,0.9,26,45,1.1200000000000001,1.1200000000000001,20.059999999999999,64.2,200,0.8,25.6,5,null,112.00000000000001,null,111.88909580314484]
[null,16,20.9,590,0.9,26,45,1.1299999999999999,1.1299999999999999,20.11,63.8,200,0.8,25.6,5,null,112.99999999999999,null,112.80519324183312]
[null,16,20.9,600,0.9,26,45,1.1399999999999999,1.1399999999999999,20.16,63.8,200,0.8,25.6,5,null,113.99999999999999,null,113.70884467145687]
[null,16,20.9,610,0.9,26,45,1.1499999999999999,1.1499999999999999,20.21,63.5,200,0.8,25.6,5,null,114.99999999999999,null,114.60114478292346]
[null,16,21,620,1,26,45,1.1599999999999999,1.1599999999999999,20.260000000000002,63.3,200,0.8,25.6,5,null,115.99999999999999,null,115.48318826714021]
[null,16,21,630,1,26,45,1.1599999999999999,1.1599999999999999,20.309999999999999,63.1,200,0.8,25.6,5,null,115.99999999999999,null,116.35606981501451]
[null,16,21.1,640,1,26,45,1.17,1.17,20.36,62.8,200,0.8,25.6,5,null,117,null,117.22088411745366]
[null,16,21.1,650,1,26,45,1.18,1.18,20.41,62.8,200,0.8,25.6,6,null,118,null,118.07872586536512]
[null,16,21.1,660,1,26,45,1.19,1.19,20.46,62.5,200,0.8,25.6,6,null,119,null,118.93068974965618]
[null,16,21.2,670,1,26,45,1.2,1.2,20.5,62.4,200,0.8,25.6,6,null,120,null,119.77787046123416]
[null,16,21.2,680,1.1000000000000001,26,45,1.21,1.21,20.55,62.3,200,0.8,25.6,6,null,121,null,120.62136269100651]
[null,16,21.2,690,1.1000000000000001,26,45,1.21,1.21,20.59,62,200,0.8,25.6,6,null,121,null,121.46226112988057]
[null,16,21.3,700,1.1000000000000001,26,45,1.22,1.22,20.63,61.9,200,0.8,25.6,6,null,122,null,122.30166046876361]
[]
[]
[]
["BG630"]
[590,"WT"]
["S","TWI","TWO","QA","VA","TAI","UR","PT","PS","TAO","UR","QW","VW","DPW","DPA"]
[null,"°C","°C","m3/h","m/s","°C"," % ","kW","kW","°C"," % ","l/h","m/s","kPa","Pa"]
["S","TWI","TWO","QA","VA","TAI","UR","PT","PS","TAO","UR","QW","VW","DPW","DPA",null,"q sensibel"]
[null,"°C","°C","m3/h","m/s","°C"," % ","kW","kW","°C"," % ","l/h","m/s","kPa","Pa",null,"W/K"]
[]
[]
[null,16,16.399999999999999,30,0.1,26,45,0.1,0.1,16.04,83.1,200,0.8,17.8,0,null,{"$f":"I173/(F173-B173)*1000","v":10},null,{"$f":"$AA$46*D173^3+$AB$46*D173^2+$AC$46*D173","v":9.6716645937508012}]
[null,16,16.600000000000001,40,0.1,26,45,0.13,0.13,16.09,82.8,200,0.8,17.8,0,null,13.000000000000002,null,12.720929641873175]
[null,16,16.7,50,0.1,26,45,0.16,0.16,16.170000000000002,82.2,200,0.8,17.8,0,null,16,null,15.685519254101226]
[null,16,16.8,60,0.2,26,45,0.19,0.19,16.28,81.8,200,0.8,17.8,0,null,19,null,18.567015113836732]
[null,16,16.899999999999999,70,0.2,26,45,0.22,0.22,16.39,81.099999999999994,200,0.8,17.8,0,null,22,null,21.366998904481463]
[null,16,17.100000000000001,80,0.2,26,45,0.25,0.25,16.52,80.5,200,0.8,17.7,0,null,25,null,24.08705230943719]
[null,16,17.2,90,0.2,26,45,0.27,0.27,16.66,79.7,200,0.8,17.7,0,null,27.000000000000004,null,26.728757012105699]
[null,16,17.3,100,0.3,26,45,0.3,0.3,16.79,78.900000000000006,200,0.8,17.7,0,null,30,null,29.29369469588875]
[null,16,17.399999999999999,110,0.3,26,45,0.32,0.32,16.93,78.3,200,0.8,17.7,1,null,{"$f":"I181/(F181-B181)*1000","v":32},null,31.783447044188129]
[null,16,17.5,120,0.3,26,45,0.35,0.35,17.07,77.599999999999994,200,0.8,17.7,1,null,34.999999999999993,null,34.199595740405613]
[null,16,17.600000000000001,130,0.3,26,45,0.37,0.37,17.21,77,200,0.8,17.7,1,null,37,null,36.543722467942956]
[null,16,17.7,140,0.4,26,45,0.39,0.39,17.350000000000001,76.3,200,0.8,17.7,1,null,39,null,38.817408910201962]
[null,16,17.8,150,0.4,26,45,0.42,0.42,17.489999999999998,75.599999999999994,200,0.8,17.7,1,null,41.999999999999993,null,41.022236750584369]
[null,16,17.899999999999999,160,0.4,26,45,0.44,0.44,17.62,74.900000000000006,200,0.8,17.7,1,null,44,null,43.159787672491987]
[null,16,18,170,0.5,26,45,0.46,0.46,17.75,74.2,200,0.8,17.7,1,null,46,null,45.231643359326569]
[null,16,18,180,0.5,26,45,0.47,0.47,17.88,73.599999999999994,200,0.8,17.7,1,null,47,null,47.239385494489895]
[null,16,18.100000000000001,190,0.5,26,45,0.49,0.49,18.010000000000002,73,200,0.8,17.7,2,null,49,null,49.184595761383747]
[null,16,18.2,200,0.5,26,45,0.51,0.51,18.13,72.400000000000006,200,0.8,17.7,2,null,51.000000000000007,null,51.068855843409878]
[null,16,18.3,210,0.6,26,45,0.53,0.53,18.25,71.8,200,0.8,17.7,2,null,53.000000000000007,null,52.893747423970098]
[null,16,18.3,220,0.6,26,45,0.55000000000000004,0.55000000000000004,18.37,71.3,200,0.8,17.7,2,null,55.000000000000007,null,54.660852186466144]
[null,16,18.399999999999999,230,0.6,26,45,0.56000000000000005,0.56000000000000005,18.48,70.900000000000006,200,0.8,17.7,2,null,56.000000000000007,null,56.371751814299813]
[null,16,18.5,240,0.6,26,45,0.57999999999999996,0.57999999999999996,18.59,70.400000000000006,200,0.8,17.7,2,null,57.999999999999993,null,58.028027990872864]
[null,16,18.600000000000001,250,0.7,26,45,0.59,0.59,18.7,70,200,0.8,17.7,3,null,59,null,59.631262399587079]
[null,16,18.600000000000001,260,0.7,26,45,0.61,0.61,18.8,69.5,200,0.8,17.7,3,null,61,null,61.183036723844253]
[null,16,18.7,270,0.7,26,45,0.62,0.62,18.899999999999999,69,200,0.8,17.7,3,null,62,null,62.684932647046118]
[null,16,18.7,280,0.8,26,45,0.64,0.64,19,68.599999999999994,200,0.8,17.7,3,null,64,null,64.138531852594497]
[null,16,18.8,290,0.8,26,45,0.65,0.65,19.100000000000001,68.099999999999994,200,0.8,17.7,3,null,65,null,65.545416023891107]
[null,16,18.899999999999999,300,0.8,26,45,0.66,0.66,19.190000000000001,67.8,200,0.8,17.600000000000001,4,null,66,null,66.907166844337766]
[null,16,18.899999999999999,310,0.8,26,45,0.68,0.68,19.28,67.400000000000006,200,0.8,17.600000000000001,4,null,68,null,68.225365997336255]
[null,16,19,320,0.9,26,45,0.69,0.69,19.37,66.900000000000006,200,0.8,17.600000000000001,4,null,68.999999999999986,null,69.501595166288311]
[null,16,19,330,0.9,26,45,0.7,0.7,19.45,66.599999999999994,200,0.8,17.600000000000001,4,null,69.999999999999986,null,70.737436034595731]
[null,16,19.100000000000001,340,0.9,26,45,0.71,0.71,19.54,66.400000000000006,200,0.8,17.600000000000001,5,null,71,null,71.934470285660282]
[null,16,19.100000000000001,350,0.9,26,45,0.73,0.73,19.62,66,200,0.8,17.600000000000001,5,null,73,null,{"$f":"$AA$46*D205^3+$AB$46*D205^2+$AC$46*D205","v":73.094279602883745}]
[null,16,19.2,360,1,26,45,0.74,0.74,19.7,65.599999999999994,200,0.8,17.600000000000001,5,null,74,null,74.218445669667886]
[null,16,19.2,370,1,26,45,0.75,0.75,19.77,65.3,200,0.8,17.600000000000001,5,null,75,null,75.308550169414502]
[null,16,19.3,380,1,26,45,0.76,0.76,19.850000000000001,64.900000000000006,200,0.8,17.600000000000001,6,null,76,null,76.366174785525345]
[null,16,19.3,390,1,26,45,0.77,0.77,19.920000000000002,64.8,200,0.8,17.600000000000001,6,null,77,null,77.392901201402196]
[null,16,19.399999999999999,400,1.1000000000000001,26,45,0.78,0.78,20,64.400000000000006,200,0.8,17.600000000000001,6,null,78,null,78.390311100446795]
[null,16,19.399999999999999,410,1.1000000000000001,26,45,0.79,0.79,20.07,64.099999999999994,200,0.8,17.600000000000001,7,null,79,null,79.359986166060992]
[null,16,19.399999999999999,420,1.1000000000000001,26,45,0.8,0.8,20.13,63.8,200,0.8,17.600000000000001,7,null,80,null,80.303508081646498]
[null,16,19.5,430,1.2,26,45,0.81,0.81,20.2,63.6,200,0.8,17.600000000000001,7,null,81,null,81.222458530605095]
[null,16,19.5,440,1.2,26,45,0.82,0.82,20.260000000000002,63.3,200,0.8,17.600000000000001,7,null,81.999999999999986,null,82.118419196338593]
[null,16,19.600000000000001,450,1.2,26,45,0.83,0.83,20.329999999999998,63,200,0.8,17.600000000000001,8,null,82.999999999999986,null,82.992971762248743]
[null,16,19.600000000000001,460,1.2,26,45,0.84,0.84,20.39,62.8,200,0.8,17.600000000000001,8,null,83.999999999999986,null,83.847697911737328]
[null,16,19.600000000000001,470,1.3,26,45,0.85,0.85,20.45,62.6,200,0.8,17.600000000000001,8,null,84.999999999999986,null,84.684179328206071]
[null,16,19.7,480,1.3,26,45,0.86,0.86,20.51,62.3,200,0.8,17.600000000000001,9,null,86,null,85.503997695056839]
[null,16,19.7,490,1.3,26,45,0.87,0.87,20.56,62.1,200,0.8,17.600000000000001,9,null,87,null,86.308734695691328]
[null,16,19.8,500,1.3,26,45,0.87,0.87,20.62,61.9,200,0.8,17.600000000000001,9,null,87,null,87.099972013511348]
[null,16,19.8,510,1.4,26,45,0.88,0.88,20.68,61.7,200,0.8,17.600000000000001,10,null,88,null,87.879291331918665]
[null,16,19.8,520,1.4,26,45,0.89,0.89,20.73,61.4,200,0.8,17.600000000000001,10,null,89,null,88.648274334315076]
[null,16,19.899999999999999,530,1.4,26,45,0.9,0.9,20.78,61.2,200,0.8,17.600000000000001,11,null,90,null,89.408502704102304]
[null,16,19.899999999999999,540,1.5,26,45,0.91,0.91,20.84,61.1,200,0.8,17.600000000000001,11,null,91,null,90.161558124682173]
[null,16,19.899999999999999,550,1.5,26,45,0.91,0.91,20.89,60.9,200,0.8,17.600000000000001,11,null,91,null,90.909022279456451]
[null,16,20,560,1.5,26,45,0.92,0.92,20.94,60.7,200,0.8,17.600000000000001,12,null,92,null,91.65247685182689]
[null,16,20,570,1.5,26,45,0.93,0.93,20.98,60.4,200,0.8,17.600000000000001,12,null,93,null,92.393503525195257]
[null,16,20,580,1.6,26,45,0.94,0.94,21.03,60.3,200,0.8,17.600000000000001,12,null,94,null,93.133683982963362]
[null,16,20.100000000000001,590,1.6,26,45,0.94,0.94,21.08,60.1,200,0.8,17.600000000000001,13,null,94,null,93.874599908532957]
[null,16,20.100000000000001,600,1.6,26,45,0.95,0.95,21.12,59.9,200,0.8,17.600000000000001,13,null,95,null,94.617832985305796]
[null,16,20.100000000000001,610,1.6,26,45,0.96,0.96,21.17,59.9,200,0.8,17.600000000000001,14,null,96,null,95.364964896683688]
[null,16,20.2,620,1.7,26,45,0.96,0.96,21.21,59.6,200,0.8,17.600000000000001,14,null,96,null,96.117577326068442]
[null,16,20.2,630,1.7,26,45,0.97,0.97,21.26,59.5,200,0.8,17.600000000000001,14,null,97,null,96.877251956861741]
[null,16,20.2,640,1.7,26,45,0.98,0.98,21.3,59.4,200,0.8,17.600000000000001,15,null,98,null,97.645570472465423]
[null,16,20.2,650,1.7,26,45,0.98,0.98,21.34,59.1,200,0.8,17.600000000000001,15,null,98,null,98.424114556281225]
[null,16,20.3,660,1.8,26,45,0.99,0.99,21.38,58.9,200,0.8,17.600000000000001,16,null,99,null,99.214465891710972]
[null,16,20.3,670,1.8,26,45,1,1,21.43,58.9,200,0.8,17.600000000000001,16,null,100,null,100.01820616215639]
[null,16,20.3,680,1.8,26,45,1,1,21.46,58.7,200,0.8,17.600000000000001,17,null,100,null,100.83691705101926]
[null,16,20.3,690,1.9,26,45,1.01,1.01,21.5,58.5,200,0.8,17.600000000000001,17,null,101,null,101.6721802417014]
[null,16,20.399999999999999,700,1.9,26,45,1.02,1.02,21.54,58.4,200,0.8,17.600000000000001,18,null,102.00000000000001,null,102.52557741760452]

{"sheet":"Eurocoil_kühlen_30°C (2)","index":10,"n_rows":240,"n_cols":30,"rows_kept":240,"cut":false,"hidden":true,"merged":[]}
[]
[null,null,"BG","WT","Verhältnis"]
["BG800",null,"BG 800",820,{"$f":"D3/$D$3","v":1}]
[820,"WT","BG 630",1020,{"$f":"D4/$D$3","v":1.2439024390243902}]
[null,null,"BG 1000",590,{"$f":"D5/$D$3","v":0.71951219512195119}]
[]
[]
["S","TWI","TWO","QA","VA","TAI","UR","PT","PS","TAO","UR","QW","VW","DPW","DPA",null,"q sensibel",null,"spez. Leistung","QA BG 1000","q BG 1000","Korrekturfaktor BG1000","QA BG 630","q BG 630","Korrekturfaktor BG630"]
[null,"°C","°C","m3/h","m/s","°C"," % ","kW","kW","°C"," % ","l/h","m/s","kPa","Pa",null,"W/K",null,"[W/K]","m3/h",null,null,"m3/h"]
[null,16,16.399999999999999,10,0,30,45,0.08,0.04,15.99,100,200,0.8,22.2,0]
[null,16,16.5,20,0,30,45,0.11,0.09,15.99,100,200,0.8,22.2,0]
[null,16,16.600000000000001,30,0.1,30,45,0.15,0.13,16,100,200,0.8,22.1,0,null,{"$f":"I12/(F12-B12)*1000","v":9.2857142857142865},{"$f":"1/Q12*Q94","v":1},{"$f":"$AA$34*D12^3+$AB$34*D12^2+$AC$34*D12","v":9.8767553236915457},{"$f":"D12*$E$4","v":37.31707317073171},{"$f":"$AA$40*T12^3+$AB$40*T12^2+$AC$40*T12","v":12.430693686931933},{"$f":"1/S12*U12","v":1.2585807058634135},{"$f":"D12*$E$5","v":21.585365853658537},{"$f":"$AA$46*W12^3+$AB$46*W12^2+$AC$46*W12","v":6.9238073106925864},{"$f":"1/S12*X12","v":0.70102043472559539}]
[null,16,16.899999999999999,40,0.1,30,45,0.2,0.18,16.05,99.9,200,0.8,22.1,0,null,12.857142857142858,1,13.01710389457935,49.756097560975611,{"$f":"$AA$40*T13^3+$AB$40*T13^2+$AC$40*T13","v":16.360840624272686},1.2568725545077466,28.780487804878049,9.143750012567553,0.70244119480180534]
[null,16,17.100000000000001,50,0.1,30,45,0.24,0.22,16.11,99.7,200,0.8,22.1,0,null,15.714285714285715,1,16.083492680828247,62.195121951219512,20.187393403714257,1.2551622837356664,35.975609756097562,11.320624794070588,0.70386607055598904]
[null,16,17.2,60,0.1,30,45,0.28999999999999998,0.26,16.22,99.5,200,0.8,22.1,0,null,18.571428571428573,1,19.077116772757702,74.634146341463421,23.912220818008095,1.2534504612434394,43.170731707317074,13.454988823485294,0.70529467234268561]
[null,16,17.399999999999999,70,0.1,30,45,0.33,0.3,16.329999999999998,99.2,200,0.8,22.1,0,null,21.428571428571427,1.0333333333333334,21.999171260687188,87.073170731707322,27.537191659905652,1.2517376829151277,50.365853658536587,15.547399269095283,0.70672658914559627]
[null,16,17.600000000000001,80,0.2,30,45,0.37,0.34,16.48,98.9,200,0.8,22.1,0,null,24.285714285714288,1.029411764705882,24.850851234936169,99.512195121951223,31.064174722158384,1.2500245737452773,57.560975609756099,17.598413299184166,0.70816138782577065]
[null,16,17.8,90,0.2,30,45,0.41,0.38,16.62,98.5,200,0.8,22.1,0,null,27.142857142857142,1.0263157894736843,27.633351785824114,111.95121951219512,34.495038797517751,1.2483117887716275,64.756097560975604,19.608588082035546,0.70959861235851718]
[null,16,17.8,100,0.2,30,45,0.43,0.42,16.760000000000002,99.9,200,0.8,22.1,0,null,30,1.0238095238095237,30.347868003670502,124.39024390243902,37.831652678735203,1.2466000140161264,71.951219512195124,21.578480785933031,0.71103778306018606]
[null,16,18,110,0.2,30,45,0.47,0.46,16.8,99.9,200,0.8,22.1,0,null,{"$f":"I20/(F20-B20)*1000","v":32.857142857142854},1.0217391304347825,32.995594978794792,136.82926829268294,41.075885158562201,1.2448899674323299,79.146341463414629,23.508648579160234,0.7124783958061216]
[null,16,18.2,120,0.2,30,45,0.5,0.5,16.88,99.7,200,0.8,22,0,null,35.714285714285715,1.02,35.577727801516453,149.26829268292684,44.229605029750189,1.2431823998570521,86.341463414634148,25.399648630000762,0.71391992124123604]
[null,16,18.3,130,0.3,30,45,0.54,0.54,17.03,98.9,200,0.8,22,0,null,38.571428571428577,1.0185185185185186,38.095461562154952,161.70731707317074,47.294681085050627,1.2414780959639147,93.536585365853654,27.252038106738215,0.71536180398483784]
[null,16,18.5,140,0.3,30,45,0.56999999999999995,0.56999999999999995,17.18,97.9,200,0.8,22,0,null,40.714285714285708,1.0350877192982457,40.549991351029767,174.14634146341464,50.272982117214966,1.2397778752161999,100.73170731707317,29.066374177656215,0.71680346183151711]
[null,16,18.600000000000001,150,0.3,30,45,0.61,0.61,17.329999999999998,96.9,200,0.8,22,1,null,43.571428571428577,1.0163934426229506,42.942512258460354,186.58536585365854,53.166376918994665,1.2380825928161678,107.92682926829268,30.843214011038359,0.71824428495009063]
[null,16,18.8,160,0.3,30,45,0.64,0.64,17.48,95.9,200,0.8,22,1,null,45.714285714285715,1.03125,45.27421937476619,199.02439024390245,55.97673428314117,1.2363931406477233,115.1219512195122,32.583114775168262,0.71968363508280886]
[null,16,18.899999999999999,170,0.3,30,45,0.67,0.67,17.63,94.9,200,0.8,22,1,null,47.857142857142861,1.0298507462686564,47.546307790266731,211.46341463414635,58.70592300240596,1.2347104482090558,122.3170731707317,34.286633638329526,0.72112084474724214]
[null,16,19,180,0.3,30,45,0.7,0.7,17.78,94.1,200,0.8,22,1,null,49.999999999999993,1.0428571428571431,49.759972595281468,223.90243902439025,61.35581186954046,1.233035483531568,129.51219512195121,35.954327768805769,0.72255521644349074]
[null,16,19.100000000000001,190,0.4,30,45,0.73,0.73,17.93,93.2,200,0.8,22,1,null,52.142857142857146,1.0410958904109588,51.916408880129865,236.34146341463415,63.928269677296143,1.2313692540811239,136.70731707317071,37.586754334880581,0.72398602186959582]
[null,16,19.3,200,0.4,30,45,0.76,0.76,18.079999999999998,92.4,200,0.8,22,1,null,54.285714285714285,1.0394736842105265,54.016811735131377,248.78048780487805,66.425165218424453,1.2297128076373109,143.90243902439025,39.184470504837591,0.72541250114828326]
[null,16,19.399999999999999,210,0.4,30,45,0.79,0.79,18.23,91.5,200,0.8,22,1,null,56.428571428571431,1.0379746835443038,56.062376250605482,261.21951219512192,68.848367285676844,1.2280672331461024,151.09756097560975,40.748033446960399,0.72683386206841905,null,"y =","axn+bx(n-1)+...+nx+m"]
[null,16,19.5,220,0.4,30,45,0.82,0.82,18.37,90.6,200,0.8,22,1,null,58.571428571428569,1.0365853658536586,58.054297516871635,273.65853658536588,71.199744671804794,1.2264336615409541,158.29268292682926,42.278000329532603,0.7282492793448383,null,"Polynom",2,"Ordnung"]
[null,16,19.600000000000001,230,0.4,30,45,0.84,0.84,18.52,89.8,200,0.8,21.9,1,null,60,1.0476190476190477,59.993770624249322,286.09756097560978,73.481166169559714,1.2248132665270219,165.48780487804876,43.774928320837823,0.72965789390047298,null,"a =","b =","c =","m ="]
[null,16,19.7,240,0.5,30,45,0.87,0.87,18.66,89,200,0.8,21.9,1,null,62.142857142857146,1.0459770114942528,61.881990663058005,298.53658536585368,75.694500571693098,1.2232072653228465,172.6829268292683,45.239374589159681,0.7310588121750009,null,3,2,1,0]
[null,16,19.8,250,0.5,30,45,0.89,0.89,18.8,88.2,200,0.8,21.9,1,null,63.571428571428569,1.0561797752808988,63.720152723617154,310.97560975609758,77.841616670956384,1.2216169193534476,179.8780487804878,46.671896302781754,0.73245110546452519,null,{"$f":"LINEST(Q12:Q79,D12:D79^{1,2,3},0,0)","v":1.9918171991144038E-7},-3.9370072958391366E-4,0.34085693579598197,0]
[null,16,20,260,0.5,30,45,0.92,0.92,18.93,87.4,200,0.8,21.9,2,null,65.714285714285708,1.0434782608695652,65.509451896246233,323.41463414634148,79.924383260101024,1.2200435348884484,187.07317073170731,48.073050629987662,0.7338338092971024]
[null,16,20.100000000000001,270,0.5,30,45,0.94,0.94,19.059999999999999,86.7,200,0.8,21.9,2,null,67.142857142857139,1.0531914893617023,67.251083271264719,335.85365853658539,81.944669131878499,1.2184884636184308,194.26829268292681,49.443394739061013,0.73520592284923625,null,"y =","axn+bx(n-1)+...+nx+m"]
[null,16,20.2,280,0.5,30,45,0.97,0.97,19.2,86,200,0.8,21.9,2,null,69.285714285714278,1.0515463917525776,68.946241938992074,348.29268292682929,83.904343079040203,1.2169531031623737,201.46341463414635,50.783485798285433,0.73656640840876897,null,"Polynom",2,"Ordnung"]
[null,16,20.3,290,0.6,30,45,0.99,0.99,19.32,85.3,200,0.8,21.9,2,null,70.714285714285722,1.0505050505050506,70.596122989747755,360.73170731707319,85.805273894337645,1.2154388974986434,208.65853658536585,52.093880975944515,0.73791419088991317,null,"a =","b =","c =","m ="]
[null,16,20.3,300,0.6,30,45,1.01,1.01,19.45,84.6,200,0.8,21.9,2,null,72.142857142857153,1.0495049504950495,72.201921513851261,373.17073170731709,87.649330370522279,1.2139473373116194,215.85365853658536,53.375137440321858,0.73924815740648031,null,3,2,1,0]
[null,16,20.399999999999999,310,0.6,30,45,1.03,1.03,19.579999999999998,84,200,0.8,21.9,2,null,73.571428571428584,1.058252427184466,73.764832601622032,385.60975609756099,89.43838130034554,1.2124799602457019,223.04878048780486,54.627812359701075,0.74056715690967156,null,{"$f":"LINEST(Q94:Q161,D94:D161^{1,2,3},0,0)","v":1.6182698110455083E-7},-3.5891492097138314E-4,0.3462783922121172,0]
[null,16,20.5,320,0.6,30,45,1.05,1.05,19.690000000000001,83.4,200,0.8,21.9,2,null,75,1.0571428571428574,75.286051343379569,398.04878048780489,91.174295476558854,1.2110383510580602,230.2439024390244,55.852462902365794,0.74186999989709634]
[null,16,20.6,330,0.6,30,45,1.07,1.07,19.809999999999999,82.7,200,0.8,21.9,2,null,76.428571428571431,1.05607476635514,76.766772829443283,410.48780487804879,92.858941691913742,1.209624141661175,237.4390243902439,57.049646236599607,0.74315545819999185,null,"y =","axn+bx(n-1)+...+nx+m"]
[null,16,20.7,340,0.7,30,45,1.0900000000000001,1.0900000000000001,19.93,82.1,200,0.8,21.9,3,null,77.857142857142861,1.0642201834862384,78.208192150132703,422.92682926829269,94.494188739161643,1.2082390110458692,244.63414634146341,58.219919530686113,0.74442226485588603,null,"Polynom",2,"Ordnung"]
[null,16,20.8,350,0.7,30,45,1.1100000000000001,1.1100000000000001,20.05,81.400000000000006,200,0.8,21.9,3,null,79.285714285714292,1.0630630630630629,{"$f":"$AA$34*D44^3+$AB$34*D44^2+$AC$34*D44","v":79.61150439576727},435.36585365853659,96.081905411053938,1.2068846850752686,251.82926829268291,{"$f":"$AA$46*W44^3+$AB$46*W44^2+$AC$46*W44","v":59.363839952908933},0.74566911407423608,null,"a =","b =","c =","m ="]
[null,16,20.9,360,0.7,30,45,1.1299999999999999,1.1299999999999999,20.16,80.900000000000006,200,0.8,21.9,3,null,80.714285714285708,1.0619469026548674,80.977904656666453,447.80487804878049,97.623960500342179,1.2055629361398319,259.02439024390242,60.48196467155168,0.74689466130280446,null,3,2,1,0]
[null,16,20.9,370,0.7,30,45,1.1499999999999999,1.1499999999999999,20.27,80.400000000000006,200,0.8,21.9,3,null,82.142857142857139,1.0608695652173914,82.308588023149738,460.2439024390244,99.122222799777774,1.2042755826633682,266.21951219512192,61.574850854897946,0.74809752340277891,null,{"$f":"LINEST(Q173:Q240,D173:D240^{1,2,3},0,0)","v":2.4929907000916654E-7},-4.3748103237117018E-4,0.33009098722259317,0]
[null,16,21,380,0.7,30,45,1.17,1.17,20.37,79.8,200,0.8,21.9,3,null,83.571428571428555,1.0598290598290601,83.604749585536581,472.6829268292683,100.57856110211218,1.2030244884497809,273.41463414634143,62.643055671231352,0.74927627894083726]
[null,16,21.1,390,0.8,30,45,1.19,1.19,20.48,79.3,200,0.8,21.8,3,null,84.999999999999986,1.0588235294117649,84.867584434146437,485.1219512195122,101.99484420009682,1.2018115618601162,280.60975609756099,63.687136288835511,0.75042946860652038]
[null,16,21.2,400,0.8,30,45,1.2,1.2,20.58,78.7,200,0.8,21.8,3,null,85.714285714285708,1.0666666666666667,86.098287659298791,497.5609756097561,103.37294088648322,1.200638754809414,287.80487804878049,64.707649875994022,0.75155559576341313]
[null,16,21.3,410,0.8,30,45,1.22,1.22,20.68,78.3,200,0.8,21.8,4,null,87.142857142857153,1.0655737704918031,87.298054351313098,510,104.7147199540228,1.1995080615728262,295,65.705153600990471,0.75265312714271471]
[null,16,21.3,420,0.8,30,45,1.24,1.24,20.78,77.8,200,0.8,21.8,4,null,88.571428571428569,1.0645161290322582,88.468079600508872,522.43902439024384,106.022050195467,1.1984215173905184,302.19512195121951,66.680204632108513,0.75372049368781557,null,"Exponent P:"]
[null,16,21.4,430,0.8,30,45,1.25,1.25,20.88,77.2,200,0.8,21.8,4,null,89.285714285714292,1.0640000000000001,89.609558497205512,534.8780487804878,107.29680040356726,1.1973811968609724,309.39024390243901,67.633360137631726,0.754756091558479,null,"P = 0,25 bei Heizung des Fluids"]
[null,16,21.5,440,0.9,30,45,1.27,1.27,20.97,76.900000000000006,200,0.8,21.8,4,null,90.714285714285722,1.0629921259842521,90.72368613172253,547.31707317073176,108.54083937107511,1.1963892121125204,316.58536585365852,68.565177285843703,0.7557582833031421,null,"P = 0,20 bei Kühlung des Fluids"]
[null,16,21.5,450,0.9,30,45,1.28,1.28,21.06,76.5,200,0.8,21.8,4,null,91.428571428571431,1.0703125,91.811657594379369,559.7560975609756,109.75603589074193,1.195447710743228,323.78048780487802,69.476213245028106,0.75672539920770776]
[null,16,21.6,460,0.9,30,45,1.3,1.3,21.15,75.900000000000006,200,0.8,21.8,4,null,92.857142857142861,1.0692307692307692,92.874667975495541,572.19512195121956,110.9442587553192,1.1945588735196471,330.97560975609753,70.367025183468485,0.75765573882896065]
[null,16,21.7,470,0.9,30,45,1.31,1.31,21.24,75.599999999999994,200,0.8,21.8,5,null,93.571428571428569,1.0687022900763357,93.913912365390473,584.63414634146341,112.10737675755836,1.1937249118254456,338.17073170731709,71.238170269448503,0.75854757272045537]
[null,16,21.7,480,0.9,30,45,1.33,1.33,21.33,75.099999999999994,200,0.8,21.8,5,null,95,1.0676691729323307,94.930585854383679,597.07317073170736,113.24725869021088,1.1929480648515496,345.36585365853659,72.090205671251724,0.75939914435830658,null,"Num = mittl. Nußelt Zahl (-)"]
[null,16,21.8,490,0.9,30,45,1.34,1.34,21.42,74.7,200,0.8,21.8,5,null,95.714285714285722,1.0671641791044775,95.925883532794558,609.51219512195121,114.36577334602822,1.1922305965201723,352.5609756097561,72.923688557161753,0.76020867227385036,null,"Re  = Reynolds Zahl (-)"]
[null,16,21.8,500,1,30,45,1.36,1.36,21.5,74.400000000000006,200,0.8,21.8,5,null,97.142857142857153,1.0661764705882351,96.901000490942636,621.95121951219517,115.46478951776184,1.1915747921359632,359.7560975609756,73.739176095462241,0.76097435239953648,null,"Pr  = Prandtl Zahl (-)"]
[null,16,21.9,510,1,30,45,1.37,1.37,21.58,73.900000000000006,200,0.8,21.8,5,null,97.857142857142861,1.0729927007299269,97.857131819147341,634.39024390243901,116.54617599816318,1.1909829547585311,366.95121951219511,74.537225454436751,0.76169436063373686,null,"PrF = Prandtl Zahl bei Fluidtemperatur (-)"]
[null,16,22,520,1,30,45,1.38,1.38,21.66,73.599999999999994,200,0.8,21.8,6,null,98.571428571428555,1.0724637681159421,98.7954726077282,646.82926829268297,117.61180157998371,1.1904574012917228,374.14634146341461,75.318393802368931,0.76236685562934592,null,"PrW = Prandtl Zahl bei Wandtemperatur (-)"]
[{"$f":"D62/820*1025","v":662.5},16,22,530,1,30,45,1.4,1.4,21.74,73.3,200,0.8,21.8,6,null,99.999999999999986,1.0642857142857145,99.717217947004613,659.26829268292681,118.66353505597483,1.1900004582863448,381.34146341463412,76.083238307542359,0.76298998181013533,null,"tzu = Fluidtemperatur Rohreintritt (°C)"]
[null,16,22.1,540,1,30,45,1.41,1.41,21.82,72.900000000000006,200,0.8,21.8,6,null,100.71428571428571,1.0709219858156029,100.62356292729611,671.70731707317077,119.70324521888807,1.1896144574544401,388.53658536585363,76.832316138240657,0.76356187261779407,null,"tab = Fluidtemperatur Rohraustritt (°C)"]
[null,16,22.1,550,1.1000000000000001,30,45,1.42,1.42,21.89,72.5,200,0.8,21.8,6,null,101.42857142857142,1.0704225352112677,101.51570263892211,684.14634146341461,120.73280086147483,1.189301730894829,395.73170731707313,77.56618446274743,0.76408065399143288,null,"ve = Strömungsgeschwindigkeit im engsten Querschnitt (m/s)"]
[null,16,22.2,560,1.1000000000000001,30,45,1.44,1.44,21.97,72.2,200,0.8,21.8,6,null,102.85714285714286,1.0694444444444444,102.39483217220211,696.58536585365857,121.7540707764866,1.1890646060313588,402.92682926829269,78.285400449346284,0.76454444808005662,null,"v  = Ausströmgeschwindigkeit (m/s)"]
[null,16,22.2,570,1.1000000000000001,30,45,1.45,1.45,22.04,72,200,0.8,21.8,7,null,103.57142857142857,1.0689655172413794,103.26214661745556,709.02439024390242,122.76892375667481,1.1889054002671857,410.1219512195122,78.990521266320826,0.76495137718711903,null,"Sq = Querteilung (m)"]
[null,16,22.3,580,1.1000000000000001,30,45,1.46,1.46,22.12,71.5,200,0.8,21.8,7,null,104.28571428571429,1.0684931506849313,104.11884106500196,721.46341463414637,123.77922859479091,1.1888264153604522,417.3170731707317,79.682104081954691,0.76529956794475573,null,"d  = Rohraußendurchmesser (m)"]
[null,16,22.3,590,1.1000000000000001,30,45,1.47,1.47,22.18,71.400000000000006,200,0.8,21.8,7,null,105,1.0748299319727892,104.96611060516074,733.90243902439022,124.78685408358638,1.1888299315288828,424.51219512195121,80.360706064531428,0.76558715571366931,null,"L  = d = Außendurchmesser des Einzelrohrs (m)"]
[null,16,22.4,600,1.2,30,45,1.48,1.48,22.25,70.900000000000006,200,0.8,21.8,7,null,105.71428571428572,1.0743243243243241,105.8051503282514,746.34146341463418,125.7936690158127,1.1889182012931188,431.70731707317071,81.026884382334714,0.76581228920289557]
[null,16,22.4,610,1.2,30,45,1.5,1.5,22.32,70.7,200,0.8,21.8,7,null,107.14285714285714,1.0666666666666669,106.63715532459338,758.78048780487802,126.80154218422123,1.1890934430710325,438.90243902439022,81.681196203648113,0.76597313530184019]
[null,16,22.5,620,1.2,30,45,1.51,1.51,22.39,70.3,200,0.8,21.8,8,null,107.85714285714286,1.0662251655629138,107.46332068450619,771.21951219512198,127.81234238156355,1.1893578345377824,446.09756097560972,82.324198696755232,0.76606788411503601]
[null,16,22.5,630,1.2,30,45,1.52,1.52,22.46,70.2,200,0.8,21.8,8,null,108.57142857142857,1.0723684210526316,108.28484149830925,783.65853658536582,128.82793840059097,1.1897135057689721,453.29268292682923,82.956449029939719,0.76609475418805495]
[null,16,22.6,640,1.2,30,45,1.53,1.53,22.52,69.7,200,0.8,21.7,8,null,109.28571428571429,1.0718954248366011,109.10291285632206,796.09756097560978,129.85019903405504,1.1901625321869742,460.48780487804879,83.578504371485124,0.76605199791090728]
[null,16,22.6,650,1.3,30,45,1.54,1.54,22.58,69.5,200,0.8,21.7,8,null,110,1.0714285714285714,109.91872984886407,808.53658536585363,130.88099307470725,1.1907069273331838,467.6829268292683,84.19092188967511,0.76593790708313181]
[null,16,22.7,660,1.3,30,45,1.55,1.55,22.64,69.3,200,0.8,21.7,9,null,110.71428571428572,1.0709677419354837,110.73348756625478,820.97560975609758,131.92218931529891,1.1913486354917375,474.8780487804878,84.794258752793255,0.76575081862258343]
[null,16,22.7,670,1.3,30,45,1.56,1.56,22.71,69,200,0.8,21.7,9,null,111.42857142857143,{"$f":"1/Q76*Q158","v":1.0705128205128205},111.54838109881364,{"$f":"D76*$E$4","v":833.41463414634143},132.97565654858167,{"$f":"1/S76*U76","v":1.1920895241929776},{"$f":"D76*$E$5","v":482.07317073170731},{"$f":"$AA$46*W76^3+$AB$46*W76^2+$AC$46*W76","v":85.389072129123164},{"$f":"1/S76*X76","v":0.76548912039774386}]
[null,16,22.8,680,1.3,30,45,1.57,1.57,22.76,68.8,200,0.8,21.7,9,null,112.14285714285714,{"$f":"1/Q77*Q159","v":1.0764331210191083},112.36460553686007,{"$f":"D77*$E$4","v":845.85365853658539},{"$f":"$AA$40*T77^3+$AB$40*T77^2+$AC$40*T77","v":134.04326356730684},{"$f":"1/S77*U77","v":1.1929313766276277},{"$f":"D77*$E$5","v":489.26829268292681},{"$f":"$AA$46*W77^3+$AB$46*W77^2+$AC$46*W77","v":85.97591918694846},{"$f":"1/S77*X77","v":0.76515125716117893}]
[null,16,22.8,690,1.3,30,45,1.58,1.58,22.83,68.400000000000006,200,0.8,21.7,9,null,112.85714285714286,{"$f":"1/Q78*Q160","v":1.0759493670886076},113.18335597071363,{"$f":"D78*$E$4","v":858.29268292682923},{"$f":"$AA$40*T78^3+$AB$40*T78^2+$AC$40*T78","v":135.12687916422584},{"$f":"1/S78*U78","v":1.1938758840053314},{"$f":"D78*$E$5","v":496.46341463414632},{"$f":"$AA$46*W78^3+$AB$46*W78^2+$AC$46*W78","v":86.555357094552761},{"$f":"1/S78*X78","v":0.7647357365596148}]
[null,16,22.8,700,1.4,30,45,1.59,1.59,22.89,68.3,200,0.8,21.7,10,null,113.57142857142857,{"$f":"1/Q79*Q161","v":1.0754716981132075},114.00582749069372,{"$f":"D79*$E$4","v":870.73170731707319},{"$f":"$AA$40*T79^3+$AB$40*T79^2+$AC$40*T79","v":136.22837213209024},{"$f":"1/S79*U79","v":1.1949246378937124},{"$f":"D79*$E$5","v":503.65853658536582},{"$f":"$AA$46*W79^3+$AB$46*W79^2+$AC$46*W79","v":87.127943020219618},{"$f":"1/S79*X79","v":0.7642411351940045}]
[]
[]
[]
[]
[]
["BG1000"]
[1020,"WT"]
[]
["S","TWI","TWO","QA","VA","TAI","UR","PT","PS","TAO","UR","QW","VW","DPW","DPA"]
[null,"°C","°C","m3/h","m/s","°C"," % ","kW","kW","°C"," % ","l/h","m/s","kPa","Pa"]
["S","TWI","TWO","QA","VA","TAI","UR","PT","PS","TAO","UR","QW","VW","DPW","DPA",null,"q sensibel"]
[null,"°C","°C","m3/h","m/s","°C"," % ","kW","kW","°C"," % ","l/h","m/s","kPa","Pa",null,"W/K"]
[null,16,16.399999999999999,10,0,30,45,0.09,0.04,15.99,100,200,0.8,26.1,0]
[null,16,16.5,20,0,30,45,0.12,0.09,15.99,100,200,0.8,26.1,0]
[null,16,16.600000000000001,30,0,30,45,0.15,0.13,15.99,100,200,0.8,26,0,null,{"$f":"I94/(F94-B94)*1000","v":9.2857142857142865},null,{"$f":"$AA$40*D94^3+$AB$40*D94^2+$AC$40*D94","v":10.069697665979096}]
[null,16,16.899999999999999,40,0.1,30,45,0.2,0.18,16,100,200,0.8,26,0,null,12.857142857142858,null,13.287228741721167]
[null,16,17.100000000000001,50,0.1,30,45,0.25,0.22,16.05,99.9,200,0.8,26,0,null,15.714285714285715,null,16.436860680815471]
[null,16,17.3,60,0.1,30,45,0.28999999999999998,0.26,16.100000000000001,99.8,200,0.8,26,0,null,18.571428571428573,null,19.519564445148639]
[null,16,17.5,70,0.1,30,45,0.34,0.31,16.21,99.6,200,0.8,26,0,null,22.142857142857142,null,22.536310996607291]
[null,16,17.600000000000001,80,0.1,30,45,0.38,0.35,16.29,99.4,200,0.8,26,0,null,24.999999999999996,null,25.488071297078058]
[null,16,17.8,90,0.1,30,45,0.42,0.39,16.43,99.2,200,0.8,26,0,null,27.857142857142858,null,28.375816308447561]
[null,16,18,100,0.2,30,45,0.46,0.43,16.54,98.9,200,0.8,25.9,0,null,30.714285714285715,null,31.200516992602441]
[null,16,18.100000000000001,110,0.2,30,45,0.49,0.47,16.68,98.6,200,0.8,25.9,0,null,{"$f":"I102/(F102-B102)*1000","v":33.571428571428569},null,33.963144311429311]
[null,16,18.2,120,0.2,30,45,0.51,0.51,16.760000000000002,99.9,200,0.8,25.9,0,null,36.428571428571431,null,36.664669226814816]
[null,16,18.399999999999999,130,0.2,30,45,0.55000000000000004,0.55000000000000004,16.78,99.9,200,0.8,25.9,0,null,39.285714285714292,null,39.306062700645555]
[null,16,18.5,140,0.2,30,45,0.59,0.59,16.829999999999998,99.9,200,0.8,25.9,0,null,42.142857142857139,null,41.888295694808193]
[null,16,18.7,150,0.2,30,45,0.62,0.62,16.96,99.2,200,0.8,25.9,0,null,44.285714285714285,null,44.412339171189316]
[null,16,18.8,160,0.2,30,45,0.66,0.66,17.079999999999998,98.4,200,0.8,25.9,0,null,47.142857142857146,null,46.879164091675591]
[null,16,19,170,0.3,30,45,0.69,0.69,17.21,97.6,200,0.8,25.9,0,null,49.285714285714278,null,49.289741418153611]
[null,16,19.100000000000001,180,0.3,30,45,0.73,0.73,17.34,96.7,200,0.8,25.8,1,null,52.142857142857146,null,51.645042112510019]
[null,16,19.3,190,0.3,30,45,0.76,0.76,17.48,95.9,200,0.8,25.8,1,null,54.285714285714285,null,53.946037136631453]
[null,16,19.399999999999999,200,0.3,30,45,0.79,0.79,17.61,95.1,200,0.8,25.8,1,null,56.428571428571431,null,56.193697452404521]
[null,16,19.5,210,0.3,30,45,0.82,0.82,17.739999999999998,94.4,200,0.8,25.8,1,null,58.571428571428569,null,58.38899402171586]
[null,16,19.7,220,0.3,30,45,0.85,0.85,17.87,93.5,200,0.8,25.8,1,null,60.714285714285715,null,60.532897806452098]
[null,16,19.8,230,0.4,30,45,0.88,0.88,18,92.8,200,0.8,25.8,1,null,62.857142857142861,null,62.626379768499859]
[null,16,19.899999999999999,240,0.4,30,45,0.91,0.91,18.13,92,200,0.8,25.8,1,null,65,null,64.67041086974578]
[null,16,20,250,0.4,30,45,0.94,0.94,18.260000000000002,91.3,200,0.8,25.8,1,null,67.142857142857139,null,66.665962072076454]
[null,16,20.100000000000001,260,0.4,30,45,0.96,0.96,18.38,90.6,200,0.8,25.8,1,null,68.571428571428569,null,68.61400433737856]
[null,16,20.3,270,0.4,30,45,0.99,0.99,18.510000000000002,89.8,200,0.8,25.8,1,null,70.714285714285722,null,70.515508627538694]
[null,16,20.399999999999999,280,0.4,30,45,1.02,1.02,18.63,89.2,200,0.8,25.8,1,null,72.857142857142861,null,72.37144590444349]
[null,16,20.5,290,0.4,30,45,1.04,1.04,18.760000000000002,88.5,200,0.8,25.7,1,null,74.285714285714292,null,74.182787129979559]
[null,16,20.6,300,0.5,30,45,1.06,1.06,18.88,87.9,200,0.8,25.7,1,null,75.714285714285722,null,75.95050326603355]
[null,16,20.7,310,0.5,30,45,1.0900000000000001,1.0900000000000001,19,87.1,200,0.8,25.7,1,null,77.857142857142861,null,77.675565274492087]
[null,16,20.8,320,0.5,30,45,1.1100000000000001,1.1100000000000001,19.12,86.5,200,0.8,25.7,1,null,79.285714285714292,null,79.358944117241805]
[null,16,20.9,330,0.5,30,45,1.1299999999999999,1.1299999999999999,19.23,85.7,200,0.8,25.7,2,null,80.714285714285708,null,81.001610756169299]
[null,16,21,340,0.5,30,45,1.1599999999999999,1.1599999999999999,19.350000000000001,85.1,200,0.8,25.7,2,null,82.857142857142847,null,82.604536153161234]
[null,16,21.1,350,0.5,30,45,1.18,1.18,19.45,84.6,200,0.8,25.7,2,null,84.285714285714278,null,{"$f":"$AA$40*D126^3+$AB$40*D126^2+$AC$40*D126","v":84.168691270104205}]
[null,16,21.2,360,0.6,30,45,1.2,1.2,19.57,84.1,200,0.8,25.7,2,null,85.714285714285708,null,85.695047068884861]
[null,16,21.3,370,0.6,30,45,1.22,1.22,19.670000000000002,83.4,200,0.8,25.7,2,null,87.142857142857153,null,87.18457451138984]
[null,16,21.3,380,0.6,30,45,1.24,1.24,19.78,82.8,200,0.8,25.7,2,null,88.571428571428569,null,88.638244559505722]
[null,16,21.4,390,0.6,30,45,1.26,1.26,19.89,82.3,200,0.8,25.7,2,null,90,null,90.057028175119171]
[null,16,21.5,400,0.6,30,45,1.28,1.28,19.989999999999998,81.8,200,0.8,25.7,2,null,91.428571428571431,null,91.44189632011684]
[null,16,21.6,410,0.6,30,45,1.3,1.3,20.09,81.2,200,0.8,25.7,2,null,92.857142857142861,null,92.793819956385292]
[null,16,21.7,420,0.6,30,45,1.32,1.32,20.18,80.7,200,0.8,25.7,2,null,94.285714285714292,null,94.113770045811194]
[null,16,21.7,430,0.7,30,45,1.33,1.33,20.28,80.2,200,0.8,25.6,3,null,95,null,95.402717550281182]
[null,16,21.8,440,0.7,30,45,1.35,1.35,20.38,79.900000000000006,200,0.8,25.6,3,null,96.428571428571431,null,96.66163343168185]
[null,16,21.9,450,0.7,30,45,1.37,1.37,20.47,79.3,200,0.8,25.6,3,null,97.857142857142861,null,97.891488651899863]
[null,16,22,460,0.7,30,45,1.39,1.39,20.56,78.8,200,0.8,25.6,3,null,99.285714285714278,null,99.093254172821801]
[null,16,22,470,0.7,30,45,1.4,1.4,20.66,78.5,200,0.8,25.6,3,null,99.999999999999986,null,100.26790095633433]
[null,16,22.1,480,0.7,30,45,1.42,1.42,20.75,78,200,0.8,25.6,3,null,101.42857142857142,null,101.41639996432407]
[null,16,22.2,490,0.8,30,45,1.43,1.43,20.84,77.5,200,0.8,25.6,3,null,102.14285714285714,null,102.53972215867763]
[null,16,22.2,500,0.8,30,45,1.45,1.45,20.92,77.099999999999994,200,0.8,25.6,3,null,103.57142857142857,null,103.63883850128167]
[null,16,22.3,510,0.8,30,45,1.47,1.47,21,76.599999999999994,200,0.8,25.6,4,null,105,null,104.7147199540228]
[null,16,22.4,520,0.8,30,45,1.48,1.48,21.09,76.3,200,0.8,25.6,4,null,105.71428571428572,null,105.76833747878763]
[null,16,22.4,530,0.8,30,45,1.49,1.49,21.17,75.900000000000006,200,0.8,25.6,4,null,106.42857142857143,null,106.8006620374628]
[null,16,22.5,540,0.8,30,45,1.51,1.51,21.24,75.599999999999994,200,0.8,25.6,4,null,107.85714285714286,null,107.81266459193496]
[null,16,22.6,550,0.9,30,45,1.52,1.52,21.33,75.099999999999994,200,0.8,25.6,4,null,108.57142857142857,null,108.80531610409071]
[null,16,22.6,560,0.9,30,45,1.54,1.54,21.41,74.7,200,0.8,25.6,4,null,110,null,109.7795875358167]
[null,16,22.7,570,0.9,30,45,1.55,1.55,21.48,74.599999999999994,200,0.8,25.6,4,null,110.71428571428572,null,110.73644984899951]
[null,16,22.7,580,0.9,30,45,1.56,1.56,21.56,74,200,0.8,25.6,4,null,111.42857142857143,null,111.6768740055258]
[null,16,22.8,590,0.9,30,45,1.58,1.58,21.63,73.8,200,0.8,25.6,5,null,112.85714285714286,null,112.60183096728224]
[null,16,22.8,600,0.9,30,45,1.59,1.59,21.7,73.400000000000006,200,0.8,25.6,5,null,113.57142857142857,null,113.51229169615539]
[null,16,22.9,610,0.9,30,45,1.6,1.6,21.77,73.2,200,0.8,25.6,5,null,114.28571428571429,null,114.40922715403187]
[null,16,23,620,1,30,45,1.61,1.61,21.85,72.7,200,0.8,25.6,5,null,115,null,115.29360830279838]
[null,16,23,630,1,30,45,1.63,1.63,21.91,72.5,200,0.8,25.5,5,null,116.42857142857142,null,116.16640610434148]
[null,16,23.1,640,1,30,45,1.64,1.64,21.98,72.099999999999994,200,0.8,25.5,5,null,117.14285714285714,null,117.02859152054785]
[null,16,23.1,650,1,30,45,1.65,1.65,22.05,71.900000000000006,200,0.8,25.5,6,null,117.85714285714286,null,117.88113551330409]
[null,16,23.2,660,1,30,45,1.66,1.66,22.11,71.5,200,0.8,25.5,6,null,118.57142857142857,null,118.72500904449679]
[null,16,23.2,670,1,30,45,1.67,1.67,22.17,71.3,200,0.8,25.5,6,null,119.28571428571429,null,119.56118307601267]
[null,16,23.3,680,1.1000000000000001,30,45,1.69,1.69,22.24,71,200,0.8,25.5,6,null,120.71428571428571,null,120.39062856973825]
[null,16,23.3,690,1.1000000000000001,30,45,1.7,1.7,22.3,70.7,200,0.8,25.5,6,null,121.42857142857143,null,121.21431648756024]
[null,16,23.4,700,1.1000000000000001,30,45,1.71,1.71,22.36,70.5,200,0.8,25.5,6,null,122.14285714285714,null,122.03321779136525]
[]
[]
[]
["BG630"]
[590,"WT"]
["S","TWI","TWO","QA","VA","TAI","UR","PT","PS","TAO","UR","QW","VW","DPW","DPA"]
[null,"°C","°C","m3/h","m/s","°C"," % ","kW","kW","°C"," % ","l/h","m/s","kPa","Pa"]
["S","TWI","TWO","QA","VA","TAI","UR","PT","PS","TAO","UR","QW","VW","DPW","DPA",null,"q sensibel"]
[null,"°C","°C","m3/h","m/s","°C"," % ","kW","kW","°C"," % ","l/h","m/s","kPa","Pa",null,"W/K"]
[null,16,16.3,10,0,30,45,7.0000000000000007E-2,0.04,15.99,100,200,0.8,17.8,0]
[null,16,16.399999999999999,20,0.1,30,45,0.1,0.09,15.99,100,200,0.8,17.8,0]
[null,16,16.600000000000001,30,0.1,30,45,0.15,0.13,16.05,99.9,200,0.8,17.8,0,null,{"$f":"I173/(F173-B173)*1000","v":9.2857142857142865},null,{"$f":"$AA$46*D173^3+$AB$46*D173^2+$AC$46*D173","v":9.5157277624339898}]
[null,16,16.8,40,0.1,30,45,0.2,0.18,16.14,99.6,200,0.8,17.8,0,null,12.857142857142858,null,12.519624977590441]
[null,16,17,50,0.1,30,45,0.24,0.22,16.29,99.2,200,0.8,17.7,0,null,15.714285714285715,null,15.442009163952878]
[null,16,17.2,60,0.2,30,45,0.28000000000000003,0.26,16.45,98.8,200,0.8,17.7,0,null,18.571428571428573,null,18.28437611594136]
[null,16,17.399999999999999,70,0.2,30,45,0.32,0.3,16.63,98.2,200,0.8,17.7,0,null,21.428571428571427,null,21.048221627975931]
[null,16,17.5,80,0.2,30,45,0.36,0.34,16.850000000000001,97.7,200,0.8,17.7,0,null,24.285714285714288,null,23.735041494476658]
[null,16,17.600000000000001,90,0.2,30,45,0.38,0.38,16.87,99.8,200,0.8,17.7,0,null,27.142857142857142,null,26.346331509863589]
[null,16,17.8,100,0.3,30,45,0.41,0.41,17.059999999999999,98.6,200,0.8,17.7,0,null,29.285714285714285,null,28.883587468556783]
[null,16,17.899999999999999,110,0.3,30,45,0.45,0.45,17.25,97.4,200,0.8,17.7,1,null,{"$f":"I181/(F181-B181)*1000","v":32.142857142857146},null,31.348305164976288]
[null,16,18.100000000000001,120,0.3,30,45,0.48,0.48,17.440000000000001,96.3,200,0.8,17.7,1,null,34.285714285714285,null,33.741980393542171]
[null,16,18.2,130,0.3,30,45,0.51,0.51,17.63,94.9,200,0.8,17.7,1,null,36.428571428571431,null,36.066108948674476]
[null,16,18.3,140,0.4,30,45,0.54,0.54,17.82,94,200,0.8,17.7,1,null,38.571428571428577,null,38.322186624793261]
[null,16,18.5,150,0.4,30,45,0.56999999999999995,0.56999999999999995,18.010000000000002,92.7,200,0.8,17.7,1,null,40.714285714285708,null,40.511709216318579]
[null,16,18.600000000000001,160,0.4,30,45,0.6,0.6,18.190000000000001,91.7,200,0.8,17.7,1,null,42.857142857142854,null,42.636172517670502]
[null,16,18.7,170,0.5,30,45,0.63,0.63,18.37,90.6,200,0.8,17.7,1,null,45,null,44.697072323269055]
[null,16,18.8,180,0.5,30,45,0.66,0.66,18.55,89.5,200,0.8,17.600000000000001,1,null,47.142857142857146,null,46.695904427534316]
[null,16,18.899999999999999,190,0.5,30,45,0.68,0.68,18.72,88.6,200,0.8,17.600000000000001,2,null,48.571428571428577,null,48.634164624886338]
[null,16,19.100000000000001,200,0.5,30,45,0.71,0.71,18.89,87.7,200,0.8,17.600000000000001,2,null,50.714285714285708,null,50.513348709745159]
[null,16,19.2,210,0.6,30,45,0.73,0.73,19.059999999999999,86.7,200,0.8,17.600000000000001,2,null,52.142857142857146,null,52.334952476530852]
[null,16,19.3,220,0.6,30,45,0.76,0.76,19.22,85.8,200,0.8,17.600000000000001,2,null,54.285714285714285,null,54.10047171966346]
[null,16,19.399999999999999,230,0.6,30,45,0.78,0.78,19.38,84.9,200,0.8,17.600000000000001,2,null,55.714285714285715,null,55.811402233563051]
[null,16,19.5,240,0.6,30,45,0.8,0.8,19.53,84.2,200,0.8,17.600000000000001,2,null,57.142857142857146,null,57.469239812649683]
[null,16,19.5,250,0.7,30,45,0.82,0.82,19.68,83.4,200,0.8,17.600000000000001,3,null,58.571428571428569,null,59.075480251343393]
[null,16,19.600000000000001,260,0.7,30,45,0.85,0.85,19.82,82.6,200,0.8,17.600000000000001,3,null,60.714285714285715,null,60.631619344064234]
[null,16,19.7,270,0.7,30,45,0.87,0.87,19.97,82,200,0.8,17.600000000000001,3,null,62.142857142857146,null,62.139152885232271]
[null,16,19.8,280,0.8,30,45,0.89,0.89,20.100000000000001,81.3,200,0.8,17.600000000000001,3,null,63.571428571428569,null,63.599576669267563]
[null,16,19.899999999999999,290,0.8,30,45,0.91,0.91,20.23,80.5,200,0.8,17.600000000000001,3,null,65,null,65.014386490590169]
[null,16,20,300,0.8,30,45,0.92,0.92,20.36,79.8,200,0.8,17.600000000000001,4,null,65.714285714285708,null,66.38507814362012]
[null,16,20.100000000000001,310,0.8,30,45,0.94,0.94,20.49,79.2,200,0.8,17.600000000000001,4,null,67.142857142857139,null,67.713147422777524]
[null,16,20.100000000000001,320,0.9,30,45,0.96,0.96,20.61,78.7,200,0.8,17.600000000000001,4,null,68.571428571428569,null,69.000090122482362]
[null,16,20.2,330,0.9,30,45,0.98,0.98,20.73,78,200,0.8,17.600000000000001,4,null,69.999999999999986,null,70.247402037154728]
[null,16,20.3,340,0.9,30,45,0.99,0.99,20.85,77.400000000000006,200,0.8,17.600000000000001,5,null,70.714285714285722,null,71.456578961214689]
[null,16,20.399999999999999,350,0.9,30,45,1.01,1.01,20.96,76.900000000000006,200,0.8,17.600000000000001,5,null,72.142857142857153,null,{"$f":"$AA$46*D205^3+$AB$46*D205^2+$AC$46*D205","v":72.629116689082281}]
[null,16,20.399999999999999,360,1,30,45,1.03,1.03,21.07,76.5,200,0.8,17.600000000000001,5,null,73.571428571428584,null,73.766511015177556]
[null,16,20.5,370,1,30,45,1.04,1.04,21.18,75.900000000000006,200,0.8,17.600000000000001,5,null,74.285714285714292,null,74.870257733920582]
[null,16,20.6,380,1,30,45,1.06,1.06,21.29,75.2,200,0.8,17.600000000000001,6,null,75.714285714285722,null,75.941852639731422]
[null,16,20.6,390,1,30,45,1.07,1.07,21.38,74.900000000000006,200,0.8,17.600000000000001,6,null,76.428571428571431,null,76.982791527030102]
[null,16,20.7,400,1.1000000000000001,30,45,1.0900000000000001,1.0900000000000001,21.49,74.5,200,0.8,17.600000000000001,6,null,77.857142857142861,null,77.994570190236686]
[null,16,20.7,410,1.1000000000000001,30,45,1.1000000000000001,1.1000000000000001,21.59,74,200,0.8,17.5,7,null,78.571428571428584,null,78.978684423771256]
[null,16,20.8,420,1.1000000000000001,30,45,1.1200000000000001,1.1200000000000001,21.68,73.5,200,0.8,17.5,7,null,80,null,79.936630022053833]
[null,16,20.9,430,1.2,30,45,1.1299999999999999,1.1299999999999999,21.78,73.2,200,0.8,17.5,7,null,80.714285714285708,null,80.8699027795045]
[null,16,20.9,440,1.2,30,45,1.1399999999999999,1.1399999999999999,21.87,72.7,200,0.8,17.5,7,null,81.428571428571416,null,81.779998490543278]
[null,16,21,450,1.2,30,45,1.1599999999999999,1.1599999999999999,21.96,72.2,200,0.8,17.5,8,null,82.857142857142847,null,82.668412949590248]
[null,16,21,460,1.2,30,45,1.17,1.17,22.04,72,200,0.8,17.5,8,null,83.571428571428555,null,83.536641951065477]
[null,16,21.1,470,1.3,30,45,1.18,1.18,22.13,71.400000000000006,200,0.8,17.5,8,null,84.285714285714278,null,84.386181289388986]
[null,16,21.1,480,1.3,30,45,1.19,1.19,22.21,71.099999999999994,200,0.8,17.5,9,null,84.999999999999986,null,85.218526758980872]
[null,16,21.2,490,1.3,30,45,1.21,1.21,22.29,70.8,200,0.8,17.5,9,null,86.428571428571431,null,86.035174154261142]
[null,16,21.2,500,1.3,30,45,1.22,1.22,22.37,70.400000000000006,200,0.8,17.5,9,null,87.142857142857153,null,86.837619269649878]
[null,16,21.3,510,1.4,30,45,1.23,1.23,22.45,70.099999999999994,200,0.8,17.5,10,null,87.857142857142861,null,87.627357899567116]
[null,16,21.3,520,1.4,30,45,1.24,1.24,22.53,69.7,200,0.8,17.5,10,null,88.571428571428569,null,88.405885838432908]
[null,16,21.4,530,1.4,30,45,1.25,1.25,22.6,69.5,200,0.8,17.5,11,null,89.285714285714292,null,89.174698880667364]
[null,16,21.4,540,1.5,30,45,1.26,1.26,22.67,69,200,0.8,17.5,11,null,90,null,89.935292820690478]
[null,16,21.5,550,1.5,30,45,1.27,1.27,22.74,68.900000000000006,200,0.8,17.5,11,null,90.714285714285722,null,90.689163452922344]
[null,16,21.5,560,1.5,30,45,1.29,1.29,22.81,68.5,200,0.8,17.5,12,null,92.142857142857153,null,91.437806571782986]
[null,16,21.6,570,1.5,30,45,1.3,1.3,22.88,68.3,200,0.8,17.5,12,null,92.857142857142861,null,92.182717971692512]
[null,16,21.6,580,1.6,30,45,1.31,1.31,22.95,67.900000000000006,200,0.8,17.5,12,null,93.571428571428569,null,92.925393447070888]
[null,16,21.7,590,1.6,30,45,1.32,1.32,23.02,67.599999999999994,200,0.8,17.5,13,null,94.285714285714292,null,93.667328792338239]
[null,16,21.7,600,1.6,30,45,1.33,1.33,23.08,67.400000000000006,200,0.8,17.5,13,null,95,null,94.410019801914601]
[null,16,21.8,610,1.6,30,45,1.34,1.34,23.14,67.099999999999994,200,0.8,17.5,14,null,95.714285714285722,null,95.154962270220039]
[null,16,21.8,620,1.7,30,45,1.35,1.35,23.2,66.900000000000006,200,0.8,17.5,14,null,96.428571428571431,null,95.903651991674607]
[null,16,21.8,630,1.7,30,45,1.36,1.36,23.26,66.5,200,0.8,17.5,14,null,97.142857142857153,null,96.657584760698342]
[null,16,21.9,640,1.7,30,45,1.37,1.37,23.32,66.5,200,0.8,17.5,15,null,97.857142857142861,null,97.418256371711294]
[null,16,21.9,650,1.7,30,45,1.37,1.37,23.38,66.099999999999994,200,0.8,17.5,15,null,97.857142857142861,null,98.187162619133517]
[null,16,22,660,1.8,30,45,1.38,1.38,23.44,65.900000000000006,200,0.8,17.5,16,null,98.571428571428555,null,98.965799297385104]
[null,16,22,670,1.8,30,45,1.39,1.39,23.5,65.7,200,0.8,17.5,16,null,99.285714285714278,null,99.755662200886078]
[null,16,22,680,1.8,30,45,1.4,1.4,23.55,65.3,200,0.8,17.5,17,null,99.999999999999986,null,100.55824712405651]
[null,16,22.1,690,1.9,30,45,1.41,1.41,23.6,65.3,200,0.8,17.5,17,null,100.71428571428571,null,101.37504986131646]
[null,16,22.1,700,1.9,30,45,1.42,1.42,23.66,65,200,0.8,17.5,18,null,101.42857142857142,null,102.20756620708596]

{"sheet":"Eurocoil_heizen_26°C","index":11,"n_rows":334,"n_cols":31,"rows_kept":334,"cut":false,"hidden":true,"merged":[]}
[]
[null,null,"BG","WT","Verhältnis"]
["BG800",null,"BG 800",820,{"$f":"D3/$D$3","v":1}]
[820,"WT","BG1000",1020,{"$f":"D4/$D$3","v":1.2439024390243902},null,null,null,null,null,null,null,null,null,null,null,null,null,null,null,null,null,{"$f":"4/7","v":0.5714285714285714}]
[null,null,"BG630",590,{"$f":"D5/$D$3","v":0.71951219512195119}]
["S","TWI","TWO","QA","VA","TAI","PT","TAO","QW","VW","DPW","DPA"]
[null,"°C","°C","m3/h","m/s","°C","kW","°C","l/h","m/s","kPa","Pa"]
["S","TWI","TWO","QA","VA","TAI","PT","TAO","QW","VW","DPW","DPA",null,null,null,null,"q sensibel","q BG 800","QA BG 1000","q BG 1000","Korrekturfaktor BG1000","QA BG 630","q BG 630","Korrekturfaktor BG630"]
[null,"°C","°C","m3/h","m/s","°C","kW","°C","l/h","m/s","kPa","Pa",null,null,null,null,"W/K",null,"m3/h",null,null,"m3/h"]
[null,55,54.1,10,0,23,0.1,53.82,100,0.4,1.5,0]
[null,55,53.4,20,0,23,0.19,51.23,100,0.4,1.5,0]
[null,55,52.8,30,0.1,23,0.26,48.85,100,0.4,1.5,0,null,null,null,{"$f":"D12","v":30},{"$f":"G12/(B12-F12)*1000","v":8.125},{"$f":"$Z$34*D12^6+$AA$34*D12^5+$AB$34*D12^4+$AC$34*D12^3+$AD$34*D12^2+$AE$34*D12","v":7.0621314361468333},{"$f":"D12*$E$4","v":37.31707317073171},{"$f":"$Z$40*$S12^6+$AA$40*$S12^5+$AB$40*$S12^4+$AC$40*$S12^3+$AD$40*$S12^2+$AE$40*$S12","v":9.1013303956490752},{"$f":"1/R12*T12","v":1.2887512046384182},{"$f":"D12*$E$5","v":21.585365853658537},{"$f":"$Z$46*V12^6+$AA$46*V12^5+$AB$46*V12^4+$AC$46*V12^3+$AD$46*V12^2+$AE$46*V12","v":4.7485271787040437},{"$f":"1/R12*W12","v":0.67239292013161478}]
[null,55,52.2,40,0.1,23,0.32,46.85,100,0.4,1.5,0,null,null,null,{"$f":"D13","v":40},{"$f":"G13/(B13-F13)*1000","v":10},{"$f":"$Z$34*D13^6+$AA$34*D13^5+$AB$34*D13^4+$AC$34*D13^3+$AD$34*D13^2+$AE$34*D13","v":9.0156802184485709},{"$f":"D13*$E$4","v":49.756097560975611},{"$f":"$Z$40*$S13^6+$AA$40*$S13^5+$AB$40*$S13^4+$AC$40*$S13^3+$AD$40*$S13^2+$AE$40*$S13","v":11.530668084440901},1.2789570842193327,28.780487804878049,{"$f":"$Z$46*V13^6+$AA$46*V13^5+$AB$46*V13^4+$AC$46*V13^3+$AD$46*V13^2+$AE$46*V13","v":6.1207590998308978},0.67890153061397795]
[null,55,51.8,50,0.1,23,0.37,45.19,100,0.4,1.5,0,null,null,null,50,11.5625,10.796461423302185,62.195121951219512,13.708301054759463,1.2697031478455159,35.975609756097562,7.3985255285749068,0.68527318706539764]
[null,55,51.4,60,0.1,23,0.41,43.8,100,0.4,1.5,0,null,null,null,60,12.8125,12.419436297778809,74.634146341463421,15.661043409753649,1.2610108087236291,43.170731707317074,8.5878878021998553,0.69148772909570644]
[null,55,51,70,0.1,23,0.46,42.59,100,0.4,1.5,0,null,null,null,70,14.375,13.898604875597401,87.073170731707322,17.413542638314308,1.2528986034338085,50.365853658536587,9.6946241688319699,0.6975249858245407]
[null,55,50.7,80,0.2,23,0.49,41.54,100,0.4,1.5,0,null,null,null,80,15.3125,15.247045373791842,99.512195121951223,18.988392452997285,1.2453817764349575,57.560975609756099,10.724238143139655,0.70336500484044961]
[null,55,50.4,90,0.2,23,0.53,40.619999999999997,100,0.4,1.5,0,null,null,null,90,16.5625,16.476952817108344,111.95121951219512,20.406242800207398,1.2384718841349835,64.756097560975604,11.681966744797148,0.70898829865359148]
[null,55,50.1,100,0.2,23,0.56000000000000005,39.799999999999997,100,0.4,1.5,0,null,null,null,100,17.5,17.599676890133217,124.39024390243902,21.685907042643439,1.2321764301707754,71.951219512195124,12.572788619732087,0.71437610464205059]
[null,55,49.9,110,0.2,23,0.59,39.08,100,0.4,1.5,0,null,null,null,110,18.4375,18.62575901715099,136.82926829268294,22.84446631400419,1.2264985439234195,79.146341463414629,13.40143204415698,0.71951065359627275]
[null,55,49.6,120,0.2,23,0.62,38.43,100,0.4,1.5,0,null,null,null,120,19.375,19.56496866973287,149.26829268292684,23.897371045955396,1.2214367142291813,86.341463414634148,14.172382811384608,0.7243754411582255]
[null,55,49.4,130,0.3,23,0.64,37.840000000000003,100,0.4,1.5,0,null,null,null,130,20,20.426338902055527,161.70731707317074,24.858539667357785,1.2169845896787819,93.536585365853654,14.889892001427306,0.72895549578534202]
[null,55,49.2,140,0.3,23,0.67,37.299999999999997,100,0.4,1.5,0,null,null,null,140,20.9375,21.218201113950261,174.14634146341464,25.740454475756081,1.213130855793076,100.73170731707317,15.557983633380195,0.73323763639658113]
[null,55,49,150,0.3,23,0.69,36.799999999999997,100,0.4,1.5,0,null,null,null,150,21.5625,21.948219041682478,186.58536585365854,26.554254681128981,1.2098591977189153,107.92682926829268,16.180462200588288,0.73721071262590909]
[null,55,48.8,160,0.3,23,0.71,36.35,100,0.4,1.5,0,null,null,null,160,22.1875,22.623421976461518,199.02439024390245,27.309826621900179,1.2071483549356334,115.1219512195122,16.760920088597519,0.74086582065420414]
[null,55,48.6,170,0.3,23,0.73,35.93,100,0.4,1.5,0,null,null,null,170,22.8125,23.250237210680869,211.46341463414635,28.015891153210376,1.2049722718674123,122.3170731707317,17.302744875889715,0.74419648793695103]
[null,55,48.4,180,0.3,23,0.75,35.54,100,0.4,1.5,0,null,null,null,180,23.4375,23.834521711888627,223.90243902439025,28.680088207450254,1.2033003453618565,129.51219512195121,17.809126517401431,0.74719882079774491]
[null,55,48.3,190,0.4,23,0.77,35.17,100,0.4,1.5,0,null,null,null,190,24.0625,24.381593024488417,236.34146341463415,29.309058527054518,1.2020977668529307,136.70731707317071,18.283064410826714,0.74987160980267142]
[null,55,48.1,200,0.4,23,0.79,34.840000000000003,100,0.4,1.5,0,null,null,null,200,24.6875,24.896259399170603,248.78048780487805,29.908522569556872,1.201325953831974,143.90243902439025,18.727374345703812,0.75221638903423771,null,{"$f":"A3","v":"BG800"}]
[null,55,48,210,0.4,23,0.81,34.51,100,0.4,1.5,0,null,null,null,210,25.3125,25.382849150073817,261.21951219512192,30.48335658490609,1.20094306217068,151.09756097560975,19.144695335285711,0.75423744679308535,null,"y =","axn+bx(n-1)+...+nx+m"]
[null,55,47.8,220,0.4,23,0.82,34.22,100,0.4,1.5,0,null,null,null,220,25.625,25.845239239676857,273.65853658536588,31.037665865042882,1.2009045680410946,158.29268292682926,19.53749633119471,0.75594178680309199,null,"Polynom",2,"Ordnung"]
[null,55,47.7,230,0.4,23,0.84,33.94,100,0.4,1.5,0,null,null,null,230,26.25,26.286883091420968,286.09756097560978,31.574855165738143,1.2011639058128945,165.48780487804876,19.908082820860763,0.75733904060150814,null,"a =","b =","c =","d =","e =","m ="]
[null,55,47.6,240,0.5,23,0.85,33.68,100,0.4,1.5,0,null,null,null,240,26.5625,26.710837630062393,298.53658536585368,32.097696300691695,1.2016731465046429,172.6829268292683,20.258603307743861,0.75844133337635578,null,6,5,4,3,2,1]
[null,55,47.4,250,0.5,23,0.87,33.43,100,0.4,1.5,0,null,null,null,250,27.1875,27.119789549755332,310.97560975609758,32.608392907892451,1.2023837002152045,179.8780487804878,20.591055674340229,0.7592631069855037,null,{"$f":"LINEST(Q12:Q109,D12:D109^{1,2,3,4,5,6},0,0)","v":-1.0725967439651197E-15},3.6370125154630974E-12,-4.8735500866289058E-9,3.2982486453943529E-6,-1.2147109444347283E-3,0.2690059516933837]
[null,55,47.3,260,0.5,23,0.88,33.19,100,0.4,1.5,0,null,null,null,260,27.5,27.516080809865201,323.41463414634148,33.108642388239431,1.2032470255127743,187.07317073170731,20.907293427972498,0.75982090518053402,null,"BG1000"]
[null,55,47.2,270,0.5,23,0.9,32.97,100,0.4,1.5,0,null,null,null,270,28.125,27.901733358512274,335.85365853658539,33.599695016423794,1.2042153290155067,194.26829268292681,21.209031829363756,0.76013312710170011,null,"y =","axn+bx(n-1)+...+nx+m"]
[null,55,47.1,280,0.5,23,0.91,32.76,100,0.4,1.5,0,null,null,null,280,28.4375,28.278473083845611,348.29268292682929,34.082410224071623,1.2052422393181326,201.46341463414635,21.497853903995505,0.76021975586356505,null,"Polynom",2,"Ordnung"]
[null,55,47,290,0.6,23,0.92,32.56,100,0.4,1.5,0,null,null,null,290,28.75,28.647752993047433,360.73170731707319,34.557310055148307,1.2062834409224021,208.65853658536585,21.775216336249581,0.76010206948985637,null,"a =","b =","c =","d =","e =","m ="]
[null,55,46.8,300,0.6,23,0.94,32.36,100,0.4,1.5,0,null,null,null,300,29.375,29.010775619067701,373.17073170731709,35.024629793623291,1.2072972558032162,215.85365853658536,22.042455246333908,0.75980234157704574,null,5,4,3,2,1,0]
[null,55,46.7,310,0.6,23,0.95,32.18,100,0.4,1.5,1,null,null,null,310,29.6875,29.368514655089214,385.60975609756099,35.484365763396127,1.2082451625536024,223.04878048780486,22.300791849992201,0.75934353888502626,null,{"$f":"LINEST(Q124:Q219,D124:D219^{1,2,3,4,5,6},0,0)","v":-1.0602027071308165E-15},3.5926921489712326E-12,-4.8256296260953884E-9,3.2923195343393965E-6,-1.2368435196448177E-3,0.28570635520617133]
[null,55,46.6,320,0.6,23,0.96,32,100,0.4,1.5,1,null,null,null,320,30,29.721735816722813,398.04878048780489,35.936320300483558,1.2090922455566722,230.2439024390244,22.551338000997653,0.75874902260281962,null,"BG590"]
[null,55,46.5,330,0.6,23,0.97,31.84,100,0.4,1.5,1,null,null,null,330,30.3125,30.071016931933229,410.48780487804879,36.380143897467548,1.2098075691891379,237.4390243902439,22.795101616430358,0.75804225936315506,null,"y =","axn+bx(n-1)+...+nx+m"]
[null,55,46.4,340,0.7,23,0.98,31.67,100,0.4,1.5,1,null,null,null,340,30.625,30.416767258694961,422.92682926829269,36.815374520204244,1.2103644745376474,244.63414634146341,23.032991984738807,0.75724654723636287,null,"Polynom",2,"Ordnung"]
[null,55,46.3,350,0.7,23,0.99,31.52,100,0.4,1.5,1,null,null,null,350,30.9375,30.759246030378804,435.36585365853659,37.241474096794008,1.2107407983932101,251.82926829268291,23.26582495658527,0.75638476097909579,null,"a =","b =","c =","d =","e =","m ="]
[null,55,46.2,360,0.7,23,1,31.37,100,0.4,1.5,1,null,null,null,360,31.25,31.098580228868371,447.80487804878049,37.657862178812294,1.2109190162917802,259.02439024390242,23.494328018474981,0.75547911980449611,null,6,5,4,3,2,1]
[null,55,46.2,370,0.7,23,1.01,31.23,100,0.4,1.5,1,null,null,null,370,31.5625,31.434781585407421,460.2439024390244,38.063946774802076,1.2108863130282421,266.21951219512192,23.719145249169379,0.75455097993046727,null,{"$f":"LINEST(Q236:Q334,D236:D334^{1,2,3,4,5,6},0,0)","v":-1.1733451249026736E-15},3.8894503830048239E-12,-5.0776247393702117E-9,3.3292437974551745E-6,-1.1752583429065493E-3,0.24385568607790239]
[null,55,46.1,380,0.7,23,1.02,31.09,100,0.4,1.5,1,null,null,null,380,31.875,31.767762809177071,472.6829268292683,38.459152356026465,1.2106345853512979,273.41463414634143,23.940842158883171,0.75362065319774862]
[null,55,46,390,0.8,23,1.03,30.96,100,0.4,1.5,1,null,null,null,390,32.1875,32.097353043603576,485.1219512195122,38.842945034482824,1.2101603824376266,280.60975609756099,24.159910411265308,0.75270725216638834]
[null,55,45.9,400,0.8,23,1.04,30.84,100,0.4,1.5,1,null,null,null,400,32.5,32.423312550396517,497.5609756097561,39.214854913177874,1.2094647902562412,287.80487804878049,24.376772428163889,0.75182856132526088]
[null,55,45.8,410,0.8,23,1.05,30.72,100,0.4,1.5,1,null,null,null,410,32.8125,32.745346621317168,510,39.574495608663796,1.208553266096773,295,24.591785877175006,0.75100093340181029]
[null,55,45.7,420,0.8,23,1.06,30.6,100,0.4,1.5,1,null,null,null,420,33.125,33.063118717677241,522.43902439024384,39.921580945835103,1.2074354293895142,302.19512195121951,24.805248041975517,0.75023920924656629,null,"Exponent P:"]
[null,55,45.7,430,0.8,23,1.07,30.49,100,0.4,1.5,1,null,null,null,430,33.4375,33.376262837568163,534.8780487804878,40.255938824986373,1.206124814539586,309.39024390243901,25.017400075439618,0.74955665938968308,null,"P = 0,25 bei Heizung des Fluids"]
[null,55,45.6,440,0.9,23,1.08,30.38,100,0.4,1.5,1,null,null,null,440,33.75,33.684395110820375,547.31707317073176,40.577522261132032,1.2046385908855874,316.58536585365852,25.228431135539367,0.74896494511891309,null,"P = 0,20 bei Kühlung des Fluids"]
[null,55,45.5,450,0.9,23,1.0900000000000001,30.27,100,0.4,1.5,1,null,null,null,450,34.0625,33.987124621693468,559.7560975609756,40.886417595585954,1.2029972541274871,323.78048780487802,25.43848240402923,0.74847409679935761]
[null,55,45.4,460,0.9,23,1.1000000000000001,30.16,100,0.4,1.5,1,null,null,null,460,34.375,34.284063459295723,572.19512195121956,41.182849879802234,1.2012242927008114,330.97560975609753,25.647650987914474,0.74809250713133935]
[null,55,45.4,470,0.9,23,1.1100000000000001,30.07,100,0.4,1.5,1,null,null,null,470,34.6875,34.574835995735356,584.63414634146341,41.467185431477475,1.1993458316502863,338.17073170731709,25.855993703703277,0.74782693710803116]
[null,55,45.3,480,0.9,23,1.1100000000000001,29.97,100,0.4,1.5,1,null,null,null,480,34.6875,34.859087392000959,597.07317073170736,41.73993156291408,1.197390255617881,345.36585365853659,26.063530744443298,0.74768253257324346,null,"Num = mittl. Nußelt Zahl (-)"]
[null,55,45.2,490,0.9,23,1.1200000000000001,29.88,100,0.4,1.5,1,null,null,null,490,35,35.136491331572756,609.51219512195121,42.001733481643413,1.1953878116424712,352.5609756097561,26.270249229541264,0.7476628494756814,null,"Re  = Reynolds Zahl (-)"]
[null,55,45.1,500,1,23,1.1299999999999999,29.79,100,0.4,1.5,1,null,null,null,500,35.3125,35.406756981764119,621.95121951219517,42.253368363312546,1.1933701916014139,359.7560975609756,26.476106637367437,0.74776988615488504,null,"Pr  = Prandtl Zahl (-)"]
[null,55,45.1,510,1,23,1.1399999999999999,29.7,100,0.4,1.5,1,null,null,null,510,35.625,35.669635182793428,634.39024390243901,42.495736596827783,1.1913700933315734,366.95121951219511,26.681034120643304,0.74800412126205007,null,"PrF = Prandtl Zahl bei Fluidtemperatur (-)"]
[null,55,45,520,1,23,1.1499999999999999,29.61,100,0.4,1.5,1,null,null,null,520,35.9375,35.924923864586702,646.82926829268297,42.729850201764378,1.1894207587698102,374.14634146341461,26.884939704613672,0.74836455620482822,null,"PrW = Prandtl Zahl bei Wandtemperatur (-)"]
[null,55,45,530,1,23,1.1499999999999999,29.53,100,0.4,1.5,1,null,null,null,530,35.9375,36.17247269130948,659.26829268292681,42.95681841803264,1.1875554868648257,381.34146341463412,27.08771136800199,0.74884876129880595,null,"tzu = Fluidtemperatur Rohreintritt (°C)"]
[null,55,44.9,540,1,23,1.1599999999999999,29.45,100,0.4,1.5,1,null,null,null,540,36.25,36.412186933630295,671.70731707317077,43.177830467806928,1.18580711854821,388.53658536585363,27.289220006750512,0.74945292510146344,null,"tab = Fluidtemperatur Rohraustritt (°C)"]
[null,55,44.8,550,1.1000000000000001,23,1.17,29.37,100,0.4,1.5,2,null,null,null,550,36.5625,36.644030568713561,684.14634146341461,43.394135489717627,1.1842074907220295,395.73170731707313,27.489322280543504,0.75017190669013667,null,"ve = Strömungsgeschwindigkeit im engsten Querschnitt (m/s)"]
[null,55,44.8,560,1.1000000000000001,23,1.17,29.3,100,0.4,1.5,2,null,null,null,560,36.5625,36.868028607943643,696.58536585365857,43.60701964530034,1.1827868560323485,402.92682926829269,27.687863342114881,0.75099929091812656,null,"v  = Ausströmgeschwindigkeit (m/s)"]
[null,55,44.7,570,1.1000000000000001,23,1.18,29.22,100,0.4,1.5,2,null,null,null,570,36.875,37.084268652378512,709.02439024390242,43.81778039770856,1.1815732651612687,410.1219512195122,27.884679449339799,0.75192744693783609,null,"Sq = Querteilung (m)"]
[null,55,44.6,580,1.1000000000000001,23,1.19,29.15,100,0.4,1.5,2,null,null,null,{"$f":"D67","v":580},{"$f":"G67/(B67-F67)*1000","v":37.1875},37.292901675933535,721.46341463414637,44.02769796268629,{"$f":"1/R67*T67","v":1.1805919084890883},{"$f":"D67*$E$5","v":417.3170731707317},28.079600460109418,{"$f":"1/R67*W67","v":0.75294759051238447},null,"d  = Rohraußendurchmesser (m)"]
[null,55,44.6,590,1.1000000000000001,23,1.19,29.08,100,0.4,1.5,2,null,null,null,590,37.1875,37.494142036297376,733.90243902439022,44.23800393180278,1.1798644142590808,424.51219512195121,28.272452209990817,0.75404985084392084,null,"L  = d = Außendurchmesser des Einzelrohrs (m)"]
[null,55,44.5,600,1.2,23,1.2,29.01,100,0.4,1.5,2,null,null,null,600,37.5,37.688266713575814,746.34146341463418,44.449847067947758,1.1794081008224326,431.70731707317071,28.463058772669598,0.75522334282401016]
[null,55,44.5,610,1.2,23,1.21,28.94,100,0.4,1.5,2,null,null,null,610,37.8125,37.875613776667734,758.78048780487802,44.664256273085869,1.179235181149727,438.90243902439022,28.651244603177119,0.75645624575533499]
[null,55,44.4,620,1.2,23,1.21,28.88,100,0.4,1.5,2,null,null,null,620,37.8125,38.056580077370398,771.21951219512198,44.882100728274736,1.1793519185651418,446.09756097560972,28.836836563901628,0.75773588970094785]
[null,55,44.4,630,1.2,23,1.22,28.81,100,0.4,1.5,2,null,null,null,630,38.125,38.231618172215775,783.65853658536582,45.104047205943886,1.1797577335798604,453.29268292682923,29.01966583338293,0.75904885068329431]
[null,55,44.3,640,1.2,23,1.23,28.75,100,0.4,1.5,2,null,null,null,640,38.4375,38.40123247203644,796.09756097560978,45.330514554432824,1.1804442627575105,460.48780487804879,29.199569697890894,0.76038105597662409]
[null,55,44.3,650,1.3,23,1.23,28.69,100,0.4,1.5,2,null,null,null,650,38.4375,38.565974619263272,808.53658536585363,45.561625354791431,1.1813943717121547,467.6829268292683,29.376393225788902,0.76171790070918433]
[null,55,44.2,660,1.3,23,1.24,28.63,100,0.4,1.5,2,null,null,null,660,38.75,38.726438092951014,820.97560975609758,45.797154749838882,1.1825811255844589,474.8780487804878,29.549990824679767,0.7630443769125892]
[null,55,44.2,670,1.3,23,1.24,28.58,100,0.4,1.5,2,null,null,null,670,38.75,38.883252041537219,833.41463414634143,46.036476445490507,1.18396672161865,482.07317073170731,29.720227681336496,0.76434521602225347]
[null,55,44.1,680,1.3,23,1.25,28.52,100,0.4,1.5,2,null,null,null,680,39.0625,{"$f":"$Z$34*D77^6+$AA$34*D77^5+$AB$34*D77^4+$AC$34*D77^3+$AD$34*D77^2+$AE$34*D77","v":39.037074343328698},{"$f":"D77*$E$4","v":845.85365853658539},{"$f":"$Z$40*$S77^6+$AA$40*$S77^5+$AB$40*$S77^4+$AC$40*$S77^3+$AD$40*$S77^2+$AE$40*$S77","v":46.278505884335516},1.1855013897127347,489.26829268292681,{"$f":"$Z$46*V77^6+$AA$46*V77^5+$AB$46*V77^4+$AC$46*V77^3+$AD$46*V77^2+$AE$46*V77","v":29.886981084416718},0.76560504564359855]
[null,55,44,690,1.3,23,1.26,28.46,100,0.4,1.5,2,null,null,null,690,39.375,39.188583894720892,858.29268292682923,46.521640591484214,1.1871222679661859,496.46341463414632,30.050141629961075,0.76680856115367668]
[null,55,44,700,1.4,23,1.26,28.41,100,0.4,1.5,2,null,null,null,700,39.375,39.338472126145149,870.73170731707319,46.763697692673475,1.1887522612143691,503.65853658536582,30.209614309675445,0.76794071241006634]
[null,55,44,710,1.4,23,1.27,28.36,100,0.4,1.5,2,null,null,null,710,39.6875,39.487433745747154,883.17073170731703,47.001848604629089,1.1902988912185575,510.85365853658533,30.36531948199702,0.76898690549287474]
[null,55,43.9,720,1.4,23,1.27,28.31,100,0.4,1.5,2,null,null,null,720,39.6875,39.63615671079836,895.60975609756099,47.232550897696825,1.1916531474614167,518.04878048780483,30.517193725944139,0.76993321902045364]
[null,55,43.9,730,1.4,23,1.28,28.26,100,0.4,1.5,3,null,null,null,730,40,39.785311426832919,908.04878048780483,47.451477330730143,1.1926883472558878,525.2439024390244,30.665190577751389,0.77076663416713809]
[null,55,43.8,740,1.4,23,1.28,28.21,100,0.4,1.5,3,null,null,null,740,40,39.935539174518908,920.48780487804879,47.653442058234987,1.1932590129806118,532.43902439024384,30.809281150285443,0.77147527708711827]
[null,55,43.8,750,1.5,23,1.29,28.16,100,0.4,1.5,3,null,null,null,750,40.3125,40.08743976425751,932.92682926829264,47.832324009785623,1.1931997725739909,539.63414634146341,30.949454635249396,0.77204867203428484]
[null,55,43.7,760,1.5,23,1.29,28.11,100,0.4,1.5,3,null,null,null,760,40.3125,40.241558418514956,945.36585365853659,47.980987441692037,1.192324286815299,546.82926829268285,31.085718688166196,0.7724780030850843]
[null,55,43.7,770,1.5,23,1.3,28.06,100,0.4,1.5,3,null,null,null,770,40.625,40.398371881881303,957.80487804878044,48.091199660931863,1.1904242032709442,554.02439024390242,31.218099696149977,0.77275638204992403]
[null,55,43.6,780,1.5,23,1.3,28.02,100,0.4,1.5,3,null,null,null,780,40.625,40.558273758863834,970.2439024390244,48.153545921346904,1.1872681319634113,561.21951219512198,31.346642928458294,0.77287911992574931]
[null,55,43.6,790,1.5,23,1.31,27.98,100,0.4,1.5,3,null,null,null,790,40.9375,40.721559079407342,982.68292682926824,48.157341492093224,1.1826006317239979,568.41463414634143,31.471412569830363,0.77284399913227486]
[null,55,43.5,800,1.5,23,1.31,27.93,100,0.4,1.5,3,null,null,null,800,40.9375,40.888408092144772,995.1219512195122,48.090540898355187,1.1761411887197937,575.60975609756099,31.592491636608656,0.77265154381684065]
[null,55,43.5,810,1.6,23,1.32,27.89,100,0.4,1.5,3,null,null,null,{"$f":"D90","v":810},{"$f":"G90/(B90-F90)*1000","v":41.25}]
[null,55,43.5,820,1.6,23,1.32,27.84,100,0.4,1.5,3,null,null,null,820,41.25]
[null,55,43.4,830,1.6,23,1.33,27.81,100,0.4,1.5,3,null,null,null,830,41.5625]
[null,55,43.4,840,1.6,23,1.33,27.76,100,0.4,1.5,3,null,null,null,840,41.5625]
[null,55,43.3,850,1.6,23,1.34,27.73,100,0.4,1.5,3,null,null,null,850,41.875]
[null,55,43.3,860,1.7,23,1.34,27.69,100,0.4,1.5,3,null,null,null,860,41.875]
[null,55,43.3,870,1.7,23,1.35,27.65,100,0.4,1.5,4,null,null,null,870,42.1875]
[null,55,43.2,880,1.7,23,1.35,27.61,100,0.4,1.5,4,null,null,null,880,42.1875]
[null,55,43.2,890,1.7,23,1.36,27.57,100,0.4,1.5,4,null,null,null,890,42.5]
[null,55,43.1,900,1.7,23,1.36,27.54,100,0.4,1.5,4,null,null,null,900,42.5]
[null,55,43.1,910,1.8,23,1.37,27.5,100,0.4,1.5,4,null,null,null,910,42.8125]
[null,55,43.1,920,1.8,23,1.37,27.47,100,0.4,1.5,4,null,null,null,920,42.8125]
[null,55,43,930,1.8,23,1.37,27.43,100,0.4,1.5,4,null,null,null,930,42.8125]
[null,55,43,940,1.8,23,1.38,27.4,100,0.4,1.5,4,null,null,null,940,43.125]
[null,55,43,950,1.8,23,1.38,27.36,100,0.4,1.5,4,null,null,null,950,43.125]
[null,55,42.9,960,1.9,23,1.39,27.33,100,0.4,1.5,4,null,null,null,960,43.4375]
[null,55,42.9,970,1.9,23,1.39,27.3,100,0.4,1.5,4,null,null,null,970,43.4375]
[null,55,42.8,980,1.9,23,1.39,27.27,100,0.4,1.5,4,null,null,null,980,43.4375]
[null,55,42.8,990,1.9,23,1.4,27.24,100,0.4,1.5,4,null,null,null,990,43.75]
[null,55,42.8,1000,1.9,23,1.4,27.21,100,0.4,1.5,5,null,null,null,1000,43.75]
[]
[]
[]
[]
["BG1000"]
[1020,"WT"]
[]
["S","TWI","TWO","QA","VA","TAI","PT","TAO","QW","VW","DPW","DPA"]
[null,"°C","°C","m3/h","m/s","°C","kW","°C","l/h","m/s","kPa","Pa"]
["S","TWI","TWO","QA","VA","TAI","PT","TAO","QW","VW","DPW","DPA"]
[null,"°C","°C","m3/h","m/s","°C","kW","°C","l/h","m/s","kPa","Pa"]
[]
[]
[]
[null,55,52,40,0.1,23,0.34,48.16,100,0.4,1.7,0,null,null,null,{"$f":"D124","v":40},{"$f":"G124/(B124-F124)*1000","v":10.625},{"$f":"$Z$40*D124^5+$AA$40*D124^4+$AB$40*D124^3+$AC$40*D124^2+$AD$40*D124","v":-4.4505781099775626E-2}]
[null,55,51.5,50,0.1,23,0.4,46.59,100,0.4,1.8,0,null,null,null,50,12.5,{"$f":"$Z$40*D125^5+$AA$40*D125^4+$AB$40*D125^3+$AC$40*D125^2+$AD$40*D125","v":-5.4192457837069226E-2}]
[null,55,51.1,60,0.1,23,0.45,45.21,100,0.4,1.8,0,null,null,null,60,14.0625,-6.335485997767823E-2]
[null,55,50.7,70,0.1,23,0.49,44.02,100,0.4,1.8,0,null,null,null,70,15.3125,-7.2017392962817978E-2]
[null,55,50.3,80,0.1,23,0.53,42.98,100,0.4,1.8,0,null,null,null,80,16.5625,-8.020367632218299E-2]
[null,55,50,90,0.1,23,0.56999999999999995,42.05,100,0.4,1.8,0,null,null,null,90,17.8125,-8.7936556396379359E-2]
[null,55,49.7,100,0.2,23,0.61,41.22,100,0.4,1.8,0,null,null,null,100,19.0625,-9.5238119059357376E-2]
[null,55,49.4,110,0.2,23,0.64,40.47,100,0.4,1.8,0,null,null,null,110,20,-0.10212970244084393]
[null,55,49.1,120,0.2,23,0.67,39.78,100,0.4,1.8,0,null,null,null,120,20.9375,-0.10863190964877505]
[null,55,48.9,130,0.2,23,0.7,39.17,100,0.4,1.8,0,null,null,null,130,21.875,-0.11476462149172825]
[null,55,48.6,140,0.2,23,0.73,38.6,100,0.4,1.8,0,null,null,null,140,22.8125,-0.12054700920135525]
[null,55,48.4,150,0.2,23,0.76,38.08,100,0.4,1.8,0,null,null,null,150,23.75,-0.1259975471548142]
[null,55,48.2,160,0.2,23,0.78,37.61,100,0.4,1.8,0,null,null,null,160,24.375,-0.13113402559720247]
[null,55,48,170,0.3,23,0.8,37.159999999999997,100,0.4,1.8,0,null,null,null,170,25,-0.13597356336398869]
[null,55,47.8,180,0.3,23,0.83,36.75,100,0.4,1.8,0,null,null,null,180,25.9375,-0.14053262060344579]
[null,55,47.6,190,0.3,23,0.85,36.36,100,0.4,1.8,0,null,null,null,190,26.5625,-0.144827011499083]
[null,55,47.4,200,0.3,23,0.87,35.99,100,0.4,1.8,0,null,null,null,200,27.1875,-0.14887191699207866]
[null,55,47.3,210,0.3,23,0.89,35.659999999999997,100,0.4,1.8,0,null,null,null,210,27.8125,-0.15268189750371253]
[null,55,47.1,220,0.3,23,0.91,35.33,100,0.4,1.8,0,null,null,null,220,28.4375,-0.15627090565779833]
[null,55,46.9,230,0.4,23,0.92,35.03,100,0.4,1.8,0,null,null,null,230,28.75,-0.15965229900311628]
[null,55,46.8,240,0.4,23,0.94,34.75,100,0.4,1.8,0,null,null,null,240,29.375,-0.16283885273584536]
[null,55,46.6,250,0.4,23,0.96,34.479999999999997,100,0.4,1.8,0,null,null,null,250,30,-0.16584277242199613]
[null,55,46.5,260,0.4,23,0.97,34.229999999999997,100,0.4,1.8,0,null,null,null,260,30.3125,-0.16867570671984305]
[null,55,46.4,270,0.4,23,0.99,33.99,100,0.4,1.8,0,null,null,null,270,30.9375,-0.17134876010235695]
[null,55,46.2,280,0.4,23,1.01,33.76,100,0.4,1.8,0,null,null,null,280,31.5625,-0.17387250557963738]
[null,55,46.1,290,0.5,23,1.02,33.54,100,0.4,1.8,0,null,null,null,290,31.875,-0.17625699742134543]
[null,55,46,300,0.5,23,1.03,33.33,100,0.4,1.8,0,null,null,null,300,32.1875,-0.17851178387913597]
[null,55,45.9,310,0.5,23,1.05,33.130000000000003,100,0.4,1.8,0,null,null,null,310,32.8125,-0.18064591990909029]
[null,55,45.8,320,0.5,23,1.06,32.94,100,0.4,1.8,0,null,null,null,320,33.125,-0.18266797989414829]
[null,55,45.6,330,0.5,23,1.07,32.76,100,0.4,1.8,0,null,null,null,330,33.4375,-0.18458607036654121]
[null,55,45.5,340,0.5,23,1.0900000000000001,32.58,100,0.4,1.8,0,null,null,null,340,34.0625,-0.1864078427302244]
[null,55,45.4,350,0.5,23,1.1000000000000001,32.42,100,0.4,1.8,0,null,null,null,350,34.375,-0.188140505983309]
[null,55,45.3,360,0.6,23,1.1100000000000001,32.26,100,0.4,1.8,0,null,null,null,360,34.6875,-0.18979083944049524]
[null,55,45.2,370,0.6,23,1.1200000000000001,32.1,100,0.4,1.8,0,null,null,null,370,35,-0.19136520545550439]
[null,55,45.1,380,0.6,23,1.1299999999999999,31.95,100,0.4,1.8,1,null,null,null,380,35.3125,-0.19286956214351175]
[null,55,45,390,0.6,23,1.1499999999999999,31.81,100,0.4,1.8,1,null,null,null,390,35.9375,-0.19430947610357846]
[null,55,44.9,400,0.6,23,1.1599999999999999,31.67,100,0.4,1.8,1,null,null,null,400,36.25,-0.19569013514108446]
[null,55,44.8,410,0.6,23,1.17,31.54,100,0.4,1.8,1,null,null,null,410,36.5625,-0.19701636099016112]
[null,55,44.7,420,0.7,23,1.18,31.41,100,0.4,1.8,1,null,null,null,420,36.875,-0.1982926220361233]
[null,55,44.6,430,0.7,23,1.19,31.28,100,0.4,1.8,1,null,null,null,430,37.1875,-0.19952304603790194]
[null,55,44.6,440,0.7,23,1.2,31.16,100,0.4,1.8,1,null,null,null,440,37.5,-0.2007114328504766]
[null,55,44.5,450,0.7,23,1.21,31.04,100,0.4,1.8,1,null,null,null,450,37.8125,-0.20186126714730818]
[null,55,44.4,460,0.7,23,1.22,30.93,100,0.4,1.8,1,null,null,null,460,38.125,-0.20297573114277118]
[null,55,44.3,470,0.7,23,1.23,30.82,100,0.4,1.8,1,null,null,null,470,38.4375,-0.20405771731458583]
[null,55,44.2,480,0.7,23,1.24,30.72,100,0.4,1.8,1,null,null,null,480,38.75,-0.20510984112625147]
[null,55,44.2,490,0.8,23,1.24,30.62,100,0.4,1.8,1,null,null,null,490,38.75,-0.20613445374947803]
[null,55,44.1,500,0.8,23,1.25,30.52,100,0.4,1.8,1,null,null,null,500,39.0625,-0.20713365478661916]
[null,55,44,510,0.8,23,1.26,30.42,100,0.4,1.8,1,null,null,null,510,39.375,-0.20810930499310498]
[null,55,43.9,520,0.8,23,1.27,30.32,100,0.4,1.8,1,null,null,null,520,39.6875,-0.20906303899987344]
[null,55,43.9,530,0.8,23,1.28,30.24,100,0.4,1.8,1,null,null,null,530,40,-0.2099962780358039]
[null,55,43.8,540,0.8,23,1.29,30.14,100,0.4,1.8,1,null,null,null,540,40.3125,-0.21091024265014913]
[null,55,43.7,550,0.9,23,1.29,30.06,100,0.4,1.8,1,null,null,null,550,40.3125,-0.21180596543496788]
[null,55,43.6,560,0.9,23,1.3,29.97,100,0.4,1.8,1,null,null,null,560,40.625,-0.21268430374755731]
[null,55,43.6,570,0.9,23,1.31,29.89,100,0.4,1.8,1,null,null,null,570,40.9375,-0.21354595243288554]
[null,55,43.5,580,0.9,23,1.32,29.82,100,0.4,1.8,1,null,null,null,580,41.25,-0.21439145654602454]
[null,55,43.5,590,0.9,23,1.33,29.74,100,0.4,1.8,1,null,null,null,590,41.5625,-0.21522122407458144]
[null,55,43.4,600,0.9,23,1.33,29.66,100,0.4,1.8,1,null,null,null,600,41.5625,-0.21603553866113234]
[null,55,43.3,610,0.9,23,1.34,29.59,100,0.4,1.8,1,null,null,null,610,41.875,-0.21683457232565406]
[null,55,43.3,620,1,23,1.35,29.52,100,0.4,1.8,1,null,null,null,620,42.1875,-0.21761839818795725]
[null,55,43.2,630,1,23,1.35,29.45,100,0.4,1.8,1,null,null,null,630,42.1875,-0.21838700319011695]
[null,55,43.1,640,1,23,1.36,29.38,100,0.4,1.8,1,null,null,null,640,42.5,-0.21914030081890867]
[null,55,43.1,650,1,23,1.37,29.31,100,0.4,1.8,1,null,null,null,650,42.8125,-0.21987814382823723]
[null,55,43,660,1,23,1.37,29.24,100,0.4,1.8,1,null,null,null,{"$f":"D186","v":660},{"$f":"G186/(B186-F186)*1000","v":42.8125},-0.220600336961571]
[null,55,43,670,1,23,1.38,29.18,100,0.4,1.8,1,null,null,null,670,43.125,-0.22130664967437486]
[null,55,42.9,680,1.1000000000000001,23,1.39,29.12,100,0.4,1.8,1,null,null,null,680,43.4375,-0.22199682885654182]
[null,55,42.8,690,1.1000000000000001,23,1.39,29.06,100,0.4,1.8,2,null,null,null,690,43.4375,{"$f":"$Z$40*D189^5+$AA$40*D189^4+$AB$40*D189^3+$AC$40*D189^2+$AD$40*D189","v":-0.22267061155482415}]
[null,55,42.8,700,1.1000000000000001,23,1.4,29,100,0.4,1.8,2,null,null,null,700,43.75,-0.22332773769526981]
[null,55,42.8,710,1.1000000000000001,23,1.41,28.94,100,0.4,1.8,2,null,null,null,710,44.0625,-0.22396796280565046]
[null,55,42.7,720,1.1000000000000001,23,1.41,28.88,100,0.4,1.8,2,null,null,null,720,44.0625,-0.22459107073789752]
[null,55,42.6,730,1.1000000000000001,23,1.42,28.83,100,0.4,1.8,2,null,null,null,730,44.375,-0.22519688639053204]
[null,55,42.6,740,1.2,23,1.42,28.77,100,0.4,1.8,2,null,null,null,740,44.375,-0.22578528843109869]
[null,55,42.5,750,1.2,23,1.43,28.72,100,0.4,1.8,2,null,null,null,750,44.6875,-0.22635622201859806]
[null,55,42.5,760,1.2,23,1.44,28.67,100,0.4,1.8,2,null,null,null,760,45,-0.22690971152591854]
[null,55,42.4,770,1.2,23,1.44,28.62,100,0.4,1.8,2,null,null,null,770,45,-0.22744587326226939]
[null,55,42.4,780,1.2,23,1.45,28.57,100,0.4,1.8,2,null,null,null,780,45.3125,-0.2279649281956132]
[null,55,42.3,790,1.2,23,1.45,28.52,100,0.4,1.8,2,null,null,null,790,45.3125,-0.22846721467509723]
[null,55,42.3,800,1.2,23,1.46,28.47,100,0.4,1.8,2,null,null,null,800,45.625,-0.22895320115348827]
[null,55,42.3,810,1.3,23,1.46,28.42,100,0.4,1.8,2,null,null,null,810,45.625,-0.22942349890960334]
[null,55,42.2,820,1.3,23,1.47,28.37,100,0.4,1.8,2,null,null,null,820,45.9375,-0.22987887477074076]
[null,55,42.2,830,1.3,23,1.47,28.33,100,0.4,1.8,2,null,null,null,830,45.9375,-0.23032026383511783]
[null,55,42.1,840,1.3,23,1.48,28.28,100,0.4,1.8,2,null,null,null,840,46.25,-0.23074878219429662]
[null,55,42.1,850,1.3,23,1.48,28.24,100,0.4,1.8,2,null,null,null,850,46.25,-0.23116573965562215]
[null,55,42,860,1.3,23,1.49,28.2,100,0.4,1.8,2,null,null,null,860,46.5625,-0.23157265246465064]
[null,55,42,870,1.4,23,1.49,28.15,100,0.4,1.8,2,null,null,null,870,46.5625,-0.23197125602758462]
[null,55,41.9,880,1.4,23,1.5,28.11,100,0.4,1.8,2,null,null,null,880,46.875,-0.23236351763370555]
[null,55,41.9,890,1.4,23,1.51,28.07,100,0.4,1.8,2,null,null,null,890,47.1875,-0.23275164917780322]
[null,55,41.8,900,1.4,23,1.51,28.03,100,0.4,1.8,3,null,null,null,900,47.1875,-0.23313811988261302]
[null,55,41.8,910,1.4,23,1.51,27.99,100,0.4,1.8,3,null,null,null,910,47.1875,-0.23352566902124372]
[null,55,41.8,920,1.4,23,1.52,27.95,100,0.4,1.8,3,null,null,null,920,47.5,-0.23391731863961285]
[null,55,41.7,930,1.4,23,1.52,27.92,100,0.4,1.8,3,null,null,null,930,47.5,-0.23431638627887819]
[null,55,41.7,940,1.5,23,1.53,27.88,100,0.4,1.8,3,null,null,null,940,47.8125,-0.23472649769787046]
[null,55,41.6,950,1.5,23,1.53,27.84,100,0.4,1.8,3,null,null,null,950,47.8125,-0.23515159959552601]
[null,55,41.6,960,1.5,23,1.54,27.8,100,0.4,1.8,3,null,null,null,960,48.125,-0.23559597233331986]
[null,55,41.6,970,1.5,23,1.54,27.77,100,0.4,1.8,3,null,null,null,970,48.125,-0.23606424265769443]
[null,55,41.5,980,1.5,23,1.55,27.74,100,0.4,1.8,3,null,null,null,980,48.4375,-0.23656139642249951]
[null,55,41.5,990,1.5,23,1.55,27.7,100,0.4,1.8,3,null,null,null,990,48.4375,-0.23709279131141514]
[]
[]
[]
[]
[]
[]
[]
[]
[]
["BG590"]
[1020,"WT"]
[]
["S","TWI","TWO","QA","VA","TAI","PT","TAO","QW","VW","DPW","DPA"]
[null,"°C","°C","m3/h","m/s","°C","kW","°C","l/h","m/s","kPa","Pa"]
["S","TWI","TWO","QA","VA","TAI","PT","TAO","QW","VW","DPW","DPA"]
[null,"°C","°C","m3/h","m/s","°C","kW","°C","l/h","m/s","kPa","Pa"]
[null,55,54.1,10,0,23,0.1,52.83,100,0.4,1.2,0,null,null,null,{"$f":"D236","v":10},{"$f":"G236/(B236-F236)*1000","v":3.125},{"$f":"$Z$46*D236^3+$AA$46*D236^2+$AB$46*D236+$AC$46*D236^2+$AD$46*D236","v":-1.1419709437795675E-2}]
[null,55,53.5,20,0.1,23,0.18,49.4,100,0.4,1.2,0,null,null,null,{"$f":"D237","v":20},{"$f":"G237/(B237-F237)*1000","v":5.625},{"$f":"$Z$46*D237^3+$AA$46*D237^2+$AB$46*D237+$AC$46*D237^2+$AD$46*D237","v":-2.2173569345250308E-2}]
[null,55,52.9,30,0.1,23,0.24,46.71,100,0.4,1.2,0,null,null,null,30,7.5,-3.226157972940398E-2]
[null,55,52.5,40,0.1,23,0.28999999999999998,44.58,100,0.4,1.2,0,null,null,null,40,9.0625,-4.1683740597296737E-2]
[null,55,52.1,50,0.1,23,0.33,42.89,100,0.4,1.2,0,null,null,null,50,10.3125,-5.0440051955968679E-2]
[null,55,51.8,60,0.2,23,0.37,41.48,100,0.4,1.2,0,null,null,null,60,11.5625,-5.8530513812459863E-2]
[null,55,51.5,70,0.2,23,0.4,40.32,100,0.4,1.2,0,null,null,null,70,12.5,-6.5955126173810358E-2]
[null,55,51.2,80,0.2,23,0.44,39.31,100,0.4,1.2,0,null,null,null,80,13.75,-7.2713889047060221E-2]
[null,55,51,90,0.2,23,0.46,38.44,100,0.4,1.2,0,null,null,null,90,14.375,-7.8806802439249563E-2]
[null,55,50.7,100,0.3,23,0.49,37.68,100,0.4,1.2,0,null,null,null,100,15.3125,-8.4233866357418419E-2]
[null,55,50.5,110,0.3,23,0.51,37.01,100,0.4,1.2,0,null,null,null,110,15.9375,-8.899508080860688E-2]
[null,55,50.3,120,0.3,23,0.54,36.409999999999997,100,0.4,1.2,0,null,null,null,120,16.875,-9.3090445799854982E-2]
[null,55,50.1,130,0.3,23,0.56000000000000005,35.86,100,0.4,1.3,0,null,null,null,130,17.5,-9.6519961338202842E-2]
[null,55,50,140,0.4,23,0.57999999999999996,35.369999999999997,100,0.4,1.3,0,null,null,null,140,18.125,-9.9283627430690496E-2]
[null,55,49.8,150,0.4,23,0.6,34.92,100,0.4,1.3,0,null,null,null,150,18.75,-0.10138144408435805]
[null,55,49.6,160,0.4,23,0.61,34.51,100,0.4,1.3,0,null,null,null,160,19.0625,-0.10281341130624554]
[null,55,49.5,170,0.5,23,0.63,34.130000000000003,100,0.4,1.3,0,null,null,null,170,19.6875,-0.10357952910339308]
[null,55,49.4,180,0.5,23,0.65,33.78,100,0.4,1.3,0,null,null,null,180,20.3125,-0.10367979748284067]
[null,55,49.2,190,0.5,23,0.66,33.46,100,0.4,1.3,0,null,null,null,190,20.625,-0.10311421645162842]
[null,55,49.1,200,0.5,23,0.68,33.159999999999997,100,0.4,1.3,0,null,null,null,200,21.25,-0.10188278601679643]
[null,55,49,210,0.6,23,0.69,32.880000000000003,100,0.4,1.3,0,null,null,null,210,21.5625,-9.9985506185384709E-2]
[null,55,48.8,220,0.6,23,0.71,32.619999999999997,100,0.4,1.3,1,null,null,null,220,22.1875,-9.7422376964433427E-2]
[null,55,48.7,230,0.6,23,0.72,32.369999999999997,100,0.4,1.3,1,null,null,null,230,22.5,-9.4193398360982533E-2]
[null,55,48.6,240,0.6,23,0.73,32.14,100,0.4,1.3,1,null,null,null,240,22.8125,-9.0298570382072174E-2]
[null,55,48.5,250,0.7,23,0.74,31.92,100,0.4,1.3,1,null,null,null,250,23.125,-8.5737893034742385E-2]
[null,55,48.4,260,0.7,23,0.75,31.71,100,0.4,1.3,1,null,null,null,260,23.4375,-8.0511366326033257E-2]
[null,55,48.3,270,0.7,23,0.77,31.52,100,0.4,1.3,1,null,null,null,270,24.0625,-7.461899026298488E-2]
[null,55,48.2,280,0.8,23,0.78,31.33,100,0.4,1.3,1,null,null,null,280,24.375,-6.806076485263729E-2]
[null,55,48.1,290,0.8,23,0.79,31.15,100,0.4,1.3,1,null,null,null,290,24.6875,-6.0836690102030577E-2]
[null,55,48,300,0.8,23,0.8,30.98,100,0.4,1.3,1,null,null,null,300,25,-5.2946766018204805E-2]
[null,55,47.9,310,0.8,23,0.81,30.83,100,0.4,1.3,1,null,null,null,310,25.3125,-4.4390992608200008E-2]
[null,55,47.9,320,0.9,23,0.82,30.67,100,0.4,1.3,1,null,null,null,320,25.625,-3.5169369879056334E-2]
[null,55,47.8,330,0.9,23,0.83,30.53,100,0.4,1.3,1,null,null,null,330,25.9375,-2.5281897837813871E-2]
[null,55,47.7,340,0.9,23,0.84,30.39,100,0.4,1.3,1,null,null,null,340,26.25,-1.4728576491512546E-2]
[null,55,47.6,350,0.9,23,0.85,30.25,100,0.4,1.3,1,null,null,null,350,26.5625,-3.5094058471924483E-3]
[null,55,47.5,360,1,23,0.85,30.13,100,0.4,1.3,1,null,null,null,360,26.5625,8.3756140881061647E-3]
[null,55,47.5,370,1,23,0.86,30,100,0.4,1.3,1,null,null,null,370,26.875,2.0926483307343369E-2]
[null,55,47.4,380,1,23,0.87,29.88,100,0.4,1.3,1,null,null,null,380,27.1875,3.4143201803479128E-2]
[null,55,47.3,390,1,23,0.88,29.77,100,0.4,1.3,1,null,null,null,390,27.5,4.8025769569473187E-2]
[null,55,47.3,400,1.1000000000000001,23,0.89,29.66,100,0.4,1.3,2,null,null,null,400,27.8125,6.2574186598285786E-2]
[null,55,47.2,410,1.1000000000000001,23,0.9,29.56,100,0.4,1.3,2,null,null,null,410,28.125,7.7788452882876447E-2]
[null,55,47.1,420,1.1000000000000001,23,0.9,29.46,100,0.4,1.3,2,null,null,null,420,28.125,9.3668568416205578E-2]
[null,55,47,430,1.2,23,0.91,29.36,100,0.4,1.3,2,null,null,null,430,28.4375,0.11021453319123264]
[null,55,47,440,1.2,23,0.92,29.26,100,0.4,1.3,2,null,null,null,440,28.75,0.12742634720091783]
[null,55,46.9,450,1.2,23,0.93,29.17,100,0.4,1.3,2,null,null,null,450,29.0625,0.14530401043822094]
[null,55,46.9,460,1.2,23,0.93,29.08,100,0.4,1.3,2,null,null,null,460,29.0625,0.16384752289610216]
[null,55,46.8,470,1.3,23,0.94,29,100,0.4,1.3,2,null,null,null,470,29.375,0.18305688456752101]
[null,55,46.8,480,1.3,23,0.95,28.92,100,0.4,1.3,2,null,null,null,480,29.6875,0.20293209544543789]
[null,55,46.7,490,1.3,23,0.95,28.84,100,0.4,1.3,2,null,null,null,490,29.6875,0.22347315552281233]
[null,55,46.6,500,1.3,23,0.96,28.76,100,0.4,1.3,2,null,null,null,500,30,0.24468006479260451]
[null,55,46.6,510,1.4,23,0.97,28.68,100,0.4,1.3,2,null,null,null,510,30.3125,0.26655282324777418]
[null,55,46.5,520,1.4,23,0.97,28.61,100,0.4,1.3,3,null,null,null,520,30.3125,0.28909143088128142]
[null,55,46.5,530,1.4,23,0.98,28.54,100,0.4,1.3,3,null,null,null,530,30.625,0.31229588768608596]
[null,55,46.4,540,1.5,23,0.98,28.47,100,0.4,1.3,3,null,null,null,540,30.625,0.33616619365514799]
[null,55,46.4,550,1.5,23,0.99,28.4,100,0.4,1.3,3,null,null,null,550,30.9375,0.36070234878142715]
[null,55,46.3,560,1.5,23,1,28.34,100,0.4,1.3,3,null,null,null,560,31.25,0.38590435305788384]
[null,55,46.3,570,1.5,23,1,28.28,100,0.4,1.3,3,null,null,null,570,31.25,0.41177220647747759]
[null,55,46.2,580,1.6,23,1.01,28.21,100,0.4,1.3,3,null,null,null,580,31.5625,0.43830590903316802]
[null,55,46.2,590,1.6,23,1.01,28.15,100,0.4,1.3,3,null,null,null,590,31.5625,0.46550546071791588]
[null,55,46.1,600,1.6,23,1.02,28.09,100,0.4,1.3,3,null,null,null,600,31.875,0.49337086152468057]
[null,55,46.1,610,1.6,23,1.02,28.04,100,0.4,1.3,3,null,null,null,610,31.875,0.52190211144642218]
[null,55,46,620,1.7,23,1.03,27.98,100,0.4,1.3,3,null,null,null,620,32.1875,0.55109921047610055]
[null,55,46,630,1.7,23,1.03,27.93,100,0.4,1.3,4,null,null,null,630,32.1875,0.58096215860667555]
[null,55,45.9,640,1.7,23,1.04,27.88,100,0.4,1.3,4,null,null,null,640,32.5,0.61149095583110724]
[null,55,45.9,650,1.7,23,1.04,27.82,100,0.4,1.3,4,null,null,null,650,{"$f":"G300/(B300-F300)*1000","v":32.5},0.64268560214235537]
[null,55,45.8,660,1.8,23,1.05,27.77,100,0.4,1.3,4,null,null,null,{"$f":"D301","v":660},32.8125,{"$f":"$Z$46*D301^3+$AA$46*D301^2+$AB$46*D301+$AC$46*D301^2+$AD$46*D301","v":0.67454609753338024}]
[null,55,45.8,670,1.8,23,1.05,27.72,100,0.4,1.3,4,null,null,null,670,32.8125,0.70707244199714137]
[null,55,45.8,680,1.8,23,1.06,27.68,100,0.4,1.3,4,null,null,null,680,33.125,0.74026463552659905]
[null,55,45.7,690,1.9,23,1.06,27.63,100,0.4,1.3,4,null,null,null,690,33.125,0.77412267811471314]
[null,55,45.7,700,1.9,23,1.07,27.58,100,0.4,1.3,4,null,null,null,700,33.4375,0.80864656975444327]
[null,55,45.6,710,1.9,23,1.07,27.54,100,0.4,1.3,4,null,null,null,710,33.4375,0.84383631043874974]
[null,55,45.6,720,1.9,23,1.08,27.49,100,0.4,1.3,5,null,null,null,720,33.75,0.87969190016059196]
[null,55,45.6,730,2,23,1.08,27.45,100,0.4,1.3,5,null,null,null,730,33.75,0.91621333891293044]
[null,55,45.5,740,2,23,1.0900000000000001,27.41,100,0.4,1.3,5,null,null,null,740,34.0625,0.95340062668872483]
[null,55,45.5,750,2,23,1.0900000000000001,27.37,100,0.4,1.3,5,null,null,null,750,34.0625,0.99125376348093519]
[null,55,45.4,760,2,23,1.1000000000000001,27.33,100,0.4,1.3,5,null,null,null,760,34.375,1.0297727492825213]
[null,55,45.4,770,2.1,23,1.1000000000000001,27.29,100,0.4,1.3,5,null,null,null,770,34.375,1.0689575840864429]
[null,55,45.4,780,2.1,23,1.1000000000000001,27.25,100,0.4,1.3,5,null,null,null,780,34.375,1.1088082678856601]
[null,55,45.3,790,2.1,23,1.1100000000000001,27.21,100,0.4,1.3,5,null,null,null,790,34.6875,1.1493248006731331]
[null,55,45.3,800,2.2000000000000002,23,1.1100000000000001,27.17,100,0.4,1.3,6,null,null,null,800,34.6875,1.1905071824418219]
[null,55,45.3,810,2.2000000000000002,23,1.1200000000000001,27.14,100,0.4,1.3,6,null,null,null,810,35,1.2323554131846857]
[null,55,45.2,820,2.2000000000000002,23,1.1200000000000001,27.1,100,0.4,1.3,6,null,null,null,820,35,1.2748694928946853]
[null,55,45.2,830,2.2000000000000002,23,1.1299999999999999,27.07,100,0.4,1.3,6,null,null,null,830,35.3125,1.3180494215647802]
[null,55,45.2,840,2.2999999999999998,23,1.1299999999999999,27.03,100,0.4,1.3,6,null,null,null,840,35.3125,1.3618951991879302]
[null,55,45.1,850,2.2999999999999998,23,1.1299999999999999,27,100,0.4,1.3,6,null,null,null,850,35.3125,1.4064068257570952]
[null,55,45.1,860,2.2999999999999998,23,1.1399999999999999,26.97,100,0.4,1.3,6,null,null,null,860,35.625,1.4515843012652354]
[null,55,45,870,2.2999999999999998,23,1.1399999999999999,26.93,100,0.4,1.3,6,null,null,null,870,35.625,1.4974276257053103]
[null,55,45,880,2.4,23,1.1399999999999999,26.9,100,0.4,1.3,7,null,null,null,880,35.625,1.5439367990702806]
[null,55,45,890,2.4,23,1.1499999999999999,26.87,100,0.4,1.3,7,null,null,null,890,35.9375,1.5911118213531057]
[null,55,45,900,2.4,23,1.1499999999999999,26.84,100,0.4,1.3,7,null,null,null,900,35.9375,1.6389526925467459]
[null,55,44.9,910,2.4,23,1.1599999999999999,26.81,100,0.4,1.3,7,null,null,null,910,36.25,1.6874594126441602]
[null,55,44.9,920,2.5,23,1.1599999999999999,26.78,100,0.4,1.3,7,null,null,null,920,36.25,1.7366319816383098]
[null,55,44.9,930,2.5,23,1.1599999999999999,26.75,100,0.4,1.3,7,null,null,null,930,36.25,1.7864703995221536]
[null,55,44.8,940,2.5,23,1.17,26.72,100,0.4,1.3,7,null,null,null,940,36.5625,1.8369746662886519]
[null,55,44.8,950,2.6,23,1.17,26.69,100,0.4,1.3,8,null,null,null,950,36.5625,1.8881447819307646]
[null,55,44.8,960,2.6,23,1.17,26.67,100,0.4,1.3,8,null,null,null,960,36.5625,1.9399807464414525]
[null,55,44.7,970,2.6,23,1.18,26.64,100,0.4,1.3,8,null,null,null,970,36.875,1.9924825598136739]
[null,55,44.7,980,2.6,23,1.18,26.61,100,0.4,1.3,8,null,null,null,980,36.875,2.0456502220403898]
[null,55,44.7,990,2.7,23,1.18,26.59,100,0.4,1.3,8,null,null,null,990,36.875,2.0994837331145599]

{"sheet":"Legende_Abkürzungen","index":12,"n_rows":35,"n_cols":8,"rows_kept":35,"cut":false,"hidden":true,"merged":[[0,13,0,17]]}
["Tel.  +49 (0)711 8201-180   Fax -720"]
["Legende für LTG-Induktionsgeräte",null,null,null,{"$f":"HFB_!AM1","v":1},"Abfrage"]
["LTG Aktiengesellschaft",null,null,null,1,2,3,4]
[null,{"$f":"IF($E$2=1,E4,IF($E$2=2,F4,IF($E$2=3,G4,IF($E$2=4,H4,I4))))","v":"Deutsch"},null,null,"Deutsch","Englisch","Französisch","Italienisch"]
[{"$f":"IF(Para_US_METRIC=1,C5,D5)","v":"Dp [Pa]"},"statischer Luftdruck am Primärluftstutzen in Pa","Dp [Pa]","Dp [Pa]","statischer Luftdruck am Primärluftstutzen in Pa","static pressure of primary air (spigot)","pression statique á la tubulure de l'air primaire","pressione statica sul canotto di entrata aria primaria"]
["VP [m³/h]","Primärluftvolmenstrom in m³/h pro Gerät (+/- 10%)","VP [m³/h]","VP [m³/h]","Primärluftvolmenstrom in m³/h pro Gerät (+/- 10%)","Primary air flow rate(+/- 10%)","débit volume de l'air primaire (+/- 10%)","portata d'aria primaria (+/-10%)"]
["LWA [dB(A)]","Schallleistungspegel in dB(A) (+/- 3 dB)","LWA [dB(A)]","LWA [dB(A)]","Schallleistungspegel in dB(A) (+/- 3 dB)","Sound power level (+/- 3 dB)","Niveau de puissance sonore (+/-3 dB)","Livello di potenza sonora (+/- 3 dB)"]
["LA18 [dB(A)]","Schalldruckpegel bei 18 m² Sabine in dB(A) (+/- 3 dB)","LA18 [dB(A)]","LA18 [dB(A)]","Schalldruckpegel bei 18 m² Sabine in dB(A) (+/- 3 dB)","Sound pressure level at a room absorption of 18m² Sabine(+/-3 dB)","niveau de pression acoustique lors d'une absorption de la salle de 18m² Sabine","Livello di pressione sonora con 18m² Sabine di assorbimento"]
["QPK [W]","Kühlleistung Primärluft","QPK [W]","QPC [BTU/h]","Kühlleistung Primärluft","cooling capacity primary air","puissance frigorifique de l'air primaire","potenza frigorifera aria primaria"]
["QSK1) [W]","Sekundärkühlleistung (sensibel) in W bei nicht kondensierendem Betrieb (+/- 5%)","QSK1) [W]","QSC1) [BTU/h]","Sekundärkühlleistung (sensibel) in W bei nicht kondensierendem Betrieb (+/- 5%)","Secondary cooling capacity  - heat exchanger (not condensing)","Capacité de refroidissement secondaire - sur l'échangeur thermique (sans condensation)","capacità di raffreddamento secondario - scambiatore di calore (senza condensa)"]
["QKges1) [W]","Gesamtkühlleistung bei nichtkondensierendem Betrieb in W","QKges1) [W]","QCtot1) [BTU/h]","Gesamtkühlleistung bei nichtkondensierendem Betrieb in W","Total cooling capacity (not condensing)","Capacité totale de refroidissement (sans condensation)","Potenza frigorifera totale (senza condensa)"]
["QTotal2) [W]","Totalleistung (sensibel + latent) in W bei kondensierendem Betrieb (+/- 5%)","QTotal2) [W]","Qtot2) [BTU/h]","Totalleistung (sensibel + latent) in W bei kondensierendem Betrieb (+/- 5%)","Total cooling capacity at condensation (sensible + latent)","Capacité totale de refroidissement avec condensation (sensible + latent)","Potenza frigorifera totale con condensazione (sensitivo + latente)"]
["QSK2) [W]","Sekundärkühlleistung (sensibel) in W bei kondensierendem Betrieb (+/- 5%)","QSK2) [W]","QSC2) [BTU/h]","Sekundärkühlleistung (sensibel) in W bei kondensierendem Betrieb (+/- 5%)","Secondary cooling capacity at condensation (sensible)","Capacité de refroidissement secondaire avec condensation (sensible)","capacità di raffreddamento secondario con condensazione (sensitivo)"]
["QKges2) [W]","Gesamtkühlleistung (sensibel + primär) bei kondensierendem Betrieb in W","QKges2) [W]","Qtot2) [BTU/h]","Gesamtkühlleistung (sensibel + primär) bei kondensierendem Betrieb in W","cooling capacity at condensation (sensible + primary)","Capacité de refroidissement (sensible + primaire)","capacità di raffreddamento (sensitivo + primario)"]
["QPH [W]","Primärheizleistung in W (negativ = kühlen)","QPH [W]","QPH [BTU/h]","Primärheizleistung in W (negativ = kühlen)","Primary heating capacity","Primary heating capacity","riscaldamento primario"]
["QSH [W]","Sekundärheizleistung in W (+/- 5%)","QSH [W]","QSH [BTU/h]","Sekundärheizleistung in W (+/- 5%)","Secondary heating capacity","chauffage secondaire","riscaldamento secondaria"]
["QHges [W]","Gesamtheizleistung in W","QHges [W]","QHtot [BTU/h]","Gesamtheizleistung in W","Total heating capacity","puissance de chauffage totale","potenza termica totale"]
["tKWRL [°C]","Kaltwasser-Rücklauftemperatur in °C","tKWRL [°C]","tCWR [°F]","Kaltwasser-Rücklauftemperatur in °C","Cold water return temperature","température de retour d'eau froide","temperatura di ritorno dell'acqua fredda"]
["tWWRL [°C]","Warmwasser-Rücklauftemperatur in °C","tWWRL [°C]","tWWR [°F]","Warmwasser-Rücklauftemperatur in °C","Hot water return temperature","température de retour d'eau chaude","temperatura di ritorno dell'acqua calda"]
["wOK=","Nennwassermenge Kühlen in kg/h","wOK=","wOC=","Nennwassermenge Kühlen in kg/h","nominal water mass flow (cooling)","quantité d'eau nominale (refroidissement)","Portata acqua nominale (raffreddamento)"]
["wOH=","Nennwassermenge Heizen in kg/h","wOH=","wOH=","Nennwassermenge Heizen in kg/h","nominal water mass flow (heating)","quantité d'eau nominale (chauffage)","Portata acqua nominale (riscaldamento)"]
["wK=","gewählte Wassermenge Kühlen","wK=","wC=","gewählte Wassermenge Kühlen","Cold Water Flow Rate","quantité d'eau (refroidissement)","Portata acqua refrigerata"]
["wH=","gewählte Wassermenge Heizen","wH=","wH=","gewählte Wassermenge Heizen","Hot Water Flow Rate","quantité d'eau (chauffage)","Portata acqua calda"]
["dpK=","wasserseitiger Druckverlust über Kühlregister in kPa","dpK=","dpC=","wasserseitiger Druckverlust über Kühlregister in kPa","water-side pressure loss","perte de charge sur l'eau","perdita di carico lato acqua"]
["dpH=","wasserseitiger Druckverlust Heizregister in kPa","dpH=","dpH=","wasserseitiger Druckverlust Heizregister in kPa","water-side pressure loss","perte de charge sur l'eau","perdita di carico lato acqua"]
["QE=","Eigenkonvektion bei Warmwasservorlaufttemperatur 55 °C, Raumlufttemperatur 20 °C, Nennwassermenge","QE=","QE=","Eigenkonvektion bei Warmwasservorlaufttemperatur 55 °C, Raumlufttemperatur 20 °C, Nennwassermenge","heating capacity by natural convection (Water supply temperature = 55°C, Roomtemp. = 20°C, nominal water mass flow)","puissance calorifique de convection propre (Température de l'eau = 55°C; température ambiante = 20°C; quantité d'eau nominale)","potenza calorifera a convezione naturale (Temperatura acqua in ingresso = 55°C; temperatura ambiente = 20°C ; Portata acqua)"]
["1*)","nicht kondensierender Betrieb","1*)","1*)","nicht kondensierender Betrieb","not condensing","sans condensation","senza condensa"]
["2*)","kondensierender Betrieb","2*)","2*)","kondensierender Betrieb","at condensation","avec condensation","con condensazione"]
[]
[]
[]
[{"$f":"HFB_!A58","v":"ã LTG Aktiengesellschaft: 13-01-2025, EI - V3.6"}]
[{"$f":"HFB_!A59","v":"Angaben zu Toleranzen sowie weitere Spezifikationen sind der aktuellen Technischen Dokumentation der LTG Aktiengesellschaft zu entnehmen. "}]
[{"$f":"HFB_!A60","v":"Diese finden Sie auf www.LTG.de. Eine Fehlerfreiheit des Programms kann nicht zugesichert werden."}]
[{"$f":"HFB_!A61","v":"Aus Programmierfehlern entstandener Schaden geht nicht zu Lasten der LTG Aktiengesellschaft. Technische Änderungen im Rahmen der Weiterentwicklung vorbehalten."}]

{"sheet":"HFB-Z 630 bis 800","index":13,"n_rows":65,"n_cols":21,"rows_kept":65,"cut":false,"hidden":true,"merged":[[0,5,0,6],[0,11,0,13],[4,10,4,13],[5,10,5,13],[6,10,6,11],[11,18,12,18],[11,20,12,20],[27,18,28,18],[27,20,28,20],[7,10,7,11]]}
["Tel.  +49 (0)711 8201-180",null,"Fax: -720",null,"Email:","Raumluft@LTG-AG.de"]
["LTG Auslegungstabelle HFB-Z - Induktionsgerät für den Einbau in Doppelböden",null,null,null,null,null,null,null,null,null,null,null,null,"LTG Aktiengesellschaft"]
[]
["Kühlfall:",null,null,null,null,"Heizfall:"]
[null,"Ansaugtemperatur:",26,"°C",null,null,"Ansaugtemperatur:",22,"°C","Projekt:"]
[null,"Primärlufttemperatur:",16,"°C",null,null,"Primärlufttemperatur:",18,"°C"]
[null,"Kühlwasservorlauf:",16,"°C",null,null,"Heizwasservorlauf:",60,"°C","Datum:",{"$f":"HFB!B8","v":"2018-09-11"}]
[null,"projektierte Leistung:",null,"W",null,null,"projektierte Leistung:",null,"W","Bearbeiter:",{"$f":"HFB!B9","v":"Tielmann, Thomas "}]
[null,"Raumtemperatur:",26,"°C",null,null,"Raumtemperatur:",22,"°C"]
[]
[]
["Baugröße 630",null,null,null,null,null,null,null,null,null,null,null,null,null,null,null,null,"Kühlen","Leist. in % bei \nversch. Wasserm.","Heizen","Leist. in % bei \nversch. Wasserm."]
["Dp\n[Pa]","VP\n[m³/h]","LWA\n[dB(A)]","LA18\n[dB(A)]","QPK\n[W]","QSK1)\n[W]","QPH\n[W]","QSH\n[W]","QKges\n[W]","tKWRL\n[°C]","QHges\n[W]","tWWRL\n[°C]",null,null,null,"QSK\n[W]","QSH\n[W]","Wasser-menge\nin %",null,"Wasser-menge\nin %"]
[150,35,28,{"$f":"C14-6","v":22},{"$f":"ROUND(B14*1.2*1*($C$9-$C$6)/3.6,-1)","v":120},{"$f":"(P14*($C$5-$C$7))*(S14/100)","v":160},{"$f":"-ROUND(1*B14*1.2*1*($H$9-$H$6)/3.6,-1)","v":-50},{"$f":"(Q14*($H$7-$H$5))*(U14/100)","v":494},{"$f":"(E14+F14)","v":280},{"$f":"$C$7+((F14/(4.2*$E$24/3.6)))","v":17.37142857142857},{"$f":"(G14+H14)","v":444},{"$f":"$H$7-((H14/(4.2*$E$25/3.6)))","v":55.765714285714282},null,null,null,16,13,{"$f":"$E$24/$B$24*100","v":100},{"$f":"IF($R$14=100,100,30.877*LN($R$14)-42.175)","v":100},{"$f":"$E$25/$B$25*100","v":100},{"$f":"IF($T$14=100,100,30.877*LN($T$14)-42.175)","v":100}]
[250,35,28,22,{"$f":"ROUND(B15*1.2*1*($C$9-$C$6)/3.6,-1)","v":120},180,{"$f":"-ROUND(1*B15*1.2*1*($H$9-$H$6)/3.6,-1)","v":-50},570,300,17.542857142857144,520,55.114285714285714,null,null,null,18,15,null,100,null,{"$f":"IF($T$14=100,100,30.877*LN($T$14)-42.175)","v":100}]
[150,45,26,20,{"$f":"ROUND(B16*1.2*1*($C$9-$C$6)/3.6,-1)","v":150},170,{"$f":"-ROUND(1*B16*1.2*1*($H$9-$H$6)/3.6,-1)","v":-60},570,320,17.457142857142856,510,55.114285714285714,null,null,null,17,15,null,100,null,100]
[250,45,29,23,150,200,{"$f":"-ROUND(1*B17*1.2*1*($H$9-$H$6)/3.6,-1)","v":-60},646,350,17.714285714285715,586,54.462857142857146,null,null,null,20,17,null,100,null,100]
[150,60,30,24,200,220,-80,722,420,17.885714285714286,642,53.811428571428571,null,null,null,22,19,null,100,null,100]
[250,60,33,27,200,250,-80,798,450,18.142857142857142,718,53.16,null,null,null,25,21,null,100,null,100]
[150,80,34,28,270,290,-110,950,560,18.485714285714288,840,51.857142857142854,null,null,null,29,25,null,100,null,100]
[250,80,36,30,270,330,-110,1064,600,18.828571428571429,954,50.879999999999995,null,null,null,33,28,null,100,null,100]
[150,100,39,33,330,350,-130,1140,680,19,1010,50.228571428571428,null,null,null,35,30,null,100,null,100]
[250,100,41,35,{"$f":"ROUND(B23*1.2*1*($C$9-$C$6)/3.6,-1)","v":330},390,{"$f":"-ROUND(1*B23*1.2*1*($H$9-$H$6)/3.6,-1)","v":-130},1292,720,19.342857142857142,1162,48.925714285714285,null,null,null,39,34,null,100,null,100]
["wOK=",100,"[kg/h]","wK=",100,"[kg/h]",null,"DpK =",{"$f":"0.0002*E24^2+0.006*E24","v":2.6},"[kPa]"]
["wOH=",100,"[kg/h]","wH=",100,"[kg/h]",null,"DpH =",{"$f":"0.0002*E25^2+0.001*E25-0.000010000000000006","v":2.09999},"[kPa]","Eigenkonvektion Heizen QE:"]
[null,null,null,{"$f":"IF(E24/B24<0.2,\"Kaltwassermenge mind. 20% von Nennwassermenge!\",0)","v":0},null,null,null,null,null,null,null,"165 W bei WWVL= 70°C"]
[null,null,null,{"$f":"IF(E25/B25<0.4,\"Heizwassermenge mind. 40% von Nennwassermenge!\",0)","v":0},null,null,null,null,null,null,null,null,null,"( bei tR = 20 °C und Nennwassermenge)"]
["Baugröße 800",null,null,null,null,null,null,null,null,null,null,null,null,null,null,null,null,"Kühlen","Leist. in % bei \nversch. Wasserm.","Heizen","Leist. in % bei \nversch. Wasserm."]
["Dp\n[Pa]","VP\n[m³/h]","LWA\n[dB(A)]","LA18\n[dB(A)]","QPK\n[W]","QSK1)\n[W]","QPH\n[W]","QSH\n[W]","QKges\n[W]","tKWRL\n[°C]","QHges\n[W]","tWWRL\n[°C]",null,null,null,"QSK\n[W]","QSH\n[W]","Wasser-menge\nin %",null,"Wasser-menge\nin %"]
[150,45,23,{"$f":"C30-6","v":17},{"$f":"ROUND(B30*1.2*1*($C$9-$C$6)/3.6,-1)","v":150},{"$f":"(P30*($C$5-$C$7))*(S30/100)","v":190},{"$f":"-ROUND(1*B30*1.2*1*($H$9-$H$6)/3.6,-1)","v":-60},{"$f":"(Q30*($H$7-$H$5))*(U30/100)","v":608},{"$f":"(E30+F30)","v":340},{"$f":"$C$7+((F30/(4.2*$E$40/3.6)))","v":17.357142857142858},{"$f":"(G30+H30)","v":548},{"$f":"$H$7-((H30/(4.2*$E$41/3.6)))","v":55.657142857142858},null,null,null,19,16,{"$f":"$E$40/$B$40*100","v":100},{"$f":"IF($R$30=100,100,30.877*LN($R$30)-42.175)","v":100},{"$f":"$E$41/$B$41*100","v":100},{"$f":"IF($T$30=100,100,30.877*LN($T$30)-42.175)","v":100}]
[250,45,25,19,{"$f":"ROUND(B31*1.2*1*($C$9-$C$6)/3.6,-1)","v":150},230,{"$f":"-ROUND(1*B31*1.2*1*($H$9-$H$6)/3.6,-1)","v":-60},722,380,{"$f":"$C$7+((F31/(4.2*$E$40/3.6)))","v":17.642857142857142},662,{"$f":"$H$7-((H31/(4.2*$E$41/3.6)))","v":54.842857142857142},null,null,null,23,19,null,{"$f":"IF($R$30=100,100,30.877*LN($R$30)-42.175)","v":100},null,{"$f":"IF($T$30=100,100,30.877*LN($T$30)-42.175)","v":100}]
[150,60,25,19,{"$f":"ROUND(B32*1.2*1*($C$9-$C$6)/3.6,-1)","v":200},250,{"$f":"-ROUND(1*B32*1.2*1*($H$9-$H$6)/3.6,-1)","v":-80},798,450,17.785714285714285,718,54.3,null,null,null,25,21,null,100,null,100]
[250,60,28,22,200,290,{"$f":"-ROUND(1*B33*1.2*1*($H$9-$H$6)/3.6,-1)","v":-80},950,490,18.071428571428573,870,53.214285714285715,null,null,null,29,25,null,100,null,100]
[150,80,29,23,270,330,-110,1064,600,18.357142857142858,954,52.4,null,null,null,33,28,null,100,null,100]
[250,80,33,27,270,380,-110,1216,650,18.714285714285715,1106,51.314285714285717,null,null,null,38,32,null,100,null,100]
[150,100,34,28,330,400,-130,1292,730,18.857142857142858,1162,50.771428571428572,null,null,null,40,34,null,100,null,100]
[250,100,37,31,330,450,-130,1444,780,19.214285714285715,1314,49.685714285714283,null,null,null,45,38,null,100,null,100]
[150,120,38,32,400,470,-160,1482,870,19.357142857142858,1322,49.414285714285711,null,null,null,47,39,null,100,null,100]
[250,120,41,35,{"$f":"ROUND(B39*1.2*1*($C$9-$C$6)/3.6,-1)","v":400},530,{"$f":"-ROUND(1*B39*1.2*1*($H$9-$H$6)/3.6,-1)","v":-160},1710,930,19.785714285714285,1550,47.785714285714285,null,null,null,53,45,null,100,null,100]
["wOK=",120,"[kg/h]","wK=",120,"[kg/h]",null,"DpK =",{"$f":"0.0004*E40^2-0.0083*E40-0.000000000000005","v":4.7639999999999958},"[kPa]"]
["wOH=",120,"[kg/h]","wH=",120,"[kg/h]",null,"DpH =",{"$f":"0.00019*E41^2+0.005*E41-0.00001000000000002","v":3.3359900000000002},"[kPa]","Eigenkonvektion Heizen QE:"]
[null,null,null,{"$f":"IF(E40/B40<0.2,\"Kaltwassermenge mind. 20% von Nennwassermenge!\",0)","v":0},null,null,null,null,null,null,null,"210 W bei WWVL= 70°C"]
[null,null,null,{"$f":"IF(E41/B41<0.4,\"Heizwassermenge mind. 40% von Nennwassermenge!\",0)","v":0},null,null,null,null,null,null,null,null,null,"( bei tR = 20 °C und Nennwassermenge)"]
[]
[]
[]
[]
[]
[]
[]
[]
[]
[]
[]
[]
[]
[]
[]
[]
[]
[]
["ã LTG Aktiengesellschaft - Letzte Änderung: 16.06.2005"]
["Angaben zu Toleranzen sowie weitere Spezifikationen sind der aktuellen Bauteilmappe der LTG Aktiengesellschaft zu entnehmen."]
["Eine Fehlerfreiheit des Programms kann nicht zugesichert werden. Im Zweifel gelten die technischen Daten der aktuellen Bauteilmappe der LTG Aktiengesellschaft."]
["Aus Programmierfehlern entstandener Schaden geht nicht zu Lasten der LTG Aktiengesellschaft. Technische Änderungen im Rahmen der Weiterentwicklung vorbehalten."]

{"sheet":"HFB-Z 1000 bis 1250","index":14,"n_rows":65,"n_cols":21,"rows_kept":65,"cut":false,"hidden":true,"merged":[[0,5,0,6],[0,11,0,13],[4,10,4,13],[5,10,5,13],[6,10,6,11],[11,18,12,18],[11,20,12,20],[27,18,28,18],[27,20,28,20],[7,10,7,11]]}
["Tel.  +49 (0)711 8201-180",null,"Fax: -720",null,"Email:","Raumluft@LTG-AG.de"]
["LTG Auslegungstabelle HFB-Z - Induktionsgerät für den Einbau in Doppelböden",null,null,null,null,null,null,null,null,null,null,null,null,"LTG Aktiengesellschaft"]
[]
["Kühlfall:",null,null,null,null,"Heizfall:"]
[null,"Ansaugtemperatur:",26,"°C",null,null,"Ansaugtemperatur:",22,"°C","Projekt:"]
[null,"Primärlufttemperatur:",16,"°C",null,null,"Primärlufttemperatur:",18,"°C"]
[null,"Kühlwasservorlauf:",16,"°C",null,null,"Heizwasservorlauf:",60,"°C","Datum:",{"$f":"HFB!B8","v":"2018-09-11"}]
[null,"projektierte Leistung:",null,"W",null,null,"projektierte Leistung:",null,"W","Bearbeiter:",{"$f":"HFB!B9","v":"Tielmann, Thomas "}]
[null,"Raumtemperatur:",26,"°C",null,null,"Raumtemperatur:",22,"°C"]
[]
[]
["Baugröße 1000",null,null,null,null,null,null,null,null,null,null,null,null,null,null,null,null,"Kühlen","Leist. in % bei \nversch. Wasserm.","Heizen","Leist. in % bei \nversch. Wasserm."]
["Dp\n[Pa]","VP\n[m³/h]","LWA\n[dB(A)]","LA18\n[dB(A)]","QPK\n[W]","QSK1)\n[W]","QPH\n[W]","QSH\n[W]","QKges\n[W]","tKWRL\n[°C]","QHges\n[W]","tWWRL\n[°C]",null,null,null,"QSK\n[W]","QSH\n[W]","Wasser-menge\nin %",null,"Wasser-menge\nin %"]
[150,60,27,{"$f":"C14-6","v":21},{"$f":"ROUND(B14*1.2*1*($C$9-$C$6)/3.6,-1)","v":200},{"$f":"(P14*($C$5-$C$7))*(S14/100)","v":340},{"$f":"-ROUND(1*B14*1.2*1*($H$9-$H$6)/3.6,-1)","v":-80},{"$f":"(Q14*($H$7-$H$5))*(U14/100)","v":1064},{"$f":"(E14+F14)","v":540},{"$f":"$C$7+((F14/(4.2*$E$24/3.6)))","v":17.942857142857143},{"$f":"(G14+H14)","v":984},{"$f":"$H$7-((H14/(4.2*$E$25/3.6)))","v":53.92},null,null,null,34,28,{"$f":"$E$24/$B$24*100","v":100},{"$f":"IF($R$14=100,100,30.877*LN($R$14)-42.175)","v":100},{"$f":"$E$25/$B$25*100","v":100},{"$f":"IF($T$14=100,100,30.877*LN($T$14)-42.175)","v":100}]
[250,60,29,23,{"$f":"ROUND(B15*1.2*1*($C$9-$C$6)/3.6,-1)","v":200},{"$f":"(P15*($C$5-$C$7))*(S15/100)","v":390},{"$f":"-ROUND(1*B15*1.2*1*($H$9-$H$6)/3.6,-1)","v":-80},{"$f":"(Q15*($H$7-$H$5))*(U15/100)","v":1254},{"$f":"(E15+F15)","v":590},{"$f":"$C$7+((F15/(4.2*$E$24/3.6)))","v":18.228571428571428},1174,52.834285714285713,null,null,null,39,33,null,{"$f":"IF($R$14=100,100,30.877*LN($R$14)-42.175)","v":100},null,100]
[150,80,29,23,{"$f":"ROUND(B16*1.2*1*($C$9-$C$6)/3.6,-1)","v":270},{"$f":"(P16*($C$5-$C$7))*(S16/100)","v":380},{"$f":"-ROUND(1*B16*1.2*1*($H$9-$H$6)/3.6,-1)","v":-110},{"$f":"(Q16*($H$7-$H$5))*(U16/100)","v":1216},650,{"$f":"$C$7+((F16/(4.2*$E$24/3.6)))","v":18.171428571428571},1106,53.051428571428573,null,null,null,38,32,null,{"$f":"IF($R$14=100,100,30.877*LN($R$14)-42.175)","v":100},null,100]
[250,80,32,26,270,{"$f":"(P17*($C$5-$C$7))*(S17/100)","v":440},{"$f":"-ROUND(1*B17*1.2*1*($H$9-$H$6)/3.6,-1)","v":-110},{"$f":"(Q17*($H$7-$H$5))*(U17/100)","v":1406},710,{"$f":"$C$7+((F17/(4.2*$E$24/3.6)))","v":18.514285714285712},1296,51.965714285714284,null,null,null,44,37,null,100,null,100]
[150,100,34,28,330,430,-130,{"$f":"(Q18*($H$7-$H$5))*(U18/100)","v":1368},760,18.457142857142856,1238,52.182857142857145,null,null,null,43,36,null,100,null,100]
[250,100,36,30,330,490,-130,1558,820,18.8,1428,51.097142857142856,null,null,null,49,41,null,100,null,100]
[150,120,38,32,400,470,-160,1482,870,18.685714285714287,1322,51.53142857142857,null,null,null,47,39,null,100,null,100]
[250,120,40,34,400,540,-160,1710,940,19.085714285714285,1550,50.228571428571428,null,null,null,54,45,null,100,null,100]
[150,140,41,35,470,510,-190,1634,980,18.914285714285715,1444,50.662857142857142,null,null,null,51,43,null,100,null,100]
[250,140,43,37,{"$f":"ROUND(B23*1.2*1*($C$9-$C$6)/3.6,-1)","v":470},580,{"$f":"-ROUND(1*B23*1.2*1*($H$9-$H$6)/3.6,-1)","v":-190},1862,1050,19.314285714285713,1672,49.36,null,null,null,58,49,null,100,null,100]
["wOK=",150,"[kg/h]","wK=",150,"[kg/h]",null,"DpK =",{"$f":"0.00021*E24^2+0.032*E24-0.0000000000007","v":9.5249999999993005},"[kPa]"]
["wOH=",150,"[kg/h]","wH=",150,"[kg/h]",null,"DpH =",{"$f":"0.0002*E25^2+0.0079*E25-0.000000000000005","v":5.6849999999999952},"[kPa]","Eigenkonvektion Heizen QE:"]
[null,null,null,{"$f":"IF(E24/B24<0.2,\"Kaltwassermenge mind. 20% von Nennwassermenge!\",0)","v":0},null,null,null,null,null,null,null,"260 W bei WWVL= 70°C"]
[null,null,null,{"$f":"IF(E25/B25<0.4,\"Heizwassermenge mind. 40% von Nennwassermenge!\",0)","v":0},null,null,null,null,null,null,null,null,null,"( bei tR = 20 °C und Nennwassermenge)"]
["Baugröße 1250",null,null,null,null,null,null,null,null,null,null,null,null,null,null,null,null,"Kühlen","Leist. in % bei \nversch. Wasserm.","Heizen","Leist. in % bei \nversch. Wasserm."]
["Dp\n[Pa]","VP\n[m³/h]","LWA\n[dB(A)]","LA18\n[dB(A)]","QPK\n[W]","QSK1)\n[W]","QPH\n[W]","QSH\n[W]","QKges\n[W]","tKWRL\n[°C]","QHges\n[W]","tWWRL\n[°C]",null,null,null,"QSK\n[W]","QSH\n[W]","Wasser-menge\nin %",null,"Wasser-menge\nin %"]
[150,80,28,{"$f":"C30-6","v":22},{"$f":"ROUND(B30*1.2*1*($C$9-$C$6)/3.6,-1)","v":270},{"$f":"(P30*($C$5-$C$7))*(S30/100)","v":450},{"$f":"-ROUND(1*B30*1.2*1*($H$9-$H$6)/3.6,-1)","v":-110},{"$f":"(Q30*($H$7-$H$5))*(U30/100)","v":1368},{"$f":"(E30+F30)","v":720},{"$f":"$C$7+((F30/(4.2*$E$40/3.6)))","v":18.142857142857142},{"$f":"(G30+H30)","v":1258},{"$f":"$H$7-((H30/(4.2*$E$41/3.6)))","v":53.485714285714288},null,null,null,45,36,{"$f":"$E$40/$B$40*100","v":100},{"$f":"IF($R$30=100,100,30.877*LN($R$30)-42.175)","v":100},{"$f":"$E$41/$B$41*100","v":100},{"$f":"IF($T$30=100,100,30.877*LN($T$30)-42.175)","v":100}]
[250,80,31,25,{"$f":"ROUND(B31*1.2*1*($C$9-$C$6)/3.6,-1)","v":270},510,{"$f":"-ROUND(1*B31*1.2*1*($H$9-$H$6)/3.6,-1)","v":-110},1634,780,{"$f":"$C$7+((F31/(4.2*$E$40/3.6)))","v":18.428571428571427},{"$f":"(G31+H31)","v":1524},{"$f":"$H$7-((H31/(4.2*$E$41/3.6)))","v":52.219047619047622},null,null,null,51,43,null,{"$f":"IF($R$30=100,100,30.877*LN($R$30)-42.175)","v":100},null,{"$f":"IF($T$30=100,100,30.877*LN($T$30)-42.175)","v":100}]
[150,100,30,24,{"$f":"ROUND(B32*1.2*1*($C$9-$C$6)/3.6,-1)","v":330},520,{"$f":"-ROUND(1*B32*1.2*1*($H$9-$H$6)/3.6,-1)","v":-130},1672,850,18.476190476190474,1542,52.038095238095238,null,null,null,52,44,null,100,null,{"$f":"IF($T$30=100,100,30.877*LN($T$30)-42.175)","v":100}]
[250,100,33,27,330,590,{"$f":"-ROUND(1*B33*1.2*1*($H$9-$H$6)/3.6,-1)","v":-130},1900,920,18.80952380952381,1770,50.952380952380949,null,null,null,59,50,null,{"$f":"IF($R$30=100,100,30.877*LN($R$30)-42.175)","v":100},null,100]
[150,120,34,28,400,560,-160,1786,960,18.666666666666668,1626,51.495238095238093,null,null,null,56,47,null,100,null,{"$f":"IF($T$30=100,100,30.877*LN($T$30)-42.175)","v":100}]
[250,120,37,31,400,630,-160,2014,1030,19,1854,50.409523809523812,null,null,null,63,53,null,100,null,100]
[150,140,38,32,470,600,-190,1938,1070,18.857142857142858,1748,50.771428571428572,null,null,null,60,51,null,100,null,{"$f":"IF($T$30=100,100,30.877*LN($T$30)-42.175)","v":100}]
[250,140,41,35,470,680,-190,2204,1150,19.238095238095237,2014,49.504761904761907,null,null,null,68,58,null,100,null,100]
[150,160,41,35,530,650,-210,2090,1180,19.095238095238095,1880,50.047619047619051,null,null,null,65,55,null,100,null,100]
[250,160,44,38,{"$f":"ROUND(B39*1.2*1*($C$9-$C$6)/3.6,-1)","v":530},730,{"$f":"-ROUND(1*B39*1.2*1*($H$9-$H$6)/3.6,-1)","v":-210},2356,1260,19.476190476190474,2146,48.780952380952385,null,null,null,73,62,null,100,null,100]
["wOK=",180,"[kg/h]","wK=",180,"[kg/h]",null,"DpK =",{"$f":"0.0004*E40^2+0.0189*E40","v":16.362000000000002},"[kPa]"]
["wOH=",180,"[kg/h]","wH=",180,"[kg/h]",null,"DpH =",{"$f":" 0.0000006*E41^3+0.0001*E41^2+0.0159*E41 + 0.000000000002","v":9.6012000000020006},"[kPa]","Eigenkonvektion Heizen QE:"]
[null,null,null,{"$f":"IF(E40/B40<0.2,\"Kaltwassermenge mind. 20% von Nennwassermenge!\",0)","v":0},null,null,null,null,null,null,null,"325 W bei WWVL= 70°C"]
[null,null,null,{"$f":"IF(E41/B41<0.4,\"Heizwassermenge mind. 40% von Nennwassermenge!\",0)","v":0},null,null,null,null,null,null,null,null,null,"( bei tR = 20 °C und Nennwassermenge)"]
[]
[]
[]
[]
[]
[]
[]
[]
[]
[]
[]
[]
[]
[]
[]
[]
[]
[]
["ã LTG Aktiengesellschaft - Letzte Änderung: 16.06.2005"]
["Angaben zu Toleranzen sowie weitere Spezifikationen sind der aktuellen Bauteilmappe der LTG Aktiengesellschaft zu entnehmen."]
["Eine Fehlerfreiheit des Programms kann nicht zugesichert werden. Im Zweifel gelten die technischen Daten der aktuellen Bauteilmappe der LTG Aktiengesellschaft."]
["Aus Programmierfehlern entstandener Schaden geht nicht zu Lasten der LTG Aktiengesellschaft. Technische Änderungen im Rahmen der Weiterentwicklung vorbehalten."]

{"sheet":"Druckverlust_Wasser","index":15,"n_rows":218,"n_cols":25,"rows_kept":218,"cut":false,"hidden":true,"merged":[]}
[]
[null,null,null,"BG","WT","Verhältnis","korrektur kühlen","korrektur - heizen"]
[null,null,null,"BG 800",820,{"$f":"E3/$E$3","v":1},{"$f":"1","v":1},{"$f":"1","v":1}]
[null,"HEIZEN",null,"BG 1000",1020,{"$f":"E4/$E$3","v":1.2439024390243902},{"$f":"Y150","v":1.1702750851676731},{"$f":"Y42","v":1.1604403609650584},null,null,null,null,null,null,null,null,null,{"$f":"4/7","v":0.5714285714285714}]
[null,null,null,"BG 630",590,{"$f":"E5/$E$3","v":0.71951219512195119},{"$f":"W150","v":0.80230543784862252},{"$f":"W42","v":0.81942320806976332},null,null,null,null,null,{"$f":"2/7","v":0.2857142857142857}]
[]
[null,"BG630"]
[]
[]
[null,"S","TWI","TWO","QA","VA","TAI","PT","TAO","QW","VW","DPW","DPA",null,null,null,null,null,"BG600",null,null,null,"BG600","BG800","BG1000"]
[null,null,"°C","°C","m3/h","m/s","°C","kW","°C","l/h","m/s","kPa","Pa"]
[null,"S","TWI","TWO","QA","VA","TAI","PT","TAO","QW","VW","DPW","DPA",null,null,null,null,null,"DPW"]
[null,null,"°C","°C","m3/h","m/s","°C","kW","°C","l/h","m/s","kPa","Pa",null,null,null,null,null,"kPa"]
[null,null,55,45.4,200,0.5,26,0.44,32.68,40,0.2,0.3,0,null,null,null,null,null,{"$f":"L14","v":0.3},{"$f":"L49","v":0.3},{"$f":"L85","v":0.4}]
[null,null,55,46.4,200,0.5,26,0.49,33.450000000000003,50,0.2,0.4,0,null,null,null,null,null,{"$f":"L15","v":0.4},{"$f":"L50","v":0.5},{"$f":"L86","v":0.5}]
[null,null,55,47.3,200,0.5,26,0.53,34.01,60,0.2,0.5,0,null,null,null,null,null,0.5,0.6,0.7]
[null,null,55,48.1,200,0.5,26,0.56000000000000005,34.44,70,0.3,0.7,0,null,null,null,null,null,0.7,0.8,0.9]
[null,null,55,48.7,200,0.5,26,0.57999999999999996,34.79,80,0.3,0.8,0,null,null,null,null,null,0.8,1,1.2,null,{"$f":"S18/T18","v":0.8},{"$f":"T18/T18","v":1},{"$f":"U18/T18","v":1.2}]
[null,null,55,49.2,200,0.5,26,0.6,35.06,90,0.4,1,0,null,null,null,null,null,1,1.3,1.5,null,0.76923076923076916,1,1.1538461538461537]
[null,null,55,49.6,200,0.5,26,0.61,35.29,100,0.4,1.3,0,null,null,null,null,null,1.3,1.5,1.8,null,0.8666666666666667,1,1.2]
[null,null,55,50,200,0.5,26,0.63,35.479999999999997,110,0.4,1.5,0,null,null,null,null,null,1.5,1.8,2.1,null,0.83333333333333326,1,1.1666666666666667]
[null,null,55,50.4,200,0.5,26,0.64,35.65,120,0.5,1.7,0,null,null,null,null,null,1.7,2.1,2.4,null,0.80952380952380942,1,1.1428571428571428]
[null,null,55,50.7,200,0.5,26,0.65,35.79,130,0.5,2,0,null,null,null,null,null,2,2.4,2.8,null,0.83333333333333337,1,1.1666666666666667]
[null,null,55,50.9,200,0.5,26,0.65,35.9,140,0.6,2.2000000000000002,0,null,null,null,null,null,2.2000000000000002,2.7,3.2,null,0.81481481481481488,1,1.1851851851851851]
[null,null,55,51.2,200,0.5,26,0.66,36,150,0.6,2.5,0,null,null,null,null,null,2.5,3.1,3.6,null,0.80645161290322576,1,1.1612903225806452]
[null,null,55,51.4,200,0.5,26,0.67,36.08,160,0.6,2.8,0,null,null,null,null,null,2.8,3.5,4,null,0.79999999999999993,1,1.1428571428571428]
[null,null,55,51.6,200,0.5,26,0.67,36.15,170,0.7,3.2,0,null,null,null,null,null,3.2,3.8,4.4000000000000004,null,0.8421052631578948,1,1.1578947368421053]
[null,null,55,51.7,200,0.5,26,0.67,36.22,180,0.7,3.5,0,null,null,null,null,null,3.5,4.2,4.9000000000000004,null,0.83333333333333326,1,1.1666666666666667]
[null,null,55,51.9,200,0.5,26,0.68,36.28,190,0.8,3.8,0,null,null,null,null,null,3.8,4.7,5.4,null,0.80851063829787229,1,1.1489361702127661]
[null,null,55,52,200,0.5,26,0.68,36.33,200,0.8,4.2,0,null,null,null,null,null,4.2,5.0999999999999996,5.9,null,0.82352941176470595,1,1.1568627450980393]
[null,null,55,52.2,200,0.5,26,0.69,36.380000000000003,210,0.8,4.5999999999999996,0,null,null,null,null,null,4.5999999999999996,5.6,6.4,null,0.8214285714285714,1,1.142857142857143]
[null,null,55,52.3,200,0.5,26,0.69,36.43,220,0.9,4.9000000000000004,0,null,null,null,null,null,4.9000000000000004,6,7,null,0.81666666666666676,1,1.1666666666666667]
[null,null,55,52.4,200,0.5,26,0.69,36.47,230,0.9,5.3,0,null,null,null,null,null,5.3,6.5,7.5,null,0.81538461538461537,1,1.1538461538461537]
[null,null,55,52.5,200,0.5,26,0.69,36.51,240,1,5.8,0,null,null,null,null,null,5.8,7,8.1,null,0.82857142857142851,1,1.157142857142857]
[null,null,55,52.6,200,0.5,26,0.7,36.549999999999997,250,1,6.2,0,null,null,null,null,null,6.2,7.5,8.6999999999999993,null,0.82666666666666666,1,1.1599999999999999]
[null,null,55,52.7,200,0.5,26,0.7,36.58,260,1,6.6,0,null,null,null,null,null,6.6,8.1,9.3000000000000007,null,0.81481481481481477,1,1.1481481481481484]
[null,null,55,52.7,200,0.5,26,0.7,36.619999999999997,270,1.1000000000000001,7.1,0,null,null,null,null,null,7.1,8.6,9.9,null,0.82558139534883723,1,1.1511627906976745]
[null,null,55,52.8,200,0.5,26,0.7,36.65,280,1.1000000000000001,7.5,0,null,null,null,null,null,7.5,9.1999999999999993,10.6,null,0.81521739130434789,1,1.1521739130434783]
[null,null,55,52.9,200,0.5,26,0.7,36.68,290,1.2,8,0,null,null,null,null,null,8,9.8000000000000007,11.3,null,0.81632653061224481,1,1.153061224489796]
[null,null,55,52.9,200,0.5,26,0.71,36.700000000000003,300,1.2,8.5,0,null,null,null,null,null,8.5,{"$f":"L75","v":10.3},11.9,null,0.82524271844660191,1,1.1553398058252426]
[]
[null,null,null,null,null,null,null,null,null,null,null,null,null,null,null,null,null,null,null,null,null,null,{"$f":"AVERAGE(W18:W40)","v":0.81942320806976332},null,{"$f":"AVERAGE(Y18:Y40)","v":1.1604403609650584}]
[null,"BG800",null,null,null,null,null,null,null,null,null,null,null,null,null,null,null,null,null,null,null,null,{"$f":"STDEV(W18:W40)","v":1.8226521481633895E-2},null,{"$f":"STDEV(Y18:Y40)","v":1.5755473596001681E-2}]
[]
[null,"S","TWI","TWO","QA","VA","TAI","PT","TAO","QW","VW","DPW","DPA"]
[null,null,"°C","°C","m3/h","m/s","°C","kW","°C","l/h","m/s","kPa","Pa"]
[null,"S","TWI","TWO","QA","VA","TAI","PT","TAO","QW","VW","DPW","DPA"]
[null,null,"°C","°C","m3/h","m/s","°C","kW","°C","l/h","m/s","kPa","Pa"]
[null,null,55,43.9,200,0.4,26,0.51,33.72,40,0.2,0.3,0]
[null,null,55,45,200,0.4,26,0.56999999999999995,34.64,50,0.2,0.5,0]
[null,null,55,46.1,200,0.4,26,0.62,35.32,60,0.2,0.6,0]
[null,null,55,46.9,200,0.4,26,0.65,35.83,70,0.3,0.8,0]
[null,null,55,47.6,200,0.4,26,0.67,36.229999999999997,80,0.3,1,0]
[null,null,55,48.3,200,0.4,26,0.7,36.549999999999997,90,0.4,1.3,0]
[null,null,55,48.8,200,0.4,26,0.71,36.81,100,0.4,1.5,0]
[null,null,55,49.2,200,0.4,26,0.73,37.03,110,0.4,1.8,0]
[null,null,55,49.6,200,0.4,26,0.74,37.22,120,0.5,2.1,0]
[null,null,55,50,200,0.4,26,0.75,37.369999999999997,130,0.5,2.4,0]
[null,null,55,50.3,200,0.4,26,0.76,37.51,140,0.6,2.7,0]
[null,null,55,50.5,200,0.4,26,0.77,37.619999999999997,150,0.6,3.1,0]
[null,null,55,50.8,200,0.4,26,0.77,37.71,160,0.6,3.5,0]
[null,null,55,51,200,0.4,26,0.78,37.79,170,0.7,3.8,0]
[null,null,55,51.2,200,0.4,26,0.78,37.869999999999997,180,0.7,4.2,0]
[null,null,55,51.4,200,0.4,26,0.79,37.93,190,0.8,4.7,0]
[null,null,55,51.5,200,0.4,26,0.79,38,200,0.8,5.0999999999999996,0]
[null,null,55,51.7,200,0.4,26,0.79,38.049999999999997,210,0.8,5.6,0]
[null,null,55,51.8,200,0.4,26,0.8,38.11,220,0.9,6,0]
[null,null,55,52,200,0.4,26,0.8,38.15,230,0.9,6.5,0]
[null,null,55,52.1,200,0.4,26,0.8,38.200000000000003,240,1,7,0]
[null,null,55,52.2,200,0.4,26,0.81,38.24,250,1,7.5,0]
[null,null,55,52.3,200,0.4,26,0.81,38.28,260,1,8.1,0]
[null,null,55,52.4,200,0.4,26,0.81,38.31,270,1.1000000000000001,8.6,0]
[null,null,55,52.5,200,0.4,26,0.81,38.340000000000003,280,1.1000000000000001,9.1999999999999993,0]
[null,null,55,52.5,200,0.4,26,0.82,38.369999999999997,290,1.2,9.8000000000000007,0]
[null,null,55,52.6,200,0.4,26,0.82,38.409999999999997,300,1.2,10.3,0]
[]
[]
[]
[null,"BG1000"]
[]
[null,null,"TWI","TWO","QA","VA","TAI","PT","TAO","QW","VW","DPW","DPA"]
[null,null,"°C","°C","m3/h","m/s","°C","kW","°C","l/h","m/s","kPa","Pa"]
[null,null,"TWI","TWO","QA","VA","TAI","PT","TAO","QW","VW","DPW","DPA"]
[null,null,"°C","°C","m3/h","m/s","°C","kW","°C","l/h","m/s","kPa","Pa"]
[null,null,55,42.9,200,0.3,26,0.56000000000000005,34.44,40,0.2,0.4,0]
[null,null,55,44.1,200,0.3,26,0.63,35.5,50,0.2,0.5,0]
[null,null,55,45.2,200,0.3,26,0.68,36.25,60,0.2,0.7,0]
[null,null,55,46.1,200,0.3,26,0.71,36.81,70,0.3,0.9,0]
[null,null,55,46.9,200,0.3,26,0.74,37.25,80,0.3,1.2,0]
[null,null,55,47.6,200,0.3,26,0.76,37.6,90,0.4,1.5,0]
[null,null,55,48.2,200,0.3,26,0.78,37.89,100,0.4,1.8,0]
[null,null,55,48.7,200,0.3,26,0.8,38.130000000000003,110,0.4,2.1,0]
[null,null,55,49.1,200,0.3,26,0.81,38.33,120,0.5,2.4,0]
[null,null,55,49.5,200,0.3,26,0.82,38.5,130,0.5,2.8,0]
[null,null,55,49.8,200,0.3,26,0.83,38.65,140,0.6,3.2,0]
[null,null,55,50.1,200,0.3,26,0.84,38.76,150,0.6,3.6,0]
[null,null,55,50.4,200,0.3,26,0.85,38.86,160,0.6,4,0]
[null,null,55,50.6,200,0.3,26,0.85,38.950000000000003,170,0.7,4.4000000000000004,0]
[null,null,55,50.8,200,0.3,26,0.86,39.03,180,0.7,4.9000000000000004,0]
[null,null,55,51,200,0.3,26,0.86,39.1,190,0.8,5.4,0]
[null,null,55,51.2,200,0.3,26,0.87,39.17,200,0.8,5.9,0]
[null,null,55,51.4,200,0.3,26,0.87,39.229999999999997,210,0.8,6.4,0]
[null,null,55,51.5,200,0.3,26,0.88,39.29,220,0.9,7,0]
[null,null,55,51.7,200,0.3,26,0.88,39.340000000000003,230,0.9,7.5,0]
[null,null,55,51.8,200,0.3,26,0.88,39.39,240,1,8.1,0]
[null,null,55,51.9,200,0.3,26,0.89,39.43,250,1,8.6999999999999993,0]
[null,null,55,52,200,0.3,26,0.89,39.47,260,1,9.3000000000000007,0]
[null,null,55,52.1,200,0.3,26,0.89,39.51,270,1.1000000000000001,9.9,0]
[null,null,55,52.2,200,0.3,26,0.89,39.549999999999997,280,1.1000000000000001,10.6,0]
[null,null,55,52.3,200,0.3,26,0.9,39.58,290,1.2,11.3,0]
[null,null,55,52.4,200,0.3,26,0.9,39.61,300,1.2,11.9,0]
[null,null,null,null,null,null,null,null,null,null,null,null,null,null,null,null,null,null,null,{"$f":"4/7","v":0.5714285714285714}]
[]
[]
[null,"KÜHLEN"]
[]
[null,"BG630"]
[null,"S","TWI","TWO","QA","VA","TAI","UR","PT","PS","TAO","UR","QW","VW","DPW","DPA"]
[null,null,"°C","°C","m3/h","m/s","°C"," % ","kW","kW","°C"," % ","l/h","m/s","kPa","Pa"]
[null,"S","TWI","TWO","QA","VA","TAI","UR","PT","PS","TAO","UR","QW","VW","DPW","DPA"]
[null,null,"°C","°C","m3/h","m/s","°C"," % ","kW","kW","°C"," % ","l/h","m/s","kPa","Pa"]
[null,null,16,22.8,200,0.5,26,45,0.32,0.32,21.13,60,40,0.2,1,2,null,null,1,1.3,1.5]
[null,null,16,22,200,0.5,26,45,0.35,0.35,20.66,61.8,50,0.2,1.5,2,null,null,1.5,1.9,2.2999999999999998]
[null,null,16,21.3,200,0.5,26,45,0.37,0.37,20.32,63.1,60,0.2,2.1,2,null,null,2.1,2.7,3.1]
[null,null,16,20.8,200,0.5,26,45,0.39,0.39,19.96,64.5,70,0.3,2.8,2,null,null,2.8,3.5,4.0999999999999996]
[null,null,16,20.5,200,0.5,26,45,0.41,0.41,19.62,66,80,0.3,3.5,2,null,null,3.5,4.4000000000000004,5.0999999999999996,null,{"$f":"S126/T126","v":0.79545454545454541},{"$f":"T126/T126","v":1},{"$f":"U126/T126","v":1.1590909090909089}]
[null,null,16,20.100000000000001,200,0.5,26,45,0.43,0.43,19.350000000000001,67,90,0.4,4.3,2,null,null,4.3,5.4,6.3,null,0.79629629629629617,1,1.1666666666666665]
[null,null,16,19.8,200,0.5,26,45,0.45,0.45,19.12,68.099999999999994,100,0.4,5.2,2,null,null,5.2,6.5,7.6,null,0.8,1,1.1692307692307691]
[null,null,16,19.600000000000001,200,0.5,26,45,0.46,0.46,18.940000000000001,68.900000000000006,110,0.4,6.2,2,null,null,6.2,7.7,9,null,0.80519480519480524,1,1.1688311688311688]
[null,null,16,19.399999999999999,200,0.5,26,45,0.47,0.47,18.79,69.599999999999994,120,0.5,7.2,2,null,null,7.2,9,10.5,null,0.8,1,1.1666666666666667]
[null,null,16,19.2,200,0.5,26,45,0.48,0.48,18.66,70.2,130,0.5,8.3000000000000007,2,null,null,8.3000000000000007,10.3,12.1,null,0.80582524271844658,1,1.174757281553398]
[null,null,16,19,200,0.5,26,45,0.48,0.48,18.55,70.7,140,0.6,9.5,2,null,null,9.5,11.8,13.8,null,0.80508474576271183,1,1.1694915254237288]
[null,null,16,18.8,200,0.5,26,45,0.49,0.49,18.46,71,150,0.6,10.7,2,null,null,10.7,13.3,15.6,null,0.80451127819548862,1,1.1729323308270676]
[null,null,16,18.7,200,0.5,26,45,0.5,0.5,18.37,71.3,160,0.6,11.9,2,null,null,11.9,14.9,17.399999999999999,null,0.79865771812080533,1,1.1677852348993287]
[null,null,16,18.5,200,0.5,26,45,0.5,0.5,18.3,71.8,170,0.7,13.3,2,null,null,13.3,16.600000000000001,19.399999999999999,null,0.8012048192771084,1,1.1686746987951806]
[null,null,16,18.399999999999999,200,0.5,26,45,0.5,0.5,18.239999999999998,72,180,0.7,14.7,2,null,null,14.7,18.3,21.4,null,0.80327868852459006,1,1.1693989071038251]
[null,null,16,18.3,200,0.5,26,45,0.51,0.51,18.18,72.400000000000006,190,0.8,16.2,2,null,null,16.2,20.100000000000001,23.6,null,0.80597014925373123,1,1.1741293532338308]
[null,null,16,18.2,200,0.5,26,45,0.51,0.51,18.13,72.400000000000006,200,0.8,17.7,2,null,null,17.7,22,25.8,null,0.80454545454545456,1,1.1727272727272728]
[null,null,16,18.100000000000001,200,0.5,26,45,0.51,0.51,18.079999999999998,72.8,210,0.8,19.3,2,null,null,19.3,24,28.1,null,0.8041666666666667,1,1.1708333333333334]
[null,null,16,18,200,0.5,26,45,0.52,0.52,18.04,72.900000000000006,220,0.9,20.9,2,null,null,20.9,26,30.5,null,0.80384615384615377,1,1.1730769230769231]
[null,null,16,17.899999999999999,200,0.5,26,45,0.52,0.52,18.010000000000002,73,230,0.9,22.6,2,null,null,22.6,28.2,33,null,0.8014184397163121,1,1.1702127659574468]
[null,null,16,17.899999999999999,200,0.5,26,45,0.52,0.52,17.97,73.3,240,1,24.4,2,null,null,24.4,30.3,35.5,null,0.80528052805280526,1,1.1716171617161717]
[null,null,16,17.8,200,0.5,26,45,0.52,0.52,17.940000000000001,73.5,250,1,26.2,2,null,null,26.2,32.6,38.200000000000003,null,0.80368098159509194,1,1.1717791411042946]
[null,null,16,17.7,200,0.5,26,45,0.53,0.53,17.91,73.5,260,1,28,2,null,null,28,34.9,40.9,null,0.80229226361031525,1,1.1719197707736391]
[null,null,16,17.7,200,0.5,26,45,0.53,0.53,17.88,73.599999999999994,270,1.1000000000000001,29.9,2,null,null,29.9,37.299999999999997,43.7,null,0.80160857908847183,1,1.1715817694369974]
[null,null,16,17.600000000000001,200,0.5,26,45,0.53,0.53,17.86,73.8,280,1.1000000000000001,31.9,2,null,null,31.9,39.799999999999997,46.6,null,0.80150753768844218,1,1.170854271356784]
[null,null,16,17.600000000000001,200,0.5,26,45,0.53,0.53,17.829999999999998,74,290,1.2,33.9,2,null,null,33.9,42.3,49.6,null,0.8014184397163121,1,1.1725768321513004]
[null,null,16,17.5,200,0.5,26,45,0.53,0.53,17.809999999999999,74.099999999999994,300,1.2,36,2,null,null,36,44.9,52.6,null,0.801781737193764,1,1.1714922048997773]
[]
[null,null,null,null,null,null,null,null,null,null,null,null,null,null,null,null,null,null,null,null,null,null,{"$f":"AVERAGE(W126:W148)","v":0.80230543784862252},null,{"$f":"AVERAGE(Y126:Y148)","v":1.1702750851676731}]
[null,"BG800",null,null,null,null,null,null,null,null,null,null,null,null,null,null,null,null,null,null,null,null,{"$f":"STDEV(W126:W148)","v":2.8640884396369292E-3},null,{"$f":"STDEV(Y126:Y148)","v":3.2767847847944898E-3}]
[null,"S","TWI","TWO","QA","VA","TAI","UR","PT","PS","TAO","UR","QW","VW","DPW","DPA"]
[null,null,"°C","°C","m3/h","m/s","°C"," % ","kW","kW","°C"," % ","l/h","m/s","kPa","Pa"]
[null,"S","TWI","TWO","QA","VA","TAI","UR","PT","PS","TAO","UR","QW","VW","DPW","DPA"]
[null,null,"°C","°C","m3/h","m/s","°C"," % ","kW","kW","°C"," % ","l/h","m/s","kPa","Pa"]
[null,null,16,23.4,200,0.4,26,45,0.34,0.34,20.74,61.3,40,0.2,1.3,1,null,{"$f":" 0.0016839724*M156^1.8337945605","v":1.4594320080576777}]
[null,null,16,22.5,200,0.4,26,45,0.38,0.38,20.21,63.5,50,0.2,1.9,1,null,{"$f":" 0.0016839724*M157^1.8337945605","v":2.1973382798019556}]
[null,null,16,21.8,200,0.4,26,45,0.4,0.4,19.809999999999999,65.2,60,0.2,2.7,1,null,3.0697220933738723]
[null,null,16,21.3,200,0.4,26,45,0.43,0.43,19.399999999999999,66.900000000000006,70,0.3,3.5,1,null,4.0725433757816871]
[null,null,16,20.9,200,0.4,26,45,0.45,0.45,19.02,68.5,80,0.3,4.4000000000000004,1,null,5.2024873813537642]
[null,null,16,20.5,200,0.4,26,45,0.47,0.47,18.73,69.7,90,0.4,5.4,1,null,6.4567541882877899]
[null,null,16,20.2,200,0.4,26,45,0.49,0.49,18.510000000000002,70.8,100,0.4,6.5,1,null,7.8329272005273811]
[null,null,16,19.899999999999999,200,0.4,26,45,0.5,0.5,18.32,71.7,110,0.4,7.7,1,null,9.3288856803670406]
[null,null,16,19.600000000000001,200,0.4,26,45,0.51,0.51,18.170000000000002,72.3,120,0.5,9,1,null,10.942743729661503]
[null,null,16,19.399999999999999,200,0.4,26,45,0.52,0.52,18.04,72.900000000000006,130,0.5,10.3,1,null,12.672806096306324]
[null,null,16,19.2,200,0.4,26,45,0.52,0.52,17.940000000000001,73.5,140,0.6,11.8,1,null,14.517535181866954]
[null,null,16,19,200,0.4,26,45,0.53,0.53,17.850000000000001,73.900000000000006,150,0.6,13.3,1,null,16.475525787082621]
[null,null,16,18.899999999999999,200,0.4,26,45,0.53,0.53,17.77,74.3,160,0.6,14.9,1,null,18.545485369453083]
[null,null,16,18.7,200,0.4,26,45,0.54,0.54,17.7,74.599999999999994,170,0.7,16.600000000000001,1,null,20.72621833049493]
[null,null,16,18.600000000000001,200,0.4,26,45,0.54,0.54,17.649999999999999,74.900000000000006,180,0.7,18.3,1,null,23.016613315049899]
[null,null,16,18.5,200,0.4,26,45,0.55000000000000004,0.55000000000000004,17.59,75.099999999999994,190,0.8,20.100000000000001,1,null,25.415632805710228]
[null,null,16,18.399999999999999,200,0.4,26,45,0.55000000000000004,0.55000000000000004,17.55,75.3,200,0.8,22,1,null,27.922304495733574]
[null,null,16,18.3,200,0.4,26,45,0.55000000000000004,0.55000000000000004,17.5,75.400000000000006,210,0.8,24,1,null,30.535714060718529]
[null,null,16,18.2,200,0.4,26,45,0.55000000000000004,0.55000000000000004,17.46,75.7,220,0.9,26,1,null,33.254999045000645]
[null,null,16,18.100000000000001,200,0.4,26,45,0.56000000000000005,0.56000000000000005,17.43,75.8,230,0.9,28.2,1,null,36.079343646963586]
[null,null,16,18,200,0.4,26,45,0.56000000000000005,0.56000000000000005,17.399999999999999,75.900000000000006,240,1,30.3,1,null,39.007974236989739]
[null,null,16,17.899999999999999,200,0.4,26,45,0.56000000000000005,0.56000000000000005,17.38,76.099999999999994,250,1,32.6,1,null,42.040155478306353]
[null,null,16,17.899999999999999,200,0.4,26,45,0.56000000000000005,0.56000000000000005,17.350000000000001,76.3,260,1,34.9,1,null,45.175186948326207]
[null,null,16,17.8,200,0.4,26,45,0.56000000000000005,0.56000000000000005,17.32,76.5,270,1.1000000000000001,37.299999999999997,1,null,48.412400178809612]
[null,null,16,17.7,200,0.4,26,45,0.56999999999999995,0.56999999999999995,17.3,76.5,280,1.1000000000000001,39.799999999999997,1,null,51.751156049084955]
[null,null,16,17.7,200,0.4,26,45,0.56999999999999995,0.56999999999999995,17.28,76.599999999999994,290,1.2,42.3,1,null,55.190842478909182]
[null,null,16,17.600000000000001,200,0.4,26,45,0.56999999999999995,0.56999999999999995,17.27,76.599999999999994,300,1.2,44.9,1,null,58.73087237722045]
[]
[]
[]
[]
[null,"BG1000"]
[null,"S","TWI","TWO","QA","VA","TAI","UR","PT","PS","TAO","UR","QW","VW","DPW","DPA"]
[null,null,"°C","°C","m3/h","m/s","°C"," % ","kW","kW","°C"," % ","l/h","m/s","kPa","Pa"]
[null,"S","TWI","TWO","QA","VA","TAI","UR","PT","PS","TAO","UR","QW","VW","DPW","DPA"]
[null,null,"°C","°C","m3/h","m/s","°C"," % ","kW","kW","°C"," % ","l/h","m/s","kPa","Pa"]
[null,null,16,23.7,200,0.3,26,45,0.36,0.36,20.5,62.4,40,0.2,1.5,1]
[null,null,16,22.8,200,0.3,26,45,0.4,0.4,19.91,64.900000000000006,50,0.2,2.2999999999999998,1]
[null,null,16,22.1,200,0.3,26,45,0.42,0.42,19.48,66.5,60,0.2,3.1,1]
[null,null,16,21.6,200,0.3,26,45,0.45,0.45,19.03,68.400000000000006,70,0.3,4.0999999999999996,1]
[null,null,16,21.1,200,0.3,26,45,0.48,0.48,18.64,70.2,80,0.3,5.0999999999999996,1]
[null,null,16,20.8,200,0.3,26,45,0.5,0.5,18.350000000000001,71.400000000000006,90,0.4,6.3,1]
[null,null,16,20.399999999999999,200,0.3,26,45,0.51,0.51,18.12,72.5,100,0.4,7.6,1]
[null,null,16,20.100000000000001,200,0.3,26,45,0.52,0.52,17.940000000000001,73.5,110,0.4,9,1]
[null,null,16,19.8,200,0.3,26,45,0.53,0.53,17.79,74.099999999999994,120,0.5,10.5,1]
[null,null,16,19.600000000000001,200,0.3,26,45,0.54,0.54,17.670000000000002,74.7,130,0.5,12.1,1]
[null,null,16,19.399999999999999,200,0.3,26,45,0.55000000000000004,0.55000000000000004,17.57,75.3,140,0.6,13.8,1]
[null,null,16,19.2,200,0.3,26,45,0.55000000000000004,0.55000000000000004,17.48,75.599999999999994,150,0.6,15.6,1]
[null,null,16,19,200,0.3,26,45,0.56000000000000005,0.56000000000000005,17.41,76,160,0.6,17.399999999999999,1]
[null,null,16,18.8,200,0.3,26,45,0.56000000000000005,0.56000000000000005,17.350000000000001,76.3,170,0.7,19.399999999999999,1]
[null,null,16,18.7,200,0.3,26,45,0.56999999999999995,0.56999999999999995,17.3,76.5,180,0.7,21.4,1]
[null,null,16,18.600000000000001,200,0.3,26,45,0.56999999999999995,0.56999999999999995,17.25,76.7,190,0.8,23.6,1]
[null,null,16,18.5,200,0.3,26,45,0.56999999999999995,0.56999999999999995,17.21,77.099999999999994,200,0.8,25.8,1]
[null,null,16,18.399999999999999,200,0.3,26,45,0.56999999999999995,0.56999999999999995,17.170000000000002,77.2,210,0.8,28.1,1]
[null,null,16,18.3,200,0.3,26,45,0.57999999999999996,0.57999999999999996,17.13,77.3,220,0.9,30.5,1]
[null,null,16,18.2,200,0.3,26,45,0.57999999999999996,0.57999999999999996,17.100000000000001,77.5,230,0.9,33,1]
[null,null,16,18.100000000000001,200,0.3,26,45,0.57999999999999996,0.57999999999999996,17.079999999999998,77.5,240,1,35.5,1]
[null,null,16,18,200,0.3,26,45,0.57999999999999996,0.57999999999999996,17.05,77.8,250,1,38.200000000000003,1]
[null,null,16,17.899999999999999,200,0.3,26,45,0.57999999999999996,0.57999999999999996,17.03,77.7,260,1,40.9,1]
[null,null,16,17.899999999999999,200,0.3,26,45,0.57999999999999996,0.57999999999999996,17.010000000000002,77.900000000000006,270,1.1000000000000001,43.7,1]
[null,null,16,17.8,200,0.3,26,45,0.59,0.59,16.989999999999998,78.099999999999994,280,1.1000000000000001,46.6,1]
[null,null,16,17.7,200,0.3,26,45,0.59,0.59,16.97,78.2,290,1.2,49.6,1]
[null,null,16,17.7,200,0.3,26,45,0.59,0.59,16.96,78.3,300,1.2,52.6,1]

{"sheet":"Infos zum Auslegetool","index":16,"n_rows":39,"n_cols":21,"rows_kept":39,"cut":false,"hidden":true,"merged":[[23,1,24,1]]}
[]
[null,"HFB Auslegetool, 4L, Aluminiumlineargitter"]
[]
[null,"Annahmen:"]
[]
[null,"1. Induktionverhältniss \"trocken\" = Induktionsverhältnis \"feucht\""]
[null,"2. Da bei den unterschiedlichen Baugrößen (BG) der Kästen das Verhältniss Düsenzahl pro Länge Wärmetauscher konstant gehalten wurde, wird angenommen,"]
[null,"dass das Induktionverhältniss bei gleicher Volumenstrombelastung (Volmenstrom/Länge Wärmetauscher), innerhalb der gleichen Kastengröße konstant ist."]
[]
[null,"Beispiel:"]
[]
[null,"Düsenanzahl HFB, VKB Wärmetauscher"]
[null,"Düsenkasten mit 2 Reihen"]
[]
[null,null,"ausgelegt","gemessen","ausgelegt",null,null,"ausgelegt","gemessen","ausgelegt",null,null,null,null,null,null,null,null,"BG","WT","Verhältnis"]
[null,null,"BG 630","BG 800","BG1000",null,null,"BG 630","BG 800","BG1000",null,null,null,null,null,null,null,null,"BG 800",820,{"$f":"T16/$T$16","v":1}]
[null,null,"Düsen","Düsen","Düsen",null,null,"Düsen","Düsen","Düsen",null,null,null,null,null,null,null,null,"BG 1000",1020,{"$f":"T17/$T$16","v":1.2439024390243902}]
[null,"S",24,33,41,null,"S",{"$f":"C18/$T$18","v":4.0677966101694912E-2},{"$f":"D18/$T$16","v":4.0243902439024391E-2},{"$f":"E18/$T$17","v":4.0196078431372552E-2},null,null,null,null,null,null,null,null,"BG 630",590,{"$f":"T18/$T$16","v":0.71951219512195119}]
[null,"M",30,42,52,null,"M",{"$f":"C19/$T$18","v":5.0847457627118647E-2},{"$f":"D19/$T$16","v":5.1219512195121948E-2},{"$f":"E19/$T$17","v":5.0980392156862744E-2}]
[null,"L",37,52,65,null,"L",{"$f":"C20/$T$18","v":6.2711864406779658E-2},{"$f":"D20/$T$16","v":6.3414634146341464E-2},{"$f":"E20/$T$17","v":6.3725490196078427E-2}]
[null,"XL",43,60,75,null,"XL",{"$f":"C21/$T$18","v":7.2881355932203393E-2},{"$f":"D21/$T$16","v":7.3170731707317069E-2},{"$f":"E21/$T$17","v":7.3529411764705885E-2}]
[]
[]
[null,"v    =","Volumenstrom"]
[null,null,"Länge WT"]
[]
[null,"i     =","Induktionsverhältniss"]
[]
[]
[null,"bei gleicher Kastengröße unter den verschiedenen Baugrößen gilt: wenn vBG600 = vBG800 = vBG1000 dann iBG600 = iBG800 = iBG1000"]
[]
[]
[null," ==> sobald sich das Verhältniss Düsenzahl/Länge WT bei einer BG innerhalb der gleichen Kastengröße ändert, muss eine Korrektur des Induktionsverhältnisses erfolgen"]
[]
[]
[]
[null,"3. Berecnung der sensiblen Leistung für den kondensierenden Betrieb"]
[]
[null,"Im nicht kondensierenden Betrieb (T_VL = 16°C) wird die spezifische Leistung des HFB800,4L bestimmt. "]