{"text_format":"1","workbook":"xlsx","n_sheets":16,"sheets":["VKL","Rohdaten","Auslegung_BG1000_kondensierend","Master-Auslegung_V120-V127","Master-Auswertung_V120-V127","Heizen_Auslegung_V120-V127","Heizen_Auswertung_V120-V127","BG1000;WT3,2;k","BG1000;WT3,2;h","BG1000;WT3,2;h (2)","BG;WT3,2;k","BG;WT3,2;h (2)","Legende","Legende_Abkürzungen","Tabelle1","Tabelle6"],"not_rendered":{"charts":38,"images":21,"macros":1,"external_links":8,"defined_names":201,"comments":0,"pivot_tables":0},"unopened":[],"bounds":{"document_bytes":16777216,"sheet_cells":100000,"rows_first":2000,"rows_last":500,"rows_between":2000,"halvings":0,"cell_chars":16384,"cell_head_chars":4096},"cells_cut":0,"cells_raw":0,"read":"whole","date_system":"1900"}

{"sheet":"VKL","index":0,"n_rows":76,"n_cols":82,"rows_kept":76,"cut":false,"hidden":false,"merged":[[1,44,4,44],[1,43,4,43],[1,34,1,37],[7,6,7,7],[4,6,4,8]]}
["  Tel.  +49 (0)711 8201-0   Fax: -720",null,null,null,null,null,null,null,null,null,null,null,null,null,"Email:","Info@LTG.de",null,null,null,null,null,null,null,null,null,null,null,{"$f":"IF(AND(IF(OR(B36<B42,B37<B42,B38<B42,B39<B42,B36>B43,B37>B43,B38>B43,B39>B43),,),COUNT(B36:B39)=4),\"Grenzwerte\",\"\")","v":""},null,null,"Volumenstrom","Drehzahl",null,null,null,null,null,"Auslegung  ",1,2,3,4,null,null,null,null,"y =","x = ",null,"y =","x = ",null,null,null,"Raumluft","Raumluft",null,null,{"$f":"IF(BH1=BI1,1,IF(BH2=BI1,2,IF(BH3=BI1,3,IF(BH4=BI1,4,0))))","v":1},"Deutsch","Deutsch",null,"Akustik-Zielwertsuche ausführen","Volumenströme zurücksetzen",null,null,null,null,null,null,null,null,null,null,null,null,null,null,null,"Vergleich, ob für Enthalphieberechnung Taupunkttemperatur Ansaug genommen werden kann"]
["LTG Aktiengesellschaft ",null,null,null,null,null,null,null,null,null,null,null,null,null,null,null,null,null,null,null,null,null,null,null,null,null,null,null,null,null,"[m³/h]","[1/min]",null,null,"Sollwert Schallleistungspegel LWA [dB(A)]           ",null,null,null,35,40,45,50,null,"3D-Strömung","Schalldämpfer\n (30-35mm Polyestervlies)",null,"L_WA","Drehzahl",null,"Druck/rho","Drehzahl",null,null,null,"Dialogaufforderung","In Inputbox eingetragener Text",null,null,null,"Englisch",null,null,"calculate: target value (acoustic)","reset flow rates",null,null,null,null,null,null,null,null,null,null,null,null,null,null,null,"Wasservorlauf",5]
[{"$f":"S3","v":"Auslegetool: VKL-Deckengerät, 2L (3,2mm), mit Filter,"},null,null,null,null,null,null,null,null,null,null,null,null,null,null,null,null,null,{"$f":"CONCATENATE(S5,\": \",S6,\", \",S7, S8,S9,S10)","v":"Auslegetool: VKL-Deckengerät, 2L (3,2mm), mit Filter,"},null,null,null,null,null,null,null,null,null,null,null,null,null,null,null,null,null,null,null,null,null,null,null,null,null,null,null,null,null,null,null,null,null,null,null,null,null,null,null,null,"Franzoesisch",null,null,"calculate: target value (acoustic)","réinitialiser le volume des flux",null,null,null,null,null,null,null,null,null,null,null,null,null,null,null,"rF",50]
[null,null,null,null,null,null,null,null,null,null,null,null,null,null,null,null,null,null,null,null,null,null,null,null,null,null,null,null,null,null,null,null,null,null,null,null,null,null,null,null,null,null,null,null,null,null,null,null,null,null,null,null,null,null,null,null,null,null,null,"Italienisch",null,null,"calculate: target value (acoustic)","ripristino del volume dei flussi"]
[null,null,null,null,null,null,"Kühlfall:",null,null,null,null,"Heizfall:",null,null,null,null,null,null,"Auslegetool","mit Filter,",null,null,null,null,null,null,null,null,null,null,null,null,null,null,null,null,null,null,null,null,null,null,null,null,null,null,"a","b","m","m","b","Messung",null,null,null,null,null,null,null,null,null,null,null,null,null,null,null,null,null,null,null,null,null,null,null,null,null,null,null,"Torr",760]
["Projekt:",null,null,null,null,null,null,"Ansaugtemperatur:",26,"°C",null,null,"Ansaugtemperatur:",22,"°C",null,null,null,"VKL-Deckengerät","ohne Filter",null,"Auslegungsgrenzen",null,null,null,null,null,null,null,null,"Auslegetool","Abfrage",null,null,"Tabellenblatt",null,null,null,null,null,null,null,null,"Nein","Ja",1,-1.916451778449132E-5,6.784050056514862E-2,3.7408770766266479,8.7673928228736031E-8,2.6940910458354903]
[null,null,null,null,null,null,null,"Kühlwasservorlauf¹:",16,"°C",null,null,"Heizwasservorlauf:",55,"°C",null,null,null,"2L (3,2mm), ","mit 3D-Strömung",null,null,"T_Ansaug","T_Vorlauf","T_Vorlauf2","rF [%]",null,null,null,1,"Volumenstrom vorgeben",1,null,null,{"$f":"MID(CELL(\"dateiname\",A1),FIND(\"]\",CELL(\"dateiname\",A1))+1,255)","v":"VKL"},null,null,null,null,null,null,null,null,"Nein","Nein",2,-1.916451778449132E-5,6.784050056514862E-2,3.7408770766266479,3.7086683127606223E-8,2.8271434963101458,"hr5267.hlx; hr5269.hlx; hr5271.hlx; hr5273.hlx; ",null,null,null,null,null,null,null,null,null,null,null,null,null,null,null,null,null,null,null,null,null,null,null,null,null,null,null,"Volumenstrom","Taupunkt Ansaug","Taupunkt im Kasten"]
["Datum:",{"$f":"TODAY()","v":"2026-06-23"},null,null,null,null,"Kühlwasservorlauf \nkondensierender Betrieb²:",null,6,"°C",null,null,null,null,null,null,null,null,{"$f":"IF(AB8=TRUE,L_mitFilter,L_ohneFilter)","v":"mit Filter,"},"ohne 3D-Strömung","Taupunkt Ansaugbed.","Kühlfall",null,null,null,null,null,true,{"$f":"IF(AB8=TRUE,1,2)","v":1},2,"Drehzahl vorgeben",null,null,null,null,null,null,null,null,null,null,null,null,"Ja","Nein",3,-1.916451778449132E-5,6.784050056514862E-2,3.7408770766266479,2.1095357022413742E-5,1.928705130530505,null,null,null,null,null,null,null,null,null,null,null,null,null,null,null,null,null,null,null,null,null,null,null,null,null,null,null,null,"[m³/h]","[°C]","[°C]"]
["Bearbeiter:",null,null,null,null,null,null,"relative Feuchte²:",50,"%",null,null,null,null,null,null,null,null,{"$f":"IF(AB9=TRUE,L_mit3D,\"\")","v":""},"mit Schalldämmung","[°C]","Minimal",{"$f":"Auslegung_BG1000_kondensierend!O74","v":21},16,{"$f":"Auslegung_BG1000_kondensierend!Q74","v":3},{"$f":"Auslegung_BG1000_kondensierend!R74","v":1},null,false,{"$f":"IF(AB9=TRUE,1,2)","v":2},null,{"$f":"'Master-Auswertung_V120-V127'!A136","v":"BG"},{"$f":"'Master-Auswertung_V120-V127'!B136","v":"WT bzw. Laufradlänge"},{"$f":"'Master-Auswertung_V120-V127'!C136","v":"Verhältnis"},null,null,null,null,null,null,null,null,null,null,"Ja","Ja",4,-1.916451778449132E-5,6.784050056514862E-2,3.7408770766266479,9.4498766572265261E-7,2.3476152016125913,null,null,null,null,null,null,null,null,null,null,null,null,null,null,null,null,null,null,null,null,null,null,null,null,null,null,null,null,55.342684999032826,7.2329292237053755,7.2887355734611026]
[null,null,null,null,null,null,null,"projektierte Leistung:",-800,"W",null,null,"projektierte Leistung:",1000,"W",null,null,null,{"$f":"IF(AB10=TRUE,L_mitSchalld,\"\")","v":""},"ohne Schalldämmung",{"$f":"BE32","v":{"$error":"#NAME?"}},"Maximal",{"$f":"Auslegung_BG1000_kondensierend!O75","v":28},24,{"$f":"Auslegung_BG1000_kondensierend!Q75","v":19},{"$f":"Auslegung_BG1000_kondensierend!R75","v":99},null,false,{"$f":"IF(AB10=TRUE,1,2)","v":2},null,{"$f":"'Master-Auswertung_V120-V127'!A137","v":"Baugröße 1000"},{"$f":"'Master-Auswertung_V120-V127'!B137","v":1060},{"$f":"'Master-Auswertung_V120-V127'!C137","v":1},null,null,null,null,null,null,null,null,null,null,{"$f":"IF($AC$9=2,\"Nein\",\"Ja\")","v":"Nein"},{"$f":"IF($AC$10=2,\"Nein\",\"Ja\")","v":"Nein"},{"$f":"IF(AND(AR10=\"Nein\", AS10=\"JA\"),1,IF(AND(AR10=\"Nein\",AS10=\"Nein\"),2,IF(AND(AR10=\"Ja\",AS10=\"Nein\"),3,4)))","v":2},{"$f":"VLOOKUP($AT$10,$AT$6:$AZ$9,2,0)","v":-1.916451778449132E-5},{"$f":"VLOOKUP($AT$10,$AT$6:$AZ$9,3,0)","v":6.784050056514862E-2},{"$f":"VLOOKUP($AT$10,$AT$6:$AZ$9,4,0)","v":3.7408770766266479},{"$f":"VLOOKUP($AT$10,$AT$6:$AZ$9,5,0)","v":3.7086683127606223E-8},{"$f":"VLOOKUP($AT$10,$AT$6:$AZ$9,6,0)","v":2.8271434963101458},{"$f":"VLOOKUP($AT$10,$AT$6:$AZ$9,7,0)","v":"hr5267.hlx; hr5269.hlx; hr5271.hlx; hr5273.hlx; "},null,null,null,null,null,null,null,null,null,null,null,null,null,null,null,null,null,null,null,null,null,null,null,null,null,null,null,109.52496612838792,9.0297886996492558,9.0598194704293746]
[null,null,null,null,null,null,null,null,null,null,null,null,null,null,null,null,null,null,null,null,null,null,null,null,null,null,null,null,null,null,null,null,null,null,null,null,null,null,null,null,null,null,null,null,null,null,null,null,null,null,null,null,null,null,null,null,null,null,null,null,null,null,null,null,null,null,null,null,null,null,null,null,null,null,null,null,null,null,null,163.26007066195126,10.208611359902919,10.226491431651684]
[null,null,null,null,null,null,null,"Nennwassermenge:",200,"kg/h",null,null,"Nennwassermenge:",120,"kg/h",null,null,null,null,null,null,"Heizfall",null,null,null,null,null,null,null,null,{"$f":"'Master-Auswertung_V120-V127'!A139","v":"Baugröße 630"},{"$f":"'Master-Auswertung_V120-V127'!B139","v":630},{"$f":"'Master-Auswertung_V120-V127'!C139","v":0.59433962264150941},null,null,null,null,null,null,null,null,null,null,null,null,null,null,null,null,null,null,null,null,null,null,null,null,null,null,null,null,null,null,null,null,null,null,null,null,null,null,null,null,null,null,null,null,null,null,216.72807000733741,11.028203519575097,11.039641507117626]
[null,null,null,null,null,null,null,"Wassermenge Kühlen:",200,"kg/h",null,null,"Wassermenge Heizen:",110,"kg/h",null,null,null,null,null,null,"Minimal",19,30,null,null,null,null,null,null,{"$f":"'Master-Auswertung_V120-V127'!A140","v":"Baugröße 800"},{"$f":"'Master-Auswertung_V120-V127'!B140","v":860},{"$f":"'Master-Auswertung_V120-V127'!C140","v":0.81132075471698117}]
[null,null,null,null,null,null,null,null,null,null,null,null,null,null,null,null,null,null,null,null,null,"Maximal",27,80,null,null,null,null,null,null,{"$f":"'Master-Auswertung_V120-V127'!A141","v":"Baugröße 1000"},{"$f":"'Master-Auswertung_V120-V127'!B141","v":1060},{"$f":"'Master-Auswertung_V120-V127'!C141","v":1}]
[null,null,null,null,null,null,null,null,null,null,null,null,null,null,null,null,null,null,null,null,null,null,null,null,null,null,null,null,null,null,null,null,null,null,null,null,null,null,null,null,null,null,null,"y =","mLN(x) + b"]
[]
[]
["Baugröße 630",null,null,null,null,null,null,null,null,null,null,null,null,null,null,null,null,null,"lt. Wikipedia 15-20ml / Tropfen",null,null,null,null,null,null,null,null,null,null,null,{"$f":"'Master-Auswertung_V120-V127'!A142","v":"Baugröße 1200"},{"$f":"'Master-Auswertung_V120-V127'!B142","v":1260},{"$f":"'Master-Auswertung_V120-V127'!C142","v":1.1886792452830188},null,null,null,null,null,null,null,null,null,null,null,null,null,{"$f":"AU10*E22^2+AV10*E22^1+AW10+10*LOG($AF$12/$AF$10)","v":35.000084224877249},null,null,null,null,null,null,null,null,null,null,null,null,{"$f":"Torr_in_Pa(760)","v":{"$error":"#NAME?"}}]
[]
["Auslegung",{"$f":"IF($AF$7=1,$AE$1,$AF$1)","v":"Volumenstrom"},{"$f":"IF($AF$7=2,$AE$1,$AF$1)","v":"Drehzahl"},{"$f":"L_Volumenstrom","v":"Volumenstrom"},{"$f":"L_Drehzahl","v":"Drehzahl"},"Steuerspannung    (mit Filter)","LWA","LA18","QSK1)","QTotal2)","QSensibel,K2)","QSH","tKWRL","tKWRL2)","tWWRL","Kondensat²","Zulufttemp.²",null,"Tropfen","Zulufttemp.","Taupunkt nach WT","qSK1)","qSH1)","qSK2)","qtotal2)","Steuerspannung (mit Filter)","dp / rho",null,null,null,null,null,null,null,null,null,null,null,null,null,null,null,null,null,null,null,null,null,null,null,null,null,null,null,null,"Randparameter:",null,null,null,null,"Wassermenge Gesamt in der Luft","latente \nLeistung","Verdampfungsenthalpie",null,null,"Kondensatmenge","Volumenstrom Wasser (Ansaug)","Volumenstrom Luft (Ansaug)","Masse Luft","Masse Wasser (im Volumenstrom) - Kasten","Zulufttemperatur","Dichte Luft (Kasten)","Dichte Wasser (Kasten)","Volumenstrom Luft","Volumenstrom Wasser","Massenstrom Kasten","Volumenstrom Kasten","Dichte Misch(Kasten)","phi_x (kg_H20/kg_Gesamt Wassergehalt)","Feuchte nach WT (Kasten)","Taupunkt im Kasten"]
[null,{"$f":"IF($AF$7=1,$AE$2,$AF$2)","v":"[m³/h]"},{"$f":"IF($AF$7=2,$AE$2,$AF$2)","v":"[1/min]"},"[m³/h]","[1/min]","[V]","[dB(A)]","[dB(A)]","[W]","[W]","[W]","[W]","[°C]","[°C]","[°C]","[kg/h] bzw. [l / h]","[°C]",null,"[Anzahl / min]",{"$f":"BS21","v":"[°C]"},"[°C]","[W]","[W]","[W]","[W]","[V]","[(Pa*m³)/kg]","Grenzen der Auslegung",null,null,"Abhängig von Abfrage",null,null,"heizen",null,null,null,null,null,null,null,null,null,null,null,null,null,null,null,null,null,null,null,null,null,"rel. Feuchte",{"$f":"I9","v":50},"%",null,null,"kg H20 / h","W bzw. J / s","kJ/mol","kJ/g","J/kg","kg / h bzw.l / h","[m³/h]","[m³/h]","[kg/h]","[kg/h]","[°C]","[kg/m³]","[kg/m³]","[m³/h]","[m³/h]","[kg/h]","[m³/h]","[kg/m³]",null,"rF [%]","[°C]"]
[{"$f":"IF(B22=\"\",\"\",1)","v":1},137.33793366251575,{"$f":"IF(B22=\"\",\"\",'Master-Auswertung_V120-V127'!C252)","v":593.63475570302342},{"$f":"IF(B22=\"\",\"\",IF($AF$7=1,B22,C22))","v":137.33793366251575},{"$f":"IF(B22=\"\",\"\",IF($AF$7=1,C22,B22))","v":593.63475570302342},{"$f":"Z22","v":4.774119237450722},{"$f":"IFERROR(IF(OR(B22=\"\",B22=0,$AU$10*E22^2+$AV$10*E22^1+$AW$10+10*LOG($AF$12/$AF$10)<20),\"<20\",$AU$10*E22^2+$AV$10*E22^1+$AW$10+10*LOG($AF$12/$AF$10)),\"\")","v":35.000084224877249},{"$f":"IFERROR(IF(B22=\"\",\"\",G22-6.5),\"\")","v":28.500084224877249},{"$f":"IF(OR(B22<$AE$23,B22>$AE$24),\"\",IF(B22=\"\",\"\",IF(B22=0,,IFERROR((V22*($I$7-$I$6)),\"\"))))","v":-335.06175650425644},{"$f":"IF(OR(B22<$AE$23,B22>$AE$24),\"\",IFERROR(Y22*($I$8-$I$6),\"\"))","v":-914.52439074541064},{"$f":"IF(OR(B22<$AE$23,B22>$AE$24),\"\",IFERROR(X22*($I$8-$I$6),\"\"))","v":-610.98368455193088},{"$f":"IF(OR(B22<$AE$23,B22>$AE$24),\"\",IF(D22=0,,IFERROR((W22*($N$7-$N$6)),\"\")))","v":882.49533511451261},{"$f":"IF(OR(B22<$AE$23,B22>$AE$24),\"\",IF(IFERROR(IF(I22=0,,$I$7-((I22/(4.2*$I$13/3.6)))),)=0,\"\",IFERROR(IF(I22=0,,$I$7-((I22/(4.2*$I$13/3.6)))),)))","v":17.435978956446814},{"$f":"IF(OR(B22<$AE$23,B22>$AE$24),\"\",IF(IFERROR(IF(J22=0,,$I$8-((J22/(4.2*$I$13/3.6)))),)=0,\"\",IFERROR(IF(J22=0,,$I$8-((J22/(4.2*$I$13/3.6)))),)))","v":9.9193902460517602},{"$f":"IF(OR(B22<$AE$23,B22>$AE$24),\"\",IF(B22=\"\",\"\",IFERROR(IF(L22=0,,($N$7-((L22/(4.2*$N$13/3.6))))),)))","v":48.123412973133668},{"$f":"IFERROR(BN22,\"\")","v":0.44002363943393863},{"$f":"T22","v":12.653716094491758},null,{"$f":"IFERROR(P22*1000/15/60,\"\")","v":0.48891515492659848},{"$f":"IFERROR(BS22,\"\")","v":12.653716094491758},{"$f":"IFERROR(CC22,\"\")","v":""},{"$f":"'Master-Auswertung_V120-V127'!W252","v":33.506175650425646},{"$f":"'Heizen_Auswertung_V120-V127'!W252","v":26.742282882257957},{"$f":"'Master-Auswertung_V120-V127'!N252","v":30.549184227596545},{"$f":"'Master-Auswertung_V120-V127'!O252","v":45.726219537270531},{"$f":"'Master-Auswertung_V120-V127'!Q252","v":4.774119237450722},{"$f":"IF(B22=\"\",\"\",$AX$10*E22^$AY$10)","v":2.5724983237576002},{"$f":"$AB$72","v":"Drehzahl [1/min]"},{"$f":"$AC$72","v":"Volumenstrom [m³/h]"},{"$f":"$AD$72","v":"Wasser-Massenstrom [kg/h] kühlen"},{"$f":"IF($AF$7=1,AC22,AB22)","v":"Volumenstrom [m³/h]"},"Einheit",null,{"$f":"$AD$72","v":"Wasser-Massenstrom [kg/h] kühlen"},null,null,null,null,null,null,null,null,null,null,null,null,null,null,null,null,null,null,null,null,null,"Druck",760,"Torr",null,null,{"$f":"$BE$34*(D22*$BE$24)","v":{"$error":"#NAME?"}},{"$f":"J22-K22","v":-303.54070619347976},{"$f":"50.09-0.9298*(273.15+$I$8)/1000-65.19*((273.15+$I$8)/1000)^2","v":44.750533670225003},{"$f":"BK22/$BE$27","v":2.4833814467383464},{"$f":"BL22*1000000","v":2483381.4467383465},{"$f":"ABS(BJ22)/BM22*3600","v":0.44002363943393863},{"$f":"BI22/$BE$39","v":{"$error":"#NAME?"}},{"$f":"D22-BO22","v":{"$error":"#NAME?"}},{"$f":"BP22*$BE$38","v":{"$error":"#NAME?"}},{"$f":"BI22-BN22","v":{"$error":"#NAME?"}},{"$f":"K22*3/D22+$BE$23","v":12.653716094491758},{"$f":"dichteLuft(0,Torr_in_Pa($BE$22),BS22)","v":{"$error":"#NAME?"}},{"$f":"999.972-7*10^(-3)*(BS22-4)^2","v":999.44779238429157},{"$f":"BQ22/BT22*$BE$38","v":{"$error":"#NAME?"}},{"$f":"BR22/BU22*$BE$38","v":{"$error":"#NAME?"}},{"$f":"BR22+BQ22","v":{"$error":"#NAME?"}},{"$f":"BV22+BW22","v":{"$error":"#NAME?"}},{"$f":"BX22/BY22","v":{"$error":"#NAME?"}},{"$f":"BR22/BY22/BZ22","v":{"$error":"#NAME?"}},{"$f":"rf_prozent_von_T_grad_x_hf_gH2O_kg_trLuft(BS22,CA22*1000)","v":{"$error":"#NAME?"}},{"$f":"td_T_grad_rf_prozent(BS22,CB22)","v":{"$error":"#NAME?"}}]
[{"$f":"IF(B23=\"\",\"\",2)","v":2},169.78809862208499,{"$f":"IF(B23=\"\",\"\",'Master-Auswertung_V120-V127'!C253)","v":710.33211110808941},{"$f":"IF(B23=\"\",\"\",IF($AF$7=1,B23,C23))","v":169.78809862208499},{"$f":"IF(B23=\"\",\"\",IF($AF$7=1,C23,B23))","v":710.33211110808941},{"$f":"Z23","v":5.8236394226065133},{"$f":"IFERROR(IF(OR(B23=\"\",B23=0,$AU$10*E23^2+$AV$10*E23^1+$AW$10+10*LOG($AF$12/$AF$10)<20),\"<20\",$AU$10*E23^2+$AV$10*E23^1+$AW$10+10*LOG($AF$12/$AF$10)),\"\")","v":40.000636430703196},{"$f":"IFERROR(IF(B23=\"\",\"\",G23-6.5),\"\")","v":33.500636430703196},{"$f":"IF(OR(B23<$AE$23,B23>$AE$24),\"\",IF(B23=\"\",\"\",IF(B23=0,,IFERROR((V23*($I$7-$I$6)),\"\"))))","v":-405.59362045355221},{"$f":"IF(OR(B23<$AE$23,B23>$AE$24),\"\",IFERROR(Y23*($I$8-$I$6),\"\"))","v":-1056.1530080890454},{"$f":"IF(OR(B23<$AE$23,B23>$AE$24),\"\",IFERROR(X23*($I$8-$I$6),\"\"))","v":-727.28115475963079},{"$f":"IF(OR(B23<$AE$23,B23>$AE$24),\"\",IF(D23=0,,IFERROR((W23*($N$7-$N$6)),\"\")))","v":1064.5641721732893},{"$f":"IF(OR(B23<$AE$23,B23>$AE$24),\"\",IF(IFERROR(IF(I23=0,,$I$7-((I23/(4.2*$I$13/3.6)))),)=0,\"\",IFERROR(IF(I23=0,,$I$7-((I23/(4.2*$I$13/3.6)))),)))","v":17.738258373372368},{"$f":"IF(OR(B23<$AE$23,B23>$AE$24),\"\",IF(IFERROR(IF(J23=0,,$I$8-((J23/(4.2*$I$13/3.6)))),)=0,\"\",IFERROR(IF(J23=0,,$I$8-((J23/(4.2*$I$13/3.6)))),)))","v":10.526370034667337},{"$f":"IF(OR(B23<$AE$23,B23>$AE$24),\"\",IF(B23=\"\",\"\",IFERROR(IF(L23=0,,($N$7-((L23/(4.2*$N$13/3.6))))),)))","v":46.70469476228606},{"$f":"IFERROR(BN23,\"\")","v":0.47674459094508753},{"$f":"T23","v":13.149608942054012},null,{"$f":"IFERROR(P23*1000/15/60,\"\")","v":0.52971621216120834},{"$f":"IFERROR(BS23,\"\")","v":13.149608942054012},{"$f":"IFERROR(CC23,\"\")","v":""},{"$f":"'Master-Auswertung_V120-V127'!W253","v":40.559362045355222},{"$f":"'Heizen_Auswertung_V120-V127'!W253","v":32.259520368887557},{"$f":"'Master-Auswertung_V120-V127'!N253","v":36.36405773798154},{"$f":"'Master-Auswertung_V120-V127'!O253","v":52.807650404452275},{"$f":"'Master-Auswertung_V120-V127'!Q253","v":5.8236394226065133},{"$f":"IF(B23=\"\",\"\",$AX$10*E23^$AY$10)","v":4.2727617837342189},{"$f":"AB73","v":263.2148627214346},{"$f":"AC73*$AG$12","v":52.544582875541074},{"$f":"AD73","v":51.93565266666667},{"$f":"IF($AF$7=1,AC23,AB23)","v":52.544582875541074},{"$f":"IF($AF$7=1,\"m³/h\",\"1/min\")","v":"m³/h"},null,{"$f":"AH73","v":38.885261666666665},null,null,null,null,null,null,null,null,null,null,null,null,null,null,null,null,null,null,null,null,null,"(Ansaug) Temperatur",{"$f":"I6","v":26},"°C",null,null,{"$f":"$BE$34*(D23*$BE$24)","v":{"$error":"#NAME?"}},{"$f":"J23-K23","v":-328.87185332941465},{"$f":"50.09-0.9298*(273.15+$I$8)/1000-65.19*((273.15+$I$8)/1000)^2","v":44.750533670225003},{"$f":"BK23/$BE$27","v":2.4833814467383464},{"$f":"BL23*1000000","v":2483381.4467383465},{"$f":"ABS(BJ23)/BM23*3600","v":0.47674459094508753},{"$f":"BI23/$BE$39","v":{"$error":"#NAME?"}},{"$f":"D23-BO23","v":{"$error":"#NAME?"}},{"$f":"BP23*$BE$38","v":{"$error":"#NAME?"}},{"$f":"BI23-BN23","v":{"$error":"#NAME?"}},{"$f":"K23*3/D23+$BE$23","v":13.149608942054012},{"$f":"dichteLuft(0,Torr_in_Pa($BE$22),BS23)","v":{"$error":"#NAME?"}},{"$f":"999.972-7*10^(-3)*(BS23-4)^2","v":999.38599259345233},{"$f":"BQ23/BT23*$BE$38","v":{"$error":"#NAME?"}},{"$f":"BR23/BU23*$BE$38","v":{"$error":"#NAME?"}},{"$f":"BR23+BQ23","v":{"$error":"#NAME?"}},{"$f":"BV23+BW23","v":{"$error":"#NAME?"}},{"$f":"BX23/BY23","v":{"$error":"#NAME?"}},{"$f":"BR23/BY23/BZ23","v":{"$error":"#NAME?"}},{"$f":"rf_prozent_von_T_grad_x_hf_gH2O_kg_trLuft(BS23,CA23*1000)","v":{"$error":"#NAME?"}},{"$f":"td_T_grad_rf_prozent(BS23,CB23)","v":{"$error":"#NAME?"}}]
[{"$f":"IF(B24=\"\",\"\",3)","v":3},207.44538491455287,{"$f":"IF(B24=\"\",\"\",'Master-Auswertung_V120-V127'!C254)","v":841.53319462368268},{"$f":"IF(B24=\"\",\"\",IF($AF$7=1,B24,C24))","v":207.44538491455287},{"$f":"IF(B24=\"\",\"\",IF($AF$7=1,C24,B24))","v":841.53319462368268},7.0258478158906881,44.999364953615149,{"$f":"IFERROR(IF(B24=\"\",\"\",G24-6.5),\"\")","v":38.499364953615149},{"$f":"IF(OR(B24<$AE$23,B24>$AE$24),\"\",IF(B24=\"\",\"\",IF(B24=0,,IFERROR((V24*($I$7-$I$6)),\"\"))))","v":-484.00285374978955},{"$f":"IF(OR(B24<$AE$23,B24>$AE$24),\"\",IFERROR(Y24*($I$8-$I$6),\"\"))","v":-1201.6920312099696},{"$f":"IF(OR(B24<$AE$23,B24>$AE$24),\"\",IFERROR(X24*($I$8-$I$6),\"\"))","v":-858.57624119139155},{"$f":"IF(OR(B24<$AE$23,B24>$AE$24),\"\",IF(D24=0,,IFERROR((W24*($N$7-$N$6)),\"\")))","v":1252.1395979678657},{"$f":"IF(OR(B24<$AE$23,B24>$AE$24),\"\",IF(IFERROR(IF(I24=0,,$I$7-((I24/(4.2*$I$13/3.6)))),)=0,\"\",IFERROR(IF(I24=0,,$I$7-((I24/(4.2*$I$13/3.6)))),)))","v":18.074297944641955},11.150108705185584,{"$f":"IF(OR(B24<$AE$23,B24>$AE$24),\"\",IF(B24=\"\",\"\",IFERROR(IF(L24=0,,($N$7-((L24/(4.2*$N$13/3.6))))),)))","v":45.243068067782865},{"$f":"IFERROR(BN24,\"\")","v":0.49739311924440971},13.583581458632489,null,{"$f":"IFERROR(P24*1000/15/60,\"\")","v":0.55265902138267742},{"$f":"IFERROR(BS24,\"\")","v":13.583581458632489},{"$f":"IFERROR(CC24,\"\")","v":""},{"$f":"'Master-Auswertung_V120-V127'!W254","v":48.400285374978957},{"$f":"'Heizen_Auswertung_V120-V127'!W254","v":37.943624180844417},{"$f":"'Master-Auswertung_V120-V127'!N254","v":42.92881205956958},{"$f":"'Master-Auswertung_V120-V127'!O254","v":60.084601560498477},{"$f":"'Master-Auswertung_V120-V127'!Q254","v":7.0258478158906881},6.8994450290672207,{"$f":"AB74","v":1166.8817246527224},{"$f":"AC74*$AG$12+4","v":309.19561174609021},{"$f":"AD74","v":276.26629366666663},{"$f":"IF($AF$7=1,AC24,AB24)","v":309.19561174609021},{"$f":"IF($AF$7=1,\"m³/h\",\"1/min\")","v":"m³/h"},null,{"$f":"AH74","v":358.94364400000001},null,null,null,null,null,null,null,null,null,null,null,null,null,null,null,null,null,null,null,null,null,"Dichte",{"$f":"dichteLuft(BE21,Torr_in_Pa(BE22),BE23)","v":{"$error":"#NAME?"}},"kg/m³",null,null,{"$error":"#NAME?"},-343.11579001857808,44.750533670225003,2.4833814467383464,2483381.4467383465,0.49739311924440971,{"$error":"#NAME?"},{"$error":"#NAME?"},{"$error":"#NAME?"},{"$error":"#NAME?"},13.583581458632489,{"$f":"dichteLuft(0,Torr_in_Pa($BE$22),BS24)","v":{"$error":"#NAME?"}},999.32908476498028,{"$error":"#NAME?"},{"$error":"#NAME?"},{"$error":"#NAME?"},{"$error":"#NAME?"},{"$error":"#NAME?"},{"$error":"#NAME?"},{"$error":"#NAME?"},{"$error":"#NAME?"}]
[{"$f":"IF(B25=\"\",\"\",4)","v":4},252.77058286929443,{"$f":"IF(B25=\"\",\"\",'Master-Auswertung_V120-V127'!C255)","v":994.69032244385119},{"$f":"IF(B25=\"\",\"\",IF($AF$7=1,B25,C25))","v":252.77058286929443},{"$f":"IF(B25=\"\",\"\",IF($AF$7=1,C25,B25))","v":994.69032244385119},8.4547996892994615,49.999970036797038,{"$f":"IFERROR(IF(B25=\"\",\"\",G25-6.5),\"\")","v":43.499970036797038},{"$f":"IF(OR(B25<$AE$23,B25>$AE$24),\"\",IF(B25=\"\",\"\",IF(B25=0,,IFERROR((V25*($I$7-$I$6)),\"\"))))","v":-569.34110406603554},{"$f":"IF(OR(B25<$AE$23,B25>$AE$24),\"\",IFERROR(Y25*($I$8-$I$6),\"\"))","v":-1349.7409041078936},{"$f":"IF(OR(B25<$AE$23,B25>$AE$24),\"\",IFERROR(X25*($I$8-$I$6),\"\"))","v":-1009.5236066850225},{"$f":"IF(OR(B25<$AE$23,B25>$AE$24),\"\",IF(D25=0,,IFERROR((W25*($N$7-$N$6)),\"\")))","v":1431.2269498048877},{"$f":"IF(OR(B25<$AE$23,B25>$AE$24),\"\",IF(IFERROR(IF(I25=0,,$I$7-((I25/(4.2*$I$13/3.6)))),)=0,\"\",IFERROR(IF(I25=0,,$I$7-((I25/(4.2*$I$13/3.6)))),)))","v":18.440033303140154},11.784603874748115,{"$f":"IF(OR(B25<$AE$23,B25>$AE$24),\"\",IF(B25=\"\",\"\",IFERROR(IF(L25=0,,($N$7-((L25/(4.2*$N$13/3.6))))),)))","v":43.847582209312563},{"$f":"IFERROR(BN25,\"\")","v":0.49319135903626699},14.01849967794268,null,{"$f":"IFERROR(P25*1000/15/60,\"\")","v":0.54799039892918555},{"$f":"IFERROR(BS25,\"\")","v":14.01849967794268},{"$f":"IFERROR(CC25,\"\")","v":""},{"$f":"'Master-Auswertung_V120-V127'!W255","v":56.934110406603558},{"$f":"'Heizen_Auswertung_V120-V127'!W255","v":43.370513630451143},{"$f":"'Master-Auswertung_V120-V127'!N255","v":50.476180334251126},{"$f":"'Master-Auswertung_V120-V127'!O255","v":67.487045205394679},{"$f":"'Master-Auswertung_V120-V127'!Q255","v":8.4547996892994615},11.069087569228424,null,null,null,{"$f":"AVERAGE(AE23:AE24)","v":180.87009731081565},null,null,null,null,null,null,null,null,null,null,null,null,null,null,null,null,null,null,null,null,null,null,null,null,"Verdampfungsenthalpie",{"$f":"50.09-0.9298*(273.15+BE32)/1000-65.19*((273.15+BE32)/1000)^2","v":{"$error":"#NAME?"}},"kJ/mol",null,null,{"$error":"#NAME?"},-340.21729742287107,44.750533670225003,2.4833814467383464,2483381.4467383465,0.49319135903626699,{"$error":"#NAME?"},{"$error":"#NAME?"},{"$error":"#NAME?"},{"$error":"#NAME?"},{"$f":"K25*3/D25+$BE$23","v":14.01849967794268},{"$f":"dichteLuft(0,Torr_in_Pa($BE$22),BS25)","v":{"$error":"#NAME?"}},999.2694076494214,{"$error":"#NAME?"},{"$error":"#NAME?"},{"$error":"#NAME?"},{"$error":"#NAME?"},{"$error":"#NAME?"},{"$error":"#NAME?"},{"$error":"#NAME?"},{"$error":"#NAME?"}]
[]
[{"$f":"IF(OR(B22<B28,B23<B28,B24<B28,B25<B28,B22>B29,B23>B29,B24>B29,B25>B29),\"Grenzwerte\",\"\")","v":""},null,null,null,null,null,null,null,null,"DpK =",{"$f":"'Master-Auswertung_V120-V127'!D247","v":25.023568557110931},"[kPa]","DpH =",{"$f":"'Heizen_Auswertung_V120-V127'!D247","v":8.0618961702620542},"[kPa]",null,null,null,null,null,null,null,null,null,null,null,null,null,null,null,null,null,null,null,null,null,null,null,null,null,null,null,null,null,null,null,null,null,null,null,null,null,null,null,null,"molare Masse Wasser",18.02,"g/mol"]
["  Minimal",{"$f":"AE23","v":52.544582875541074},{"$f":"AF23","v":"m³/h"},null,null,null,null,null,null,null,null,null,null,null,null,null,null,null,null,null,null,null,null,null,null,null,null,null,null,null,null,null,null,null,null,null,null,null,null,null,null,null,null,null,null,null,null,null,null,null,null,null,null,null,null,"Verdampfungsenthalpie",{"$f":"BE25/BE27","v":{"$error":"#NAME?"}},"kJ/g"]
["  Maximal",{"$f":"AE24","v":309.19561174609021},{"$f":"AF24","v":"m³/h"},null,null,null,null,null,null,null,null,null,null,null,null,null,null,null,null,null,null,null,null,null,null,null,null,null,null,null,null,null,null,null,null,null,null,null,null,null,null,null,null,null,null,null,null,null,null,null,null,null,null,null,null,"Verdampfungsenthalpie",{"$f":"BE28*1000000","v":{"$error":"#NAME?"}},"J/kg"]
[]
[]
["Baugröße 800",null,null,null,null,null,null,null,null,null,null,null,null,null,null,null,null,null,null,null,null,null,null,null,null,null,null,null,null,null,null,null,null,null,null,null,null,null,null,null,null,null,null,null,null,null,null,null,null,null,null,null,null,null,null,"Taupunkttemperatur",{"$f":"td_T_grad_rf_prozent(BE23,BE21)","v":{"$error":"#NAME?"}},"°C"]
[]
[{"$f":"L_Auslegung","v":"Auslegung"},{"$f":"IF($AF$7=1,$AE$1,$AF$1)","v":"Volumenstrom"},{"$f":"IF($AF$7=2,$AE$1,$AF$1)","v":"Drehzahl"},{"$f":"L_Volumenstrom","v":"Volumenstrom"},{"$f":"L_Drehzahl","v":"Drehzahl"},{"$f":"L_Steuerspannung","v":"Steuerspannung    (mit Filter)"},"LWA","LA18","QSK1)","QTotal2)","QSensibel,K2)","QSH","tKWRL","tKWRL2)","tWWRL",{"$f":"P20","v":"Kondensat²"},{"$f":"Q20","v":"Zulufttemp.²"},null,"Tropfen","Zulufttemp.","Taupunkt nach WT","qSK1)","qSH1)","qSK2)","qtotal2)","Steuerspannung (mit Filter)","dp / rho",null,null,null,null,null,null,null,null,null,null,null,null,null,null,null,null,null,null,null,null,null,null,null,null,null,null,null,null,"phi_x (kg_H20/kg_Gesamt Wassergehalt)",{"$f":"phi_x($BE$21,Torr_in_Pa($BE$22),$BE$23)","v":{"$error":"#NAME?"}},"kg_H20/kg_Gesamt",null,null,"Wassermenge Gesamt in der Luft","latente \nLeistung",null,null,null,"Kondensatmenge",null,null,null,null,"Zulufttemperatur",null,null,null,null,null,null,null,null,null,"Taupunkt im Kasten"]
[null,{"$f":"IF($AF$7=1,$AE$2,$AF$2)","v":"[m³/h]"},{"$f":"IF($AF$7=2,$AE$2,$AF$2)","v":"[1/min]"},"[m³/h]","[1/min]","[V]","[dB(A)]","[dB(A)]","[W]","[W]","[W]","[W]","[°C]","[°C]","[°C]","[kg/h] bzw. [l / h]","[°C]",null,"[Anzahl / min]",{"$f":"BS35","v":"[°C]"},"[°C]","[W]","[W]","[W]","[W]","[V]","[(Pa*m³)/kg]","Grenzen der Auslegung",null,null,"Abhängig von Abfrage",null,null,"heizen",null,null,null,null,null,null,null,null,null,null,null,null,null,null,null,null,null,null,null,null,null,null,null,null,null,null,"kg H20 / h","W bzw. J / s",null,null,null,"kg / h bzw.l / h",null,null,null,null,"[°C]",null,null,null,null,null,null,null,null,null,"[°C]"]
[{"$f":"IF(B36=\"\",\"\",1)","v":1},176.47942619966756,{"$f":"IF(B36=\"\",\"\",'Master-Auswertung_V120-V127'!C266)","v":564.03352489276676},{"$f":"IF(B36=\"\",\"\",IF($AF$7=1,B36,C36))","v":176.47942619966756},{"$f":"IF(B36=\"\",\"\",IF($AF$7=1,C36,B36))","v":564.03352489276676},{"$f":"Z36","v":4.5112451082562659},{"$f":"IFERROR(IF(OR(B36=\"\",B36=0,$AU$10*E36^2+$AV$10*E36^1+$AW$10+10*LOG($AF$13/$AF$10)<20),\"<20\",$AU$10*E36^2+$AV$10*E36^1+$AW$10+10*LOG($AF$13/$AF$10)),\"\")","v":35.000238403030913},{"$f":"IFERROR(IF(B36=\"\",\"\",G36-6.5),\"\")","v":28.500238403030913},{"$f":"IF(OR(B36<$AE$73,B36>$AE$74),\"\",IF(B36=\"\",\"\",IF(B36=0,,IFERROR((V36*($I$7-$I$6)),\"\"))))","v":-429.50750638245233},{"$f":"IF(OR(B36<$AE$73,B36>$AE$74),\"\",IFERROR(Y36*($I$8-$I$6),\"\"))","v":-1187.0093061657883},{"$f":"IF(OR(B36<$AE$73,B36>$AE$74),\"\",IFERROR(X36*($I$8-$I$6),\"\"))","v":-787.30543234703669},{"$f":"IF(OR(B36<$AE$73,B36>$AE$74),\"\",IF(D36=0,,IFERROR((W36*($N$7-$N$6)),\"\")))","v":1132.5052273377567},{"$f":"IF(OR(B36<$AE$73,B36>$AE$74),\"\",IF(IFERROR(IF(I36=0,,$I$7-((I36/(4.2*$I$13/3.6)))),)=0,\"\",IFERROR(IF(I36=0,,$I$7-((I36/(4.2*$I$13/3.6)))),)))","v":17.840746455924794},{"$f":"IF(OR(B36<$AE$37,B36>$AE$38),\"\",IF(IFERROR(IF(J36=0,,$I$8-((J36/(4.2*$I$13/3.6)))),)=0,\"\",IFERROR(IF(J36=0,,$I$8-((J36/(4.2*$I$13/3.6)))),)))","v":11.087182740710521},{"$f":"IF(OR(B36<$AE$73,B36>$AE$74),\"\",IF(B36=\"\",\"\",IFERROR(IF(L36=0,,($N$7-((L36/(4.2*$N$13/3.6))))),)))","v":46.175283942822674},{"$f":"IFERROR(BN36,\"\")","v":0.57942526213095069},{"$f":"T36","v":12.616477920951224},null,{"$f":"IFERROR(P36*1000/15/60,\"\")","v":0.64380584681216746},{"$f":"IFERROR(BS36,\"\")","v":12.616477920951224},{"$f":"IFERROR(CC36,\"\")","v":""},{"$f":"'Master-Auswertung_V120-V127'!W266","v":42.950750638245232},{"$f":"'Heizen_Auswertung_V120-V127'!W266","v":34.318340222356262},{"$f":"'Master-Auswertung_V120-V127'!N266","v":39.365271617351837},{"$f":"'Master-Auswertung_V120-V127'!O266","v":59.350465308289415},{"$f":"'Master-Auswertung_V120-V127'!Q266","v":4.5112451082562659},{"$f":"IF(B36=\"\",\"\",$AX$10*E36^$AY$10)","v":2.226136547056047},{"$f":"$AB$72","v":"Drehzahl [1/min]"},{"$f":"$AC$72","v":"Volumenstrom [m³/h]"},{"$f":"$AD$72","v":"Wasser-Massenstrom [kg/h] kühlen"},{"$f":"IF($AF$7=1,AC36,AB36)","v":"Volumenstrom [m³/h]"},"Einheit",null,{"$f":"$AD$72","v":"Wasser-Massenstrom [kg/h] kühlen"},null,null,null,null,null,null,null,null,null,null,null,null,null,null,null,null,null,null,null,null,null,"universelle Gaskonstante",8.3144597999999998,"J/ mol K",null,null,{"$f":"$BE$34*(D36*$BE$24)","v":{"$error":"#NAME?"}},{"$f":"J36-K36","v":-399.70387381875162},{"$f":"50.09-0.9298*(273.15+$I$8)/1000-65.19*((273.15+$I$8)/1000)^2","v":44.750533670225003},{"$f":"BK36/$BE$27","v":2.4833814467383464},{"$f":"BL36*1000000","v":2483381.4467383465},{"$f":"ABS(BJ36)/BM36*3600","v":0.57942526213095069},{"$f":"BI36/$BE$39","v":{"$error":"#NAME?"}},{"$f":"D36-BO36","v":{"$error":"#NAME?"}},{"$f":"BP36*$BE$38","v":{"$error":"#NAME?"}},{"$f":"BI36-BN36","v":{"$error":"#NAME?"}},{"$f":"K36*3/D36+$BE$23","v":12.616477920951224},{"$f":"dichteLuft(0,Torr_in_Pa($BE$22),BS36)","v":{"$error":"#NAME?"}},{"$f":"999.972-7*10^(-3)*(BS36-4)^2","v":999.45229415766426},{"$f":"BQ36/BT36*$BE$38","v":{"$error":"#NAME?"}},{"$f":"BR36/BU36*$BE$38","v":{"$error":"#NAME?"}},{"$f":"BR36+BQ36","v":{"$error":"#NAME?"}},{"$f":"BV36+BW36","v":{"$error":"#NAME?"}},{"$f":"BX36/BY36","v":{"$error":"#NAME?"}},{"$f":"BR36/BY36/BZ36","v":{"$error":"#NAME?"}},{"$f":"rf_prozent_von_T_grad_x_hf_gH2O_kg_trLuft(BS36,CA36*1000)","v":{"$error":"#NAME?"}},{"$f":"td_T_grad_rf_prozent(BS36,CB36)","v":{"$error":"#NAME?"}}]
[{"$f":"IF(B37=\"\",\"\",2)","v":2},219.18441927348732,{"$f":"IF(B37=\"\",\"\",'Master-Auswertung_V120-V127'!C267)","v":677.54528667388217},{"$f":"IF(B37=\"\",\"\",IF($AF$7=1,B37,C37))","v":219.18441927348732},{"$f":"IF(B37=\"\",\"\",IF($AF$7=1,C37,B37))","v":677.54528667388217},5.5267562063283577,{"$f":"IFERROR(IF(OR(B37=\"\",B37=0,$AU$10*E37^2+$AV$10*E37^1+$AW$10+10*LOG($AF$13/$AF$10)<20),\"<20\",$AU$10*E37^2+$AV$10*E37^1+$AW$10+10*LOG($AF$13/$AF$10)),\"\")","v":40.000004858509257},{"$f":"IFERROR(IF(B37=\"\",\"\",G37-6.5),\"\")","v":33.500004858509257},{"$f":"IF(OR(B37<$AE$73,B37>$AE$74),\"\",IF(B37=\"\",\"\",IF(B37=0,,IFERROR((V37*($I$7-$I$6)),\"\"))))","v":-521.74597472761457},{"$f":"IF(OR(B37<$AE$73,B37>$AE$74),\"\",IFERROR(Y37*($I$8-$I$6),\"\"))","v":-1376.1651840433617},{"$f":"IF(OR(B37<$AE$73,B37>$AE$74),\"\",IFERROR(X37*($I$8-$I$6),\"\"))","v":-939.37661937525763},{"$f":"IF(OR(B37<$AE$73,B37>$AE$74),\"\",IF(D37=0,,IFERROR((W37*($N$7-$N$6)),\"\")))","v":1374.9954610625889},{"$f":"IF(OR(B37<$AE$73,B37>$AE$74),\"\",IF(IFERROR(IF(I37=0,,$I$7-((I37/(4.2*$I$13/3.6)))),)=0,\"\",IFERROR(IF(I37=0,,$I$7-((I37/(4.2*$I$13/3.6)))),)))","v":18.236054177404064},{"$f":"IF(OR(B37<$AE$37,B37>$AE$38),\"\",IF(IFERROR(IF(J37=0,,$I$8-((J37/(4.2*$I$13/3.6)))),)=0,\"\",IFERROR(IF(J37=0,,$I$8-((J37/(4.2*$I$13/3.6)))),)))","v":11.897850788757264},{"$f":"IF(OR(B37<$AE$73,B37>$AE$74),\"\",IF(B37=\"\",\"\",IFERROR(IF(L37=0,,($N$7-((L37/(4.2*$N$13/3.6))))),)))","v":44.285749654057753},{"$f":"IFERROR(BN37,\"\")","v":0.63318457777414872},{"$f":"T37","v":13.142654265906319},null,{"$f":"IFERROR(P37*1000/15/60,\"\")","v":0.70353841974905407},{"$f":"IFERROR(BS37,\"\")","v":13.142654265906319},{"$f":"IFERROR(CC37,\"\")","v":""},{"$f":"'Master-Auswertung_V120-V127'!W267","v":52.174597472761462},{"$f":"'Heizen_Auswertung_V120-V127'!W267","v":41.666529123108752},{"$f":"'Master-Auswertung_V120-V127'!N267","v":46.96883096876288},{"$f":"'Master-Auswertung_V120-V127'!O267","v":68.808259202168088},{"$f":"'Master-Auswertung_V120-V127'!Q267","v":5.5267562063283577},{"$f":"IF(B37=\"\",\"\",$AX$10*E37^$AY$10)","v":3.7384095498642225},{"$f":"AB73","v":263.2148627214346},{"$f":"AC73*$AG$13","v":71.727525830103687},{"$f":"AD73","v":51.93565266666667},{"$f":"IF($AF$7=1,AC37,AB37)","v":71.727525830103687},{"$f":"IF($AF$7=1,\"m³/h\",\"1/min\")","v":"m³/h"},null,{"$f":"AH73","v":38.885261666666665},null,null,null,null,null,null,null,null,null,null,null,null,null,null,null,null,null,null,null,null,null,null,null,null,null,null,{"$f":"$BE$34*(D37*$BE$24)","v":{"$error":"#NAME?"}},{"$f":"J37-K37","v":-436.78856466810407},{"$f":"50.09-0.9298*(273.15+$I$8)/1000-65.19*((273.15+$I$8)/1000)^2","v":44.750533670225003},{"$f":"BK37/$BE$27","v":2.4833814467383464},{"$f":"BL37*1000000","v":2483381.4467383465},{"$f":"ABS(BJ37)/BM37*3600","v":0.63318457777414872},{"$f":"BI37/$BE$39","v":{"$error":"#NAME?"}},{"$f":"D37-BO37","v":{"$error":"#NAME?"}},{"$f":"BP37*$BE$38","v":{"$error":"#NAME?"}},{"$f":"BI37-BN37","v":{"$error":"#NAME?"}},{"$f":"K37*3/D37+$BE$23","v":13.142654265906319},{"$f":"dichteLuft(0,Torr_in_Pa($BE$22),BS37)","v":{"$error":"#NAME?"}},{"$f":"999.972-7*10^(-3)*(BS37-4)^2","v":999.38688311081876},{"$f":"BQ37/BT37*$BE$38","v":{"$error":"#NAME?"}},{"$f":"BR37/BU37*$BE$38","v":{"$error":"#NAME?"}},{"$f":"BR37+BQ37","v":{"$error":"#NAME?"}},{"$f":"BV37+BW37","v":{"$error":"#NAME?"}},{"$f":"BX37/BY37","v":{"$error":"#NAME?"}},{"$f":"BR37/BY37/BZ37","v":{"$error":"#NAME?"}},{"$f":"rf_prozent_von_T_grad_x_hf_gH2O_kg_trLuft(BS37,CA37*1000)","v":{"$error":"#NAME?"}},{"$f":"td_T_grad_rf_prozent(BS37,CB37)","v":{"$error":"#NAME?"}}]
[{"$f":"IF(B38=\"\",\"\",3)","v":3},268.43818757508603,{"$f":"IF(B38=\"\",\"\",'Master-Auswertung_V120-V127'!C268)","v":804.31558029413907},{"$f":"IF(B38=\"\",\"\",IF($AF$7=1,B38,C38))","v":268.43818757508603},{"$f":"IF(B38=\"\",\"\",IF($AF$7=1,C38,B38))","v":804.31558029413907},6.6826254228242927,44.99999658491685,{"$f":"IFERROR(IF(B38=\"\",\"\",G38-6.5),\"\")","v":38.49999658491685},{"$f":"IF(OR(B38<$AE$73,B38>$AE$74),\"\",IF(B38=\"\",\"\",IF(B38=0,,IFERROR((V38*($I$7-$I$6)),\"\"))))","v":-621.30145302752442},{"$f":"IF(OR(B38<$AE$73,B38>$AE$74),\"\",IFERROR(Y38*($I$8-$I$6),\"\"))","v":-1562.5239289610681},{"$f":"IF(OR(B38<$AE$73,B38>$AE$74),\"\",IFERROR(X38*($I$8-$I$6),\"\"))","v":-1104.4733261395859},{"$f":"IF(OR(B38<$AE$73,B38>$AE$74),\"\",IF(D38=0,,IFERROR((W38*($N$7-$N$6)),\"\")))","v":1625.2743817489659},{"$f":"IF(OR(B38<$AE$73,B38>$AE$74),\"\",IF(IFERROR(IF(I38=0,,$I$7-((I38/(4.2*$I$13/3.6)))),)=0,\"\",IFERROR(IF(I38=0,,$I$7-((I38/(4.2*$I$13/3.6)))),)))","v":18.662720512975106},12.696531124118863,{"$f":"IF(OR(B38<$AE$73,B38>$AE$74),\"\",IF(B38=\"\",\"\",IFERROR(IF(L38=0,,($N$7-((L38/(4.2*$N$13/3.6))))),)))","v":42.335524298060008},{"$f":"IFERROR(BN38,\"\")","v":0.66400680101846465},13.656674304240166,null,{"$f":"IFERROR(P38*1000/15/60,\"\")","v":0.73778533446496075},{"$f":"IFERROR(BS38,\"\")","v":13.656674304240166},{"$f":"IFERROR(CC38,\"\")","v":""},{"$f":"'Master-Auswertung_V120-V127'!W268","v":62.130145302752446},{"$f":"'Heizen_Auswertung_V120-V127'!W268","v":49.250738840877752},{"$f":"'Master-Auswertung_V120-V127'!N268","v":55.223666306979297},{"$f":"'Master-Auswertung_V120-V127'!O268","v":78.126196448053406},{"$f":"'Master-Auswertung_V120-V127'!Q268","v":6.6826254228242927},6.0712144667716954,{"$f":"AB74","v":1166.8817246527224},{"$f":"AC74*$AG$13","v":416.61623190736123},{"$f":"AD74","v":276.26629366666663},{"$f":"IF($AF$7=1,AC38,AB38)","v":416.61623190736123},{"$f":"IF($AF$7=1,\"m³/h\",\"1/min\")","v":"m³/h"},null,{"$f":"AH74","v":358.94364400000001},null,null,null,null,null,null,null,null,null,null,null,null,null,null,null,null,null,null,null,null,null,"Dichte Luft_Trocken (T_Anszaug_Druck)",{"$f":"dichteLuft(0,Torr_in_Pa(BE22),BE23)","v":{"$error":"#NAME?"}},"kg/m³",null,null,{"$error":"#NAME?"},-458.05060282148224,44.750533670225003,2.4833814467383464,2483381.4467383465,0.66400680101846465,{"$error":"#NAME?"},{"$error":"#NAME?"},{"$error":"#NAME?"},{"$error":"#NAME?"},13.656674304240166,{"$f":"dichteLuft(0,Torr_in_Pa($BE$22),BS38)","v":{"$error":"#NAME?"}},999.31924048967278,{"$error":"#NAME?"},{"$error":"#NAME?"},{"$error":"#NAME?"},{"$error":"#NAME?"},{"$error":"#NAME?"},{"$error":"#NAME?"},{"$error":"#NAME?"},{"$error":"#NAME?"}]
[{"$f":"IF(B39=\"\",\"\",4)","v":4},326.98783681007205,{"$f":"IF(B39=\"\",\"\",'Master-Auswertung_V120-V127'!C269)","v":950.44833284893787},{"$f":"IF(B39=\"\",\"\",IF($AF$7=1,B39,C39))","v":326.98783681007205},{"$f":"IF(B39=\"\",\"\",IF($AF$7=1,C39,B39))","v":950.44833284893787},8.0394215576631574,49.999387488153147,{"$f":"IFERROR(IF(B39=\"\",\"\",G39-6.5),\"\")","v":43.499387488153147},{"$f":"IF(OR(B39<$AE$73,B39>$AE$74),\"\",IF(B39=\"\",\"\",IF(B39=0,,IFERROR((V39*($I$7-$I$6)),\"\"))))","v":-726.53100314459743},{"$f":"IF(OR(B39<$AE$73,B39>$AE$74),\"\",IFERROR(Y39*($I$8-$I$6),\"\"))","v":-1743.4630755653463},{"$f":"IF(OR(B39<$AE$73,B39>$AE$74),\"\",IFERROR(X39*($I$8-$I$6),\"\"))","v":-1286.5932801374049},{"$f":"IF(OR(B39<$AE$73,B39>$AE$74),\"\",IF(D39=0,,IFERROR((W39*($N$7-$N$6)),\"\")))","v":1868.0983023527374},{"$f":"IF(OR(B39<$AE$73,B39>$AE$74),\"\",IF(IFERROR(IF(I39=0,,$I$7-((I39/(4.2*$I$13/3.6)))),)=0,\"\",IFERROR(IF(I39=0,,$I$7-((I39/(4.2*$I$13/3.6)))),)))","v":19.113704299191131},13.471984609565769,{"$f":"IF(OR(B39<$AE$73,B39>$AE$74),\"\",IF(B39=\"\",\"\",IFERROR(IF(L39=0,,($N$7-((L39/(4.2*$N$13/3.6))))),)))","v":40.443389851796852},{"$f":"IFERROR(BN39,\"\")","v":0.66229505970609803},14.195952858472429,null,{"$f":"IFERROR(P39*1000/15/60,\"\")","v":0.7358833996734423},{"$f":"IFERROR(BS39,\"\")","v":14.195952858472429},{"$f":"IFERROR(CC39,\"\")","v":""},{"$f":"'Master-Auswertung_V120-V127'!W269","v":72.653100314459749},{"$f":"'Heizen_Auswertung_V120-V127'!W269","v":56.609039465234467},{"$f":"'Master-Auswertung_V120-V127'!N269","v":64.329664006870246},{"$f":"'Master-Auswertung_V120-V127'!O269","v":87.17315377826732},{"$f":"'Master-Auswertung_V120-V127'!Q269","v":8.0394215576631574},9.7330560043100558,null,null,null,{"$f":"AVERAGE(AE37:AE38)","v":244.17187886873245},null,null,null,null,null,null,null,null,null,null,null,null,null,null,null,null,null,null,null,null,null,null,null,null,"Dichte Wasser (T_Ansuag_Druck)",{"$f":"999.972-7*10^(-3)*(BE23-4)^2","v":996.58399999999995},"kg/m³",null,null,{"$error":"#NAME?"},-456.86979542794143,44.750533670225003,2.4833814467383464,2483381.4467383465,0.66229505970609803,{"$error":"#NAME?"},{"$error":"#NAME?"},{"$error":"#NAME?"},{"$error":"#NAME?"},14.195952858472429,{"$f":"dichteLuft(0,Torr_in_Pa($BE$22),BS39)","v":{"$error":"#NAME?"}},999.24429781715469,{"$error":"#NAME?"},{"$error":"#NAME?"},{"$error":"#NAME?"},{"$error":"#NAME?"},{"$error":"#NAME?"},{"$error":"#NAME?"},{"$error":"#NAME?"},{"$error":"#NAME?"}]
[]
[{"$f":"IF(OR(B36<B42,B37<B42,B38<B42,B39<B42,B36>B43,B37>B43,B38>B43,B39>B43),\"Grenzwerte\",\"\")","v":""},null,null,null,null,null,null,null,null,"DpK =",{"$f":"'Master-Auswertung_V120-V127'!D233","v":36.594369982815721},"[kPa]","DpH =",{"$f":"'Heizen_Auswertung_V120-V127'!D261","v":9.9622279127482134},"[kPa]"]
["  Minimal",{"$f":"AE73","v":88.408345790592918},{"$f":"AF73","v":"m³/h"}]
["  Maximal",{"$f":"AE74","v":513.50372769977082},{"$f":"AF74","v":"m³/h"}]
[]
[]
["Baugröße 1000"]
[]
[{"$f":"L_Auslegung","v":"Auslegung"},{"$f":"IF($AF$7=1,$AE$1,$AF$1)","v":"Volumenstrom"},{"$f":"IF($AF$7=2,$AE$1,$AF$1)","v":"Drehzahl"},{"$f":"L_Volumenstrom","v":"Volumenstrom"},{"$f":"L_Drehzahl","v":"Drehzahl"},{"$f":"F34","v":"Steuerspannung    (mit Filter)"},"LWA","LA18","QSK1)","QTotal2)","QSensibel,K2)","QSH","tKWRL","tKWRL2)","tWWRL",{"$f":"P20","v":"Kondensat²"},{"$f":"Q20","v":"Zulufttemp.²"},null,"Tropfen","Zulufttemp.","Taupunkt nach WT","qSK1)","qSH1)","qSK2)","qtotal2)","Steuerspannung (mit Filter)","dp / rho",null,null,null,null,null,null,null,null,null,null,null,null,null,null,null,null,null,null,null,null,null,null,null,null,null,null,null,null,null,null,null,null,null,"Wassermenge Gesamt in der Luft","latente \nLeistung",null,null,null,"Kondensatmenge",null,null,null,null,"Zulufttemperatur",null,null,null,null,null,null,null,null,null,"Taupunkt im Kasten"]
[null,{"$f":"IF($AF$7=1,$AE$2,$AF$2)","v":"[m³/h]"},{"$f":"IF($AF$7=2,$AE$2,$AF$2)","v":"[1/min]"},"[m³/h]","[1/min]","[V]","[dB(A)]","[dB(A)]","[W]","[W]","[W]","[W]","[°C]","[°C]","[°C]","[kg/h] bzw. [l / h]","[°C]",null,"[Anzahl / min]",{"$f":"BS49","v":"[°C]"},"[°C]","[W]","[W]","[W]","[W]","[V]","[(Pa*m³)/kg]","Grenzen der Auslegung",null,null,"Abhängig von Abfrage",null,null,"heizen",null,null,null,null,null,null,null,null,null,null,null,null,null,null,null,null,null,null,null,null,null,null,null,null,null,null,"kg H20 / h","W bzw. J / s",null,null,null,"kg / h bzw.l / h",null,null,null,null,"[°C]",null,null,null,null,null,null,null,null,null,"[°C]"]
[{"$f":"IF(B50=\"\",\"\",1)","v":1},208.66445506775221,{"$f":"IF(B50=\"\",\"\",'Master-Auswertung_V120-V127'!C280)","v":544.54005872849393},{"$f":"IF(B50=\"\",\"\",IF($AF$7=1,B50,C50))","v":208.66445506775221},{"$f":"IF(B50=\"\",\"\",IF($AF$7=1,C50,B50))","v":544.54005872849393},{"$f":"Z50","v":4.338934830774634},{"$f":"IFERROR(IF(OR(B50=\"\",B50=0,$AU$10*E50^2+$AV$10*E50^1+$AW$10+10*LOG($AF$14/$AF$10)<20),\"<20\",$AU$10*E50^2+$AV$10*E50^1+$AW$10+10*LOG($AF$14/$AF$10)),\"\")","v":35.000010151846588},{"$f":"IFERROR(IF(B50=\"\",\"\",G50-6.5),\"\")","v":28.500010151846588},{"$f":"IF(OR(B50<$AE$51,B50>$AE$52),\"\",IF(B50=\"\",\"\",IF(B50=0,,IFERROR((V50*($I$7-$I$6)),\"\"))))","v":-490.70933740791213},{"$f":"IF(OR(B50<$AE$51,B50>$AE$52),\"\",IFERROR(Y50*($I$8-$I$6),\"\"))","v":-1367.4543977863391},{"$f":"IF(OR(B50<$AE$51,B50>$AE$52),\"\",IFERROR(X50*($I$8-$I$6),\"\"))","v":-902.76501122830723},{"$f":"IF(OR(B50<$AE$51,B50>$AE$52),\"\",IF(D50=0,,IFERROR((W50*($N$7-$N$6)),\"\")))","v":1303.498189000564},{"$f":"IF(OR(B50<$AE$51,B50>$AE$52),\"\",IF(IFERROR(IF(I50=0,,$I$7-((I50/(4.2*$I$13/3.6)))),)=0,\"\",IFERROR(IF(I50=0,,$I$7-((I50/(4.2*$I$13/3.6)))),)))","v":18.103040017462479},{"$f":"IF(OR(B50<$AE$51,B50>$AE$52),\"\",IF(IFERROR(IF(J50=0,,$I$8-((J50/(4.2*$I$13/3.6)))),)=0,\"\",IFERROR(IF(J50=0,,$I$8-((J50/(4.2*$I$13/3.6)))),)))","v":11.86051884765574},{"$f":"IF(OR(B50<$AE$51,B50>$AE$52),\"\",IF(B50=\"\",\"\",IFERROR(IF(L50=0,,($N$7-((L50/(4.2*$N$13/3.6))))),)))","v":44.842871254541059},{"$f":"IFERROR(BN50,\"\")","v":0.67363062319969591},{"$f":"T50","v":13.020812755073436},null,{"$f":"IFERROR(P50*1000/15/60,\"\")","v":0.74847847022188441},{"$f":"IFERROR(BS50,\"\")","v":13.020812755073436},{"$f":"IFERROR(CC50,\"\")","v":""},{"$f":"'Master-Auswertung_V120-V127'!W280","v":49.070933740791212},{"$f":"'Heizen_Auswertung_V120-V127'!W280","v":39.49994512122921},{"$f":"'Master-Auswertung_V120-V127'!N280","v":45.138250561415362},{"$f":"'Master-Auswertung_V120-V127'!O280","v":68.372719889316954},{"$f":"'Master-Auswertung_V120-V127'!Q280","v":4.338934830774634},{"$f":"IF(B50=\"\",\"\",$AX$10*E50^$AY$10)","v":2.0154264049346393},{"$f":"$AB$72","v":"Drehzahl [1/min]"},{"$f":"$AC$72","v":"Volumenstrom [m³/h]"},{"$f":"$AD$72","v":"Wasser-Massenstrom [kg/h] kühlen"},{"$f":"IF($AF$7=1,AC50,AB50)","v":"Volumenstrom [m³/h]"},"Einheit",null,{"$f":"AH72","v":"Wasser-Massenstrom [kg/h] heizen"},null,null,null,null,null,null,null,null,null,null,null,null,null,null,null,null,null,null,null,null,null,null,null,null,null,null,{"$f":"$BE$34*(D50*$BE$24)","v":{"$error":"#NAME?"}},{"$f":"J50-K50","v":-464.68938655803186},{"$f":"50.09-0.9298*(273.15+$I$8)/1000-65.19*((273.15+$I$8)/1000)^2","v":44.750533670225003},{"$f":"BK50/$BE$27","v":2.4833814467383464},{"$f":"BL50*1000000","v":2483381.4467383465},{"$f":"ABS(BJ50)/BM50*3600","v":0.67363062319969591},{"$f":"BI50/$BE$39","v":{"$error":"#NAME?"}},{"$f":"D50-BO50","v":{"$error":"#NAME?"}},{"$f":"BP50*$BE$38","v":{"$error":"#NAME?"}},{"$f":"BI50-BN50","v":{"$error":"#NAME?"}},{"$f":"K50*3/D50+$BE$23","v":13.020812755073436},{"$f":"dichteLuft(0,Torr_in_Pa($BE$22),BS50)","v":{"$error":"#NAME?"}},{"$f":"999.972-7*10^(-3)*(BS50-4)^2","v":999.40237456066529},{"$f":"BQ50/BT50*$BE$38","v":{"$error":"#NAME?"}},{"$f":"BR50/BU50*$BE$38","v":{"$error":"#NAME?"}},{"$f":"BR50+BQ50","v":{"$error":"#NAME?"}},{"$f":"BV50+BW50","v":{"$error":"#NAME?"}},{"$f":"BX50/BY50","v":{"$error":"#NAME?"}},{"$f":"BR50/BY50/BZ50","v":{"$error":"#NAME?"}},{"$f":"rf_prozent_von_T_grad_x_hf_gH2O_kg_trLuft(BS50,CA50*1000)","v":{"$error":"#NAME?"}},{"$f":"td_T_grad_rf_prozent(BS50,CB50)","v":{"$error":"#NAME?"}}]
[{"$f":"IF(B51=\"\",\"\",2)","v":2},260.07001260417258,{"$f":"IF(B51=\"\",\"\",'Master-Auswertung_V120-V127'!C281)","v":656.07668381189558},{"$f":"IF(B51=\"\",\"\",IF($AF$7=1,B51,C51))","v":260.07001260417258},{"$f":"IF(B51=\"\",\"\",IF($AF$7=1,C51,B51))","v":656.07668381189558},5.3331876562594642,{"$f":"IFERROR(IF(OR(B51=\"\",B51=0,$AU$10*E51^2+$AV$10*E51^1+$AW$10+10*LOG($AF$14/$AF$10)<20),\"<20\",$AU$10*E51^2+$AV$10*E51^1+$AW$10+10*LOG($AF$14/$AF$10)),\"\")","v":40.000337551487121},{"$f":"IFERROR(IF(B51=\"\",\"\",G51-6.5),\"\")","v":33.500337551487121},{"$f":"IF(OR(B51<$AE$51,B51>$AE$52),\"\",IF(B51=\"\",\"\",IF(B51=0,,IFERROR((V51*($I$7-$I$6)),\"\"))))","v":-590.50781763936459},{"$f":"IF(OR(B51<$AE$51,B51>$AE$52),\"\",IFERROR(Y51*($I$8-$I$6),\"\"))","v":-1570.9511958921648},{"$f":"IF(OR(B51<$AE$51,B51>$AE$52),\"\",IFERROR(X51*($I$8-$I$6),\"\"))","v":-1066.3175072658673},{"$f":"IF(OR(B51<$AE$51,B51>$AE$52),\"\",IF(D51=0,,IFERROR((W51*($N$7-$N$6)),\"\")))","v":1578.1662654226143},{"$f":"IF(OR(B51<$AE$51,B51>$AE$52),\"\",IF(IFERROR(IF(I51=0,,$I$7-((I51/(4.2*$I$13/3.6)))),)=0,\"\",IFERROR(IF(I51=0,,$I$7-((I51/(4.2*$I$13/3.6)))),)))","v":18.530747789882991},{"$f":"IF(OR(B51<$AE$51,B51>$AE$52),\"\",IF(IFERROR(IF(J51=0,,$I$8-((J51/(4.2*$I$13/3.6)))),)=0,\"\",IFERROR(IF(J51=0,,$I$8-((J51/(4.2*$I$13/3.6)))),)))","v":12.732647982394994},{"$f":"IF(OR(B51<$AE$51,B51>$AE$52),\"\",IF(B51=\"\",\"\",IFERROR(IF(L51=0,,($N$7-((L51/(4.2*$N$13/3.6))))),)))","v":42.702600529174433},{"$f":"IFERROR(BN51,\"\")","v":0.73153533519415059},{"$f":"T51","v":13.699648683962582},null,{"$f":"IFERROR(P51*1000/15/60,\"\")","v":0.81281703910461178},{"$f":"IFERROR(BS51,\"\")","v":13.699648683962582},{"$f":"IFERROR(CC51,\"\")","v":""},{"$f":"'Master-Auswertung_V120-V127'!W281","v":59.050781763936463},{"$f":"'Heizen_Auswertung_V120-V127'!W281","v":47.823220164321647},{"$f":"'Master-Auswertung_V120-V127'!N281","v":53.315875363293365},{"$f":"'Master-Auswertung_V120-V127'!O281","v":78.547559794608247},{"$f":"'Master-Auswertung_V120-V127'!Q281","v":5.3331876562594642},{"$f":"IF(B51=\"\",\"\",$AX$10*E51^$AY$10)","v":3.4131303997398867},{"$f":"AB73","v":263.2148627214346},{"$f":"AC73*$AG$14","v":88.408345790592918},{"$f":"AD73","v":51.93565266666667},{"$f":"IF($AF$7=1,AC51,AB51)","v":88.408345790592918},{"$f":"IF($AF$7=1,\"m³/h\",\"1/min\")","v":"m³/h"},null,{"$f":"AH73","v":38.885261666666665},null,null,null,null,null,null,null,null,null,null,null,null,null,null,null,null,null,null,null,null,null,null,null,null,null,null,{"$f":"$BE$34*(D51*$BE$24)","v":{"$error":"#NAME?"}},{"$f":"J51-K51","v":-504.6336886262975},{"$f":"50.09-0.9298*(273.15+$I$8)/1000-65.19*((273.15+$I$8)/1000)^2","v":44.750533670225003},{"$f":"BK51/$BE$27","v":2.4833814467383464},{"$f":"BL51*1000000","v":2483381.4467383465},{"$f":"ABS(BJ51)/BM51*3600","v":0.73153533519415059},{"$f":"BI51/$BE$39","v":{"$error":"#NAME?"}},{"$f":"D51-BO51","v":{"$error":"#NAME?"}},{"$f":"BP51*$BE$38","v":{"$error":"#NAME?"}},{"$f":"BI51-BN51","v":{"$error":"#NAME?"}},{"$f":"K51*3/D51+$BE$23","v":13.699648683962582},{"$f":"dichteLuft(0,Torr_in_Pa($BE$22),BS51)","v":{"$error":"#NAME?"}},{"$f":"999.972-7*10^(-3)*(BS51-4)^2","v":999.31341770785389},{"$f":"BQ51/BT51*$BE$38","v":{"$error":"#NAME?"}},{"$f":"BR51/BU51*$BE$38","v":{"$error":"#NAME?"}},{"$f":"BR51+BQ51","v":{"$error":"#NAME?"}},{"$f":"BV51+BW51","v":{"$error":"#NAME?"}},{"$f":"BX51/BY51","v":{"$error":"#NAME?"}},{"$f":"BR51/BY51/BZ51","v":{"$error":"#NAME?"}},{"$f":"rf_prozent_von_T_grad_x_hf_gH2O_kg_trLuft(BS51,CA51*1000)","v":{"$error":"#NAME?"}},{"$f":"td_T_grad_rf_prozent(BS51,CB51)","v":{"$error":"#NAME?"}}]
[{"$f":"IF(B52=\"\",\"\",3)","v":3},319.11126008294463,{"$f":"IF(B52=\"\",\"\",'Master-Auswertung_V120-V127'!C282)","v":780.0711840003612},{"$f":"IF(B52=\"\",\"\",IF($AF$7=1,B52,C52))","v":319.11126008294463},{"$f":"IF(B52=\"\",\"\",IF($AF$7=1,C52,B52))","v":780.0711840003612},6.459952342119843,44.999475795481274,38.499475795481274,{"$f":"IF(OR(B52<$AE$51,B52>$AE$52),\"\",IF(B52=\"\",\"\",IF(B52=0,,IFERROR((V52*($I$7-$I$6)),\"\"))))","v":-693.79006433822781},{"$f":"IF(OR(B52<$AE$51,B52>$AE$52),\"\",IFERROR(Y52*($I$8-$I$6),\"\"))","v":-1760.0153861213507},{"$f":"IF(OR(B52<$AE$51,B52>$AE$52),\"\",IFERROR(X52*($I$8-$I$6),\"\"))","v":-1235.542583693943},{"$f":"IF(OR(B52<$AE$51,B52>$AE$52),\"\",IF(D52=0,,IFERROR((W52*($N$7-$N$6)),\"\")))","v":1856.668282617175},{"$f":"IF(OR(B52<$AE$51,B52>$AE$52),\"\",IF(IFERROR(IF(I52=0,,$I$7-((I52/(4.2*$I$13/3.6)))),)=0,\"\",IFERROR(IF(I52=0,,$I$7-((I52/(4.2*$I$13/3.6)))),)))","v":18.973385990020976},13.542923083377218,{"$f":"IF(OR(B52<$AE$51,B52>$AE$52),\"\",IF(B52=\"\",\"\",IFERROR(IF(L52=0,,($N$7-((L52/(4.2*$N$13/3.6))))),)))","v":40.532454940645394},{"$f":"IFERROR(BN52,\"\")","v":0.76029483558334787},14.384528486652624,null,{"$f":"IFERROR(P52*1000/15/60,\"\")","v":0.84477203953705327},{"$f":"IFERROR(BS52,\"\")","v":14.384528486652624},{"$f":"IFERROR(CC52,\"\")","v":""},{"$f":"'Master-Auswertung_V120-V127'!W282","v":69.379006433822781},{"$f":"'Heizen_Auswertung_V120-V127'!W282","v":56.262675230823483},{"$f":"'Master-Auswertung_V120-V127'!N282","v":61.777129184697152},{"$f":"'Master-Auswertung_V120-V127'!O282","v":88.000769306067539},{"$f":"'Master-Auswertung_V120-V127'!Q282","v":6.459952342119843},5.5679648804857935,{"$f":"AB74","v":1166.8817246527224},{"$f":"AC74*$AG$14","v":513.50372769977082},{"$f":"AD74","v":276.26629366666663},{"$f":"IF($AF$7=1,AC52,AB52)","v":513.50372769977082},{"$f":"IF($AF$7=1,\"m³/h\",\"1/min\")","v":"m³/h"},null,{"$f":"AH74","v":358.94364400000001},null,null,null,null,null,null,null,null,null,null,null,null,null,null,null,null,null,null,null,null,null,null,null,null,null,null,{"$error":"#NAME?"},-524.47280242740771,44.750533670225003,2.4833814467383464,2483381.4467383465,0.76029483558334787,{"$error":"#NAME?"},{"$error":"#NAME?"},{"$error":"#NAME?"},{"$error":"#NAME?"},14.384528486652624,{"$f":"dichteLuft(0,Torr_in_Pa($BE$22),BS52)","v":{"$error":"#NAME?"}},999.21713097676923,{"$error":"#NAME?"},{"$error":"#NAME?"},{"$error":"#NAME?"},{"$error":"#NAME?"},{"$error":"#NAME?"},{"$error":"#NAME?"},{"$error":"#NAME?"},{"$error":"#NAME?"}]
[{"$f":"IF(B53=\"\",\"\",4)","v":4},388.83522857800125,{"$f":"IF(B53=\"\",\"\",'Master-Auswertung_V120-V127'!C283)","v":922.0436660415869},{"$f":"IF(B53=\"\",\"\",IF($AF$7=1,B53,C53))","v":388.83522857800125},{"$f":"IF(B53=\"\",\"\",IF($AF$7=1,C53,B53))","v":922.0436660415869},7.7738217190109955,49.999787820524908,43.499787820524908,{"$f":"IF(OR(B53<$AE$51,B53>$AE$52),\"\",IF(B53=\"\",\"\",IF(B53=0,,IFERROR((V53*($I$7-$I$6)),\"\"))))","v":-799.3281220907578},{"$f":"IF(OR(B53<$AE$51,B53>$AE$52),\"\",IFERROR(Y53*($I$8-$I$6),\"\"))","v":-1934.2109674817757},{"$f":"IF(OR(B53<$AE$51,B53>$AE$52),\"\",IFERROR(X53*($I$8-$I$6),\"\"))","v":-1415.2047429022355},{"$f":"IF(OR(B53<$AE$51,B53>$AE$52),\"\",IF(D53=0,,IFERROR((W53*($N$7-$N$6)),\"\")))","v":2123.5479006334185},{"$f":"IF(OR(B53<$AE$51,B53>$AE$52),\"\",IF(IFERROR(IF(I53=0,,$I$7-((I53/(4.2*$I$13/3.6)))),)=0,\"\",IFERROR(IF(I53=0,,$I$7-((I53/(4.2*$I$13/3.6)))),)))","v":19.425691951817534},14.289475574921896,{"$f":"IF(OR(B53<$AE$51,B53>$AE$52),\"\",IF(B53=\"\",\"\",IFERROR(IF(L53=0,,($N$7-((L53/(4.2*$N$13/3.6))))),)))","v":38.452873501557775},{"$f":"IFERROR(BN53,\"\")","v":0.75237028566043129},15.081199653042685,null,{"$f":"IFERROR(P53*1000/15/60,\"\")","v":0.83596698406714576},{"$f":"IFERROR(BS53,\"\")","v":15.081199653042685},{"$f":"IFERROR(CC53,\"\")","v":""},{"$f":"'Master-Auswertung_V120-V127'!W283","v":79.932812209075777},{"$f":"'Heizen_Auswertung_V120-V127'!W283","v":64.349936382830862},{"$f":"'Master-Auswertung_V120-V127'!N283","v":70.760237145111773},{"$f":"'Master-Auswertung_V120-V127'!O283","v":96.710548374088788},{"$f":"'Master-Auswertung_V120-V127'!Q283","v":7.7738217190109955},8.9329701631763232,null,null,null,{"$f":"AVERAGE(AE51:AE52)","v":300.95603674518185},null,null,null,null,null,null,null,null,null,null,null,null,null,null,null,null,null,null,null,null,null,null,null,null,null,null,null,null,null,{"$error":"#NAME?"},-519.00622457954023,44.750533670225003,2.4833814467383464,2483381.4467383465,0.75237028566043129,{"$error":"#NAME?"},{"$error":"#NAME?"},{"$error":"#NAME?"},{"$error":"#NAME?"},15.081199653042685,{"$f":"dichteLuft(0,Torr_in_Pa($BE$22),BS53)","v":{"$error":"#NAME?"}},999.11244909974585,{"$error":"#NAME?"},{"$error":"#NAME?"},{"$error":"#NAME?"},{"$error":"#NAME?"},{"$error":"#NAME?"},{"$error":"#NAME?"},{"$error":"#NAME?"},{"$error":"#NAME?"}]
[]
[{"$f":"IF(OR(B50<B56,B51<B56,B52<B56,B53<B56,B50>B57,B51>B57,B52>B57,B53>B57),\"Grenzwerte\",\"\")","v":""},null,null,null,null,null,null,null,null,"DpK =",{"$f":"'Master-Auswertung_V120-V127'!D275","v":36.594369982815721},"[kPa]","DpH =",{"$f":"'Heizen_Auswertung_V120-V127'!D275","v":11.62840472566123},"[kPa]"]
["  Minimal",{"$f":"AE51","v":88.408345790592918},{"$f":"AF51","v":"m³/h"}]
["  Maximal",{"$f":"AE52","v":513.50372769977082},{"$f":"AF52","v":"m³/h"}]
[]
[]
[" Baugröße 1200"]
[]
["Auslegung",{"$f":"IF($AF$7=1,$AE$1,$AF$1)","v":"Volumenstrom"},{"$f":"IF($AF$7=2,$AE$1,$AF$1)","v":"Drehzahl"},"Volumenstrom","Drehzahl","dp / rho","LWA","LA18","QSK1)","QTotal2)","QSensibel,K2)","QSH","tKWRL","tKWRL2)","tWWRL",null,null,null,null,null,null,"qSK1)","qSH1)","qSK2)","qtotal2)","Steuer-spannung"]
[null,{"$f":"IF($AF$7=1,$AE$2,$AF$2)","v":"[m³/h]"},{"$f":"IF($AF$7=2,$AE$2,$AF$2)","v":"[1/min]"},"[m³/h]","[1/min]","[(Pa*m³)/kg]","[dB(A)]","[dB(A)]","[W]","[W]","[W]","[W]","[°C]","[°C]","[°C]",null,null,null,null,null,null,"[W]","[W]","[W]","[W]","[V]",null,"Grenzen der Auslegung",null,null,"Abhängig von Abfrage",null,null,"heizen"]
[{"$f":"IF(B64=\"\",\"\",1)","v":1},300.95603674518185,{"$f":"IF(B64=\"\",\"\",'Master-Auswertung_V120-V127'!C294)","v":742.35158897540373},{"$f":"IF(B64=\"\",\"\",IF($AF$7=1,B64,C64))","v":300.95603674518185},{"$f":"IF(B64=\"\",\"\",IF($AF$7=1,C64,B64))","v":742.35158897540373},{"$f":"IF(B64=\"\",\"\",$AX$10*E64^$AY$10)","v":4.8399778572968675},{"$f":"IFERROR(IF(OR(B64=\"\",B64=0,$AU$10*LN(E64)+$AV$10+10*LOG($AF$18/$AF$10)<20),\"<20\",$AU$10*LN(E64)+$AV$10+10*LOG($AF$18/$AF$10)),\"\")","v":"<20"},{"$f":"IFERROR(IF(B64=\"\",\"\",G64-6.5),\"\")","v":""},{"$f":"IF(OR(B64<$AE$51,B64>$AE$52),\"\",IF(B64=\"\",\"\",IF(B64=0,,IFERROR((V64*($I$7-$I$6)),\"\"))))","v":-818.70672763822029},{"$f":"IF(OR(B64<$AE$51,B64>$AE$52),\"\",IFERROR(Y64*($I$8-$I$6),\"\"))","v":-2106.0216129893715},{"$f":"IF(OR(B64<$AE$51,B64>$AE$52),\"\",IFERROR(X64*($I$8-$I$6),\"\"))","v":-1462.9705060924425},{"$f":"IF(OR(B64<$AE$51,B64>$AE$52),\"\",IF(D64=0,,IFERROR((W64*($N$7-$N$6)),\"\")))","v":2167.8215073197607},{"$f":"IF(OR(B64<$AE$51,B64>$AE$52),\"\",IF(IFERROR(IF(I64=0,,$I$7-((I64/(4.2*$I$13/3.6)))),)=0,\"\",IFERROR(IF(I64=0,,$I$7-((I64/(4.2*$I$13/3.6)))),)))","v":19.508743118449516},{"$f":"IF(OR(B64<$AE$51,B64>$AE$52),\"\",IF(IFERROR(IF(K64=0,,$I$8-((K64/(4.2*$I$13/3.6)))),)=0,\"\",IFERROR(IF(K64=0,,$I$8-((K64/(4.2*$I$13/3.6)))),)))","v":12.269873597539039},{"$f":"IF(OR(B64<$AE$51,B64>$AE$52),\"\",IF(B64=\"\",\"\",IFERROR(IF(L64=0,,($N$7-((L64/(4.2*$N$13/3.6))))),)))","v":38.107884358547324},null,null,null,null,null,null,{"$f":"'Master-Auswertung_V120-V127'!M294","v":81.870672763822029},{"$f":"'Heizen_Auswertung_V120-V127'!M294","v":65.691560827871541},{"$f":"'Master-Auswertung_V120-V127'!N294","v":73.148525304622126},{"$f":"'Master-Auswertung_V120-V127'!O294","v":105.30108064946859},{"$f":"'Master-Auswertung_V120-V127'!Q294","v":6.1149972407380009},null,{"$f":"$AB$72","v":"Drehzahl [1/min]"},{"$f":"$AC$72","v":"Volumenstrom [m³/h]"},{"$f":"$AD$72","v":"Wasser-Massenstrom [kg/h] kühlen"},{"$f":"IF($AF$7=1,AC64,AB64)","v":"Volumenstrom [m³/h]"},"Einheit",null,{"$f":"AH50","v":"Wasser-Massenstrom [kg/h] heizen"}]
[{"$f":"IF(B65=\"\",\"\",2)","v":2},300.95603674518185,{"$f":"IF(B65=\"\",\"\",'Master-Auswertung_V120-V127'!C295)","v":742.35158897540373},{"$f":"IF(B65=\"\",\"\",IF($AF$7=1,B65,C65))","v":300.95603674518185},{"$f":"IF(B65=\"\",\"\",IF($AF$7=1,C65,B65))","v":742.35158897540373},{"$f":"IF(B65=\"\",\"\",$AX$10*E65^$AY$10)","v":4.8399778572968675},{"$f":"IFERROR(IF(OR(B65=\"\",B65=0,$AU$10*LN(E65)+$AV$10+10*LOG($AF$18/$AF$10)<20),\"<20\",$AU$10*LN(E65)+$AV$10+10*LOG($AF$18/$AF$10)),\"\")","v":"<20"},{"$f":"IF(B65=\"\",\"\",G65-6.5)","v":{"$error":"#VALUE!"}},{"$f":"IF(OR(B65<$AE$51,B65>$AE$52),\"\",IF(B65=\"\",\"\",IF(B65=0,,IFERROR((V65*($I$7-$I$6)),\"\"))))","v":-818.70672763822029},{"$f":"IF(OR(B65<$AE$51,B65>$AE$52),\"\",IFERROR(Y65*($I$8-$I$6),\"\"))","v":-2106.0216129893715},{"$f":"IF(OR(B65<$AE$51,B65>$AE$52),\"\",IFERROR(X65*($I$8-$I$6),\"\"))","v":-1462.9705060924425},{"$f":"IF(OR(B65<$AE$51,B65>$AE$52),\"\",IF(D65=0,,IFERROR((W65*($N$7-$N$6)),\"\")))","v":2167.8215073197607},{"$f":"IF(OR(B65<$AE$51,B65>$AE$52),\"\",IF(IFERROR(IF(I65=0,,$I$7-((I65/(4.2*$I$13/3.6)))),)=0,\"\",IFERROR(IF(I65=0,,$I$7-((I65/(4.2*$I$13/3.6)))),)))","v":19.508743118449516},{"$f":"IF(OR(B65<$AE$51,B65>$AE$52),\"\",IF(IFERROR(IF(K65=0,,$I$8-((K65/(4.2*$I$13/3.6)))),)=0,\"\",IFERROR(IF(K65=0,,$I$8-((K65/(4.2*$I$13/3.6)))),)))","v":12.269873597539039},{"$f":"IF(OR(B65<$AE$51,B65>$AE$52),\"\",IF(B65=\"\",\"\",IFERROR(IF(L65=0,,($N$7-((L65/(4.2*$N$13/3.6))))),)))","v":38.107884358547324},null,null,null,null,null,null,{"$f":"'Master-Auswertung_V120-V127'!M295","v":81.870672763822029},{"$f":"'Heizen_Auswertung_V120-V127'!M295","v":65.691560827871541},{"$f":"'Master-Auswertung_V120-V127'!N295","v":73.148525304622126},{"$f":"'Master-Auswertung_V120-V127'!O295","v":105.30108064946859},{"$f":"'Master-Auswertung_V120-V127'!Q295","v":6.1149972407380009},null,{"$f":"AB51","v":263.2148627214346},{"$f":"AC51*$AG$14","v":88.408345790592918},{"$f":"AD51","v":51.93565266666667},{"$f":"IF($AF$7=1,AC65,AB65)","v":88.408345790592918},{"$f":"IF($AF$7=1,\"m³/h\",\"1/min\")","v":"m³/h"},null,{"$f":"AH51","v":38.885261666666665}]
[{"$f":"IF(B66=\"\",\"\",3)","v":3},300.95603674518185,{"$f":"IF(B66=\"\",\"\",'Master-Auswertung_V120-V127'!C296)","v":742.35158897540373},{"$f":"IF(B66=\"\",\"\",IF($AF$7=1,B66,C66))","v":300.95603674518185},{"$f":"IF(B66=\"\",\"\",IF($AF$7=1,C66,B66))","v":742.35158897540373},{"$f":"IF(B66=\"\",\"\",$AX$10*E66^$AY$10)","v":4.8399778572968675},{"$f":"IFERROR(IF(OR(B66=\"\",B66=0,$AU$10*LN(E66)+$AV$10+10*LOG($AF$18/$AF$10)<20),\"<20\",$AU$10*LN(E66)+$AV$10+10*LOG($AF$18/$AF$10)),\"\")","v":"<20"},{"$f":"IF(B66=\"\",\"\",G66-6.5)","v":{"$error":"#VALUE!"}},{"$f":"IF(OR(B66<$AE$51,B66>$AE$52),\"\",IF(B66=\"\",\"\",IF(B66=0,,IFERROR((V66*($I$7-$I$6)),\"\"))))","v":-818.70672763822029},{"$f":"IF(OR(B66<$AE$51,B66>$AE$52),\"\",IFERROR(Y66*($I$8-$I$6),\"\"))","v":-2106.0216129893715},{"$f":"IF(OR(B66<$AE$51,B66>$AE$52),\"\",IFERROR(X66*($I$8-$I$6),\"\"))","v":-1462.9705060924425},{"$f":"IF(OR(B66<$AE$51,B66>$AE$52),\"\",IF(D66=0,,IFERROR((W66*($N$7-$N$6)),\"\")))","v":2167.8215073197607},{"$f":"IF(OR(B66<$AE$51,B66>$AE$52),\"\",IF(IFERROR(IF(I66=0,,$I$7-((I66/(4.2*$I$13/3.6)))),)=0,\"\",IFERROR(IF(I66=0,,$I$7-((I66/(4.2*$I$13/3.6)))),)))","v":19.508743118449516},{"$f":"IF(OR(B66<$AE$51,B66>$AE$52),\"\",IF(IFERROR(IF(K66=0,,$I$8-((K66/(4.2*$I$13/3.6)))),)=0,\"\",IFERROR(IF(K66=0,,$I$8-((K66/(4.2*$I$13/3.6)))),)))","v":12.269873597539039},{"$f":"IF(OR(B66<$AE$51,B66>$AE$52),\"\",IF(B66=\"\",\"\",IFERROR(IF(L66=0,,($N$7-((L66/(4.2*$N$13/3.6))))),)))","v":38.107884358547324},null,null,null,null,null,null,{"$f":"'Master-Auswertung_V120-V127'!M296","v":81.870672763822029},{"$f":"'Heizen_Auswertung_V120-V127'!M296","v":65.691560827871541},{"$f":"'Master-Auswertung_V120-V127'!N296","v":73.148525304622126},{"$f":"'Master-Auswertung_V120-V127'!O296","v":105.30108064946859},{"$f":"'Master-Auswertung_V120-V127'!Q296","v":6.1149972407380009},null,{"$f":"AB52","v":1166.8817246527224},{"$f":"AC52*$AG$14","v":513.50372769977082},{"$f":"AD52","v":276.26629366666663},{"$f":"IF($AF$7=1,AC66,AB66)","v":513.50372769977082},{"$f":"IF($AF$7=1,\"m³/h\",\"1/min\")","v":"m³/h"},null,{"$f":"AH52","v":358.94364400000001}]
[{"$f":"IF(B67=\"\",\"\",4)","v":4},300.95603674518185,{"$f":"IF(B67=\"\",\"\",'Master-Auswertung_V120-V127'!C297)","v":742.35158897540373},{"$f":"IF(B67=\"\",\"\",IF($AF$7=1,B67,C67))","v":300.95603674518185},{"$f":"IF(B67=\"\",\"\",IF($AF$7=1,C67,B67))","v":742.35158897540373},{"$f":"IF(B67=\"\",\"\",$AX$10*E67^$AY$10)","v":4.8399778572968675},{"$f":"IFERROR(IF(OR(B67=\"\",B67=0,$AU$10*LN(E67)+$AV$10+10*LOG($AF$18/$AF$10)<20),\"<20\",$AU$10*LN(E67)+$AV$10+10*LOG($AF$18/$AF$10)),\"\")","v":"<20"},{"$f":"IF(B67=\"\",\"\",G67-6.5)","v":{"$error":"#VALUE!"}},{"$f":"IF(OR(B67<$AE$51,B67>$AE$52),\"\",IF(B67=\"\",\"\",IF(B67=0,,IFERROR((V67*($I$7-$I$6)),\"\"))))","v":-818.70672763822029},{"$f":"IF(OR(B67<$AE$51,B67>$AE$52),\"\",IFERROR(Y67*($I$8-$I$6),\"\"))","v":-2106.0216129893715},{"$f":"IF(OR(B67<$AE$51,B67>$AE$52),\"\",IFERROR(X67*($I$8-$I$6),\"\"))","v":-1462.9705060924425},{"$f":"IF(OR(B67<$AE$51,B67>$AE$52),\"\",IF(D67=0,,IFERROR((W67*($N$7-$N$6)),\"\")))","v":2167.8215073197607},{"$f":"IF(OR(B67<$AE$51,B67>$AE$52),\"\",IF(IFERROR(IF(I67=0,,$I$7-((I67/(4.2*$I$13/3.6)))),)=0,\"\",IFERROR(IF(I67=0,,$I$7-((I67/(4.2*$I$13/3.6)))),)))","v":19.508743118449516},{"$f":"IF(OR(B67<$AE$51,B67>$AE$52),\"\",IF(IFERROR(IF(K67=0,,$I$8-((K67/(4.2*$I$13/3.6)))),)=0,\"\",IFERROR(IF(K67=0,,$I$8-((K67/(4.2*$I$13/3.6)))),)))","v":12.269873597539039},{"$f":"IF(OR(B67<$AE$51,B67>$AE$52),\"\",IF(B67=\"\",\"\",IFERROR(IF(L67=0,,($N$7-((L67/(4.2*$N$13/3.6))))),)))","v":38.107884358547324},null,null,null,null,null,null,{"$f":"'Master-Auswertung_V120-V127'!M297","v":81.870672763822029},{"$f":"'Heizen_Auswertung_V120-V127'!M297","v":65.691560827871541},{"$f":"'Master-Auswertung_V120-V127'!N297","v":73.148525304622126},{"$f":"'Master-Auswertung_V120-V127'!O297","v":105.30108064946859},{"$f":"'Master-Auswertung_V120-V127'!Q297","v":6.1149972407380009},null,null,null,null,{"$f":"AVERAGE(AE65:AE66)","v":300.95603674518185}]
[]
[{"$f":"IF(OR(B64<B70,B65<B70,B66<B70,B67<B70,B64>B71,B65>B71,B66>B71,B67>B71),\"Grenzwerte\",\"\")","v":""},null,null,null,null,null,null,null,null,"DpK =",{"$f":"'Master-Auswertung_V120-V127'!D289","v":41.282401646309694},"[kPa]","DpH =",{"$f":"'Heizen_Auswertung_V120-V127'!D289","v":13.156217262008299},"[kPa]"]
["  Minimal",{"$f":"AE51","v":88.408345790592918},{"$f":"AF51","v":"m³/h"}]
["  Maximal",{"$f":"AE52","v":513.50372769977082},{"$f":"AF52","v":"m³/h"},null,null,null,null,null,null,null,null,null,null,null,null,null,null,null,null,null,null,null,null,null,null,null,null,"Grenzen der Auslegung",null,null,"Abhängig von Abfrage",null,null,"heizen"]
[null,null,null,null,null,null,null,null,null,null,null,null,null,null,null,null,null,null,null,null,null,null,null,null,null,null,null,{"$f":"'Master-Auswertung_V120-V127'!A218","v":"Drehzahl [1/min]"},{"$f":"'Master-Auswertung_V120-V127'!B218","v":"Volumenstrom [m³/h]"},{"$f":"'Master-Auswertung_V120-V127'!C218","v":"Wasser-Massenstrom [kg/h] kühlen"},{"$f":"IF($AF$7=1,AC72,AB72)","v":"Volumenstrom [m³/h]"},"Einheit",null,{"$f":"'Master-Auswertung_V120-V127'!D218","v":"Wasser-Massenstrom [kg/h] heizen"}]
["© LTG Aktiengesellschaft - 18-02-2020, TT/EI, V2.5",null,null,null,null,null,null,null,null,null,null,null,null,null,null,null,null,null,null,null,null,null,null,null,null,null,null,{"$f":"'Master-Auswertung_V120-V127'!A219","v":263.2148627214346},{"$f":"'Master-Auswertung_V120-V127'!B219","v":88.408345790592918},{"$f":"'Master-Auswertung_V120-V127'!C219","v":51.93565266666667},{"$f":"IF($AF$7=1,AC73,AB73)","v":88.408345790592918},{"$f":"IF($AF$7=1,\"m³/h\",\"1/min\")","v":"m³/h"},null,{"$f":"'Master-Auswertung_V120-V127'!D219","v":38.885261666666665}]
["Angaben zu Toleranzen sowie weitere Spezifikationen sind der aktuellen Technischen Dokumentation zu entnehmen. Diese finden Sie auf www.LTG.de.",null,null,null,null,null,null,null,null,null,null,null,null,null,null,null,null,null,false,null,null,null,null,null,null,null,null,{"$f":"'Master-Auswertung_V120-V127'!A220","v":1166.8817246527224},{"$f":"'Master-Auswertung_V120-V127'!B220","v":513.50372769977082},{"$f":"'Master-Auswertung_V120-V127'!C220","v":276.26629366666663},{"$f":"IF($AF$7=1,AC74,AB74)","v":513.50372769977082},{"$f":"IF($AF$7=1,\"m³/h\",\"1/min\")","v":"m³/h"},null,{"$f":"'Master-Auswertung_V120-V127'!D220","v":358.94364400000001}]
["Eine Fehlerfreiheit des Programms kann nicht zugesichert werden.",null,null,null,null,null,null,null,null,null,null,null,null,null,null,null,null,null,null,null,null,null,null,null,null,null,null,null,null,null,{"$f":"AVERAGE(AE73:AE74)","v":300.95603674518185}]
["Aus Programmierfehlern entstandener Schaden geht nicht zu Lasten der LTG Aktiengesellschaft. Technische Änderungen im Rahmen der Weiterentwicklung vorbehalten."]

{"sheet":"Rohdaten","index":1,"n_rows":1212,"n_cols":34,"rows_kept":1212,"cut":false,"hidden":true,"merged":[[1,25,1,33],[3,7,5,14],[3,21,3,22],[3,23,3,24],[3,25,3,26],[3,27,3,28],[4,21,4,22],[4,23,4,24],[4,25,4,26],[4,27,4,28],[5,21,5,22],[5,23,5,24],[5,25,5,26],[5,27,5,28]]}
[]
[null,"  Kalorischer Prüfstand",null,null,null,null,null,null,null,null,null,null,null,null,null,null,null,null,null,null,null,null,null,null,null,"LTG Aktiengesellschaft"]
[]
[null,null,null,null,null,null,null,"VKL800, Holz-Prototyp bzw. ISH-Prototyp, 4L bzw. VKL,2L,2,1mm Lamellenabstand",null,null,null,null,null,null,null,null,"Prüfling:","Gerät:","VKL800, Prototyp, 4L bzw. 2L",null,null,"Wärmetauscher:",null,"4 L bzw. 2 L",null,"Ausblashals:"]
[null,null,null,null,null,null,null,null,null,null,null,null,null,null,null,null,null,"Baugröße:",800,null,null,"Lamellenabstand:",null,"3,2 bzw. 2,1",null,"MQ Gitter:",null,"nein"]
[null,null,null,null,null,null,null,null,null,null,null,null,null,null,null,null,null,"Filter:",null,null,null,"Verrohrung:",null,"fluchtend",null,"Sonstiges:",null,"LDB12/M/3"]
[1,2,3,4,5,6,null,8,9,10,11,12,13,14,15,16,17,18,19,20,21,22,23,24,25,26,27,28,29,30,31,32,33]
[null,"Bemerkung","Dp - Wasserseitig\n[kPa]","Drehzahl [1/min]","Dp - Kasten\n[Pa]","Spannung [V]","L wa","Date","Time","Name","Projekt","Wassermenge [kg/h]","T Wasser Vorlauf [°C]","T Wasser Rücklauf [°C]","T Wasser Spreizung [°C]","Q Sek [W]","q Sek [W/K]","V Sek [m³/h]","i [-]","T Ansaug mean [°C]","T Ausblas mean [°C]","T WT in [°C]","T WT out [°C]","Mess-strecke","Wirkdruck","V Prim [m³/h]","T Ansaug 1","T Ansaug 2","T Ansaug 3","T Ausblas 1","T Ausblas 2","T Ausblas 3","Halle"]
[]
[null,"VKL 800, Prototyp Holz - Vorstudie"]
[null,"Drehzahlvariation"]
[]
[null,"Prototyp Holz, 3,2mm Lamellenabstand",22.7,529,3,3.4,null,"2016-09-19","11:24:13","TT","LVC-neu, 800, 4L, LDB 12/M/3 1000",197.80402699999999,15.911,17.620999999999999,-1.71,-392.73989599999999,35.597912000000001,146.617682,0,26.943667000000001,18.943667000000001,26.943667000000001,18.943667000000001,"-",0,0,27,26.95,26.89,18.98,18.79,19.059999999999999,28.52,27.49]
[null,{"$f":"CONCATENATE(\"mit \",ROUND(L16,0),\" kg/h wasserseitig, \",ROUND(D16,0),\" 1/min Drehzahl\")","v":"mit 198 kg/h wasserseitig, 529 1/min Drehzahl"},22.7,529,3,3.4,null,"2016-09-19","11:36:03","TT","LVC-neu, 800, 4L, LDB 12/M/3 1000",196.87481600000001,15.903,17.625,-1.722,-393.63807000000003,35.517285000000001,146.391819,0,26.986000000000001,18.955333,26.986000000000001,18.955333,"-",0,0,27.04,27,26.92,18.98,18.809999999999999,19.07,28.48,27.51]
[null,null,22.7,529,3,3.4,null,"2016-09-19","11:36:18","TT","LVC-neu, 800, 4L, LDB 12/M/3 1000",200.05262999999999,15.901999999999999,17.623999999999999,-1.722,-399.99189799999999,36.069968000000003,148.67454799999999,0,26.991333000000001,18.956333000000001,26.991333000000001,18.956333000000001,"-",0,0,27.04,27.01,26.92,18.989999999999998,18.809999999999999,19.07,28.45,27.49]
["V1",null,{"$f":"AVERAGE(C13:C15)","v":22.7},{"$f":"AVERAGE(D13:D15)","v":529},{"$f":"AVERAGE(E13:E15)","v":3},{"$f":"AVERAGE(F13:F15)","v":3.4},null,{"$f":"H15","v":"2016-09-19"},null,{"$f":"J15","v":"TT"},null,{"$f":"AVERAGE(L13:L15)","v":198.24382433333335},15.905333333333333,17.623333333333331,-1.718,-395.45662133333332,35.728388333333335,147.22801633333333,0,26.97366666666667,18.951777666666668,null,null,null,null,{"$f":"AVERAGE(Z13:Z15)","v":0},27.026666666666667,26.986666666666668,26.91,18.983333333333334,18.803333333333331,19.066666666666666]
[]
[null,"Prototyp Holz, 3,2mm Lamellenabstand",22.5,907,11.3,6,null,"2016-09-19","11:51:02","TT","LVC-neu, 800, 4L, LDB 12/M/3 1000",197.80366599999999,15.920999999999999,18.457000000000001,-2.536,-582.44827799999996,52.312581000000002,260.888418,0,27.055,20.387333000000002,27.055,20.387333000000002,"-",0,0,27.14,27.05,26.98,20.57,20.34,20.25,28.41,27.52]
[null,{"$f":"CONCATENATE(\"mit \",ROUND(L21,0),\" kg/h wasserseitig, \",ROUND(D21,0),\" 1/min Drehzahl\")","v":"mit 199 kg/h wasserseitig, 908 1/min Drehzahl"},22.5,908,11.3,6,null,"2016-09-19","11:51:31","TT","LVC-neu, 800, 4L, LDB 12/M/3 1000",199.127251,15.929,18.463999999999999,-2.5350000000000001,-586.11446999999998,52.652894000000003,262.30763899999999,0,27.060666999999999,20.387333000000002,27.060666999999999,20.387333000000002,"-",0,0,27.15,27.05,26.98,20.57,20.34,20.25,28.46,27.54]
[null,null,22.5,908,11.3,6,null,"2016-09-19","11:52:00","TT","LVC-neu, 800, 4L, LDB 12/M/3 1000",199.12580399999999,15.926,18.47,-2.544,-588.19107499999996,52.779386000000002,263.07930599999997,0,27.070333000000002,20.393000000000001,27.070333000000002,20.393000000000001,"-",0,0,27.16,27.07,26.98,20.58,20.34,20.25,28.55,27.54]
["V2",null,{"$f":"AVERAGE(C18:C20)","v":22.5},{"$f":"AVERAGE(D18:D20)","v":907.66666666666663},{"$f":"AVERAGE(E18:E20)","v":11.300000000000002},{"$f":"AVERAGE(F18:F20)","v":6},null,{"$f":"H20","v":"2016-09-19"},null,{"$f":"J20","v":"TT"},null,{"$f":"AVERAGE(L18:L20)","v":198.68557366666667},15.925333333333334,18.463666666666665,-2.5383333333333336,-585.58460766666656,52.581620333333341,262.09178766666668,0,27.062000000000001,20.389222,null,null,null,null,{"$f":"AVERAGE(Z18:Z20)","v":0},27.150000000000002,27.056666666666668,26.98,20.573333333333334,20.34,20.25]
[]
[null,"Prototyp Holz, 3,2mm Lamellenabstand",22.4,1210,20.6,8,null,"2016-09-19","12:43:49","TT","LVC-neu, 800, 4L, LDB 12/M/3 1000",198.594437,15.923999999999999,18.913,-2.9889999999999999,-689.23413000000005,61.469242999999999,354.25184899999999,0,27.136666999999999,21.326000000000001,27.136666999999999,21.326000000000001,"-",0,0,27.18,27.2,27.03,21.5,21.35,21.12,28.34,27.55]
[null,{"$f":"CONCATENATE(\"mit \",ROUND(L26,0),\" kg/h wasserseitig, \",ROUND(D26,0),\" 1/min Drehzahl\")","v":"mit 199 kg/h wasserseitig, 1210 1/min Drehzahl"},22.4,1210,20.6,8,null,"2016-09-19","12:44:03","TT","LVC-neu, 800, 4L, LDB 12/M/3 1000",199.124776,15.93,18.914999999999999,-2.9849999999999999,-690.14987799999994,61.638869999999997,355.27279800000002,0,27.126667000000001,21.324999999999999,27.126667000000001,21.324999999999999,"-",0,0,27.18,27.18,27.02,21.5,21.36,21.12,28.35,27.55]
[null,null,22.4,1210,20.6,8,null,"2016-09-19","12:44:18","TT","LVC-neu, 800, 4L, LDB 12/M/3 1000",198.79642799999999,15.933,18.914000000000001,-2.9809999999999999,-688.08855500000004,61.430993000000001,353.68333699999999,0,27.134,21.323667,27.134,21.323667,"-",0,0,27.19,27.2,27.02,21.49,21.36,21.12,28.39,27.56]
["V3",null,{"$f":"AVERAGE(C23:C25)","v":22.399999999999995},{"$f":"AVERAGE(D23:D25)","v":1210},{"$f":"AVERAGE(E23:E25)","v":20.6},{"$f":"AVERAGE(F23:F25)","v":8},null,{"$f":"H25","v":"2016-09-19"},null,{"$f":"J25","v":"TT"},null,{"$f":"AVERAGE(L23:L25)","v":198.83854699999998},15.929,18.914000000000001,-2.9849999999999999,-689.15752100000009,61.513035333333335,354.4026613333333,0,27.132444666666668,21.324888999999999,null,null,null,null,{"$f":"AVERAGE(Z23:Z25)","v":0},27.183333333333334,27.193333333333332,27.02333333333333,21.496666666666666,21.356666666666666,21.12]
[]
[null,"Prototyp Holz, 3,2mm Lamellenabstand",22.4,1507,32.5,10,null,"2016-09-19","12:59:46","TT","LVC-neu, 800, 4L, LDB 12/M/3 1000",198.59314800000001,15.923999999999999,19.300999999999998,-3.3769999999999998,-778.69807800000001,69.742484000000005,453.95840399999997,0,27.089333,21.966332999999999,27.089333,21.966332999999999,"-",0,0,27.18,27.14,26.95,22.15,22.01,21.73,28.77,27.77]
[null,{"$f":"CONCATENATE(\"mit \",ROUND(L31,0),\" kg/h wasserseitig, \",ROUND(D31,0),\" 1/min Drehzahl\")","v":"mit 199 kg/h wasserseitig, 1507 1/min Drehzahl"},22.4,1507,32.5,10,null,"2016-09-19","13:00:15","TT","LVC-neu, 800, 4L, LDB 12/M/3 1000",199.12438,15.929,19.314,-3.3849999999999998,-782.630719,70.044515000000004,455.45089100000001,0,27.102333000000002,21.970333,27.102333000000002,21.970333,"-",0,0,27.21,27.14,26.96,22.15,22.02,21.73,28.72,27.81]
[null,null,22.4,1507,32.5,10,null,"2016-09-19","13:00:58","TT","LVC-neu, 800, 4L, LDB 12/M/3 1000",198.59318200000001,15.939,19.302,-3.363,-775.46996799999999,69.418132999999997,450.37686400000001,0,27.11,21.967666999999999,27.11,21.967666999999999,"-",0,0,27.21,27.15,26.97,22.15,22.02,21.73,28.8,27.78]
["V4",null,{"$f":"AVERAGE(C28:C30)","v":22.399999999999995},{"$f":"AVERAGE(D28:D30)","v":1507},{"$f":"AVERAGE(E28:E30)","v":32.5},{"$f":"AVERAGE(F28:F30)","v":10},null,{"$f":"H30","v":"2016-09-19"},null,{"$f":"J30","v":"TT"},null,{"$f":"AVERAGE(L28:L30)","v":198.77023666666665},15.930666666666667,19.305666666666664,-3.375,-778.93292166666663,69.735044000000002,453.26205299999998,0,27.100555333333332,21.968111000000004,null,null,null,null,{"$f":"AVERAGE(Z28:Z30)","v":0},27.2,27.143333333333334,26.959999999999997,22.149999999999995,22.016666666666666,21.73]
[]
[]
[null,"Wassermengenvariation"]
[null,"Variation 1"]
[null,"Prototyp Holz, 3,2mm Lamellenabstand",50,1507,32.5,10,null,"2016-09-19","13:13:14","TT","LVC-neu, 800, 4L, LDB 12/M/3 1000",310.61299600000001,15.885,18.268000000000001,-2.383,-859.44372799999996,76.410846000000006,459.55729300000002,0,27.132667000000001,21.547332999999998,27.132667000000001,21.547332999999998,"-",0,0,27.22,27.18,27,21.73,21.6,21.31,27.73]
[null,{"$f":"CONCATENATE(\"mit \",ROUND(L39,0),\" kg/h wasserseitig, \",ROUND(D39,0),\" 1/min Drehzahl ; \", ROUND(F39,0), \" V Spannung\")","v":"mit 310 kg/h wasserseitig, 1507 1/min Drehzahl ; 10 V Spannung"},50,1507,32.5,10,null,"2016-09-19","13:13:43","TT","LVC-neu, 800, 4L, LDB 12/M/3 1000",310.30046299999998,15.882,18.25,-2.3679999999999999,-853.17457200000001,75.878208000000001,456.66840100000002,0,27.126000000000001,21.546333000000001,27.126000000000001,21.546333000000001,"-",0,0,27.21,27.17,27,21.74,21.59,21.31,27.71]
[null,null,50,1507,32.5,10,null,"2016-09-19","13:14:41","TT","LVC-neu, 800, 4L, LDB 12/M/3 1000",309.988541,15.882999999999999,18.245999999999999,-2.363,-850.51728100000003,75.702472999999998,455.19167900000002,0,27.117999999999999,21.537666999999999,27.117999999999999,21.537666999999999,"-",0,0,27.19,27.14,27.03,21.73,21.57,21.31,27.7]
["V5",null,{"$f":"AVERAGE(C36:C38)","v":50},{"$f":"AVERAGE(D36:D38)","v":1507},{"$f":"AVERAGE(E36:E38)","v":32.5},{"$f":"AVERAGE(F36:F38)","v":10},null,{"$f":"H38","v":"2016-09-19"},null,{"$f":"J38","v":"TT"},null,{"$f":"AVERAGE(L36:L38)","v":310.3006666666667},15.883333333333333,18.254666666666665,-2.3713333333333328,-854.37852699999996,75.997175666666678,457.13912433333331,0,27.125555666666667,21.543777666666667,null,null,null,null,{"$f":"AVERAGE(Z36:Z38)","v":0},27.206666666666667,27.163333333333338,27.01,21.733333333333334,21.586666666666662,21.31]
[]
[null,"Prototyp Holz, 3,2mm Lamellenabstand",22.4,1507,32.5,10,null,"2016-09-19","12:59:46","TT","LVC-neu, 800, 4L, LDB 12/M/3 1000",198.59314800000001,15.923999999999999,19.300999999999998,-3.3769999999999998,-778.69807800000001,69.742484000000005,453.95840399999997,0,27.089333,21.966332999999999,27.089333,21.966332999999999,"-",0,0,27.18,27.14,26.95,22.15,22.01,21.73,27.77]
[null,{"$f":"CONCATENATE(\"mit \",ROUND(L44,0),\" kg/h wasserseitig, \",ROUND(D44,0),\" 1/min Drehzahl ; \", ROUND(F44,0), \" V Spannung\")","v":"mit 199 kg/h wasserseitig, 1507 1/min Drehzahl ; 10 V Spannung"},22.4,1507,32.5,10,null,"2016-09-19","13:00:15","TT","LVC-neu, 800, 4L, LDB 12/M/3 1000",199.12438,15.929,19.314,-3.3849999999999998,-782.630719,70.044515000000004,455.45089100000001,0,27.102333000000002,21.970333,27.102333000000002,21.970333,"-",0,0,27.21,27.14,26.96,22.15,22.02,21.73,27.81]
[null,null,22.4,1507,32.5,10,null,"2016-09-19","13:00:58","TT","LVC-neu, 800, 4L, LDB 12/M/3 1000",198.59318200000001,15.939,19.302,-3.363,-775.46996799999999,69.418132999999997,450.37686400000001,0,27.11,21.967666999999999,27.11,21.967666999999999,"-",0,0,27.21,27.15,26.97,22.15,22.02,21.73,27.78]
["V6",null,{"$f":"AVERAGE(C41:C43)","v":22.399999999999995},{"$f":"AVERAGE(D41:D43)","v":1507},{"$f":"AVERAGE(E41:E43)","v":32.5},{"$f":"AVERAGE(F41:F43)","v":10},null,{"$f":"H43","v":"2016-09-19"},null,{"$f":"J43","v":"TT"},null,{"$f":"AVERAGE(L41:L43)","v":198.77023666666665},15.930666666666667,19.305666666666664,-3.375,-778.93292166666663,69.735044000000002,453.26205299999998,0,27.100555333333332,21.968111000000004,null,null,null,null,{"$f":"AVERAGE(Z41:Z43)","v":0},27.2,27.143333333333334,26.959999999999997,22.149999999999995,22.016666666666666,21.73]
[]
[null,"Prototyp Holz, 3,2mm Lamellenabstand",16.600000000000001,1507,32.5,10,null,"2016-09-19","13:29:25","TT","LVC-neu, 800, 4L, LDB 12/M/3 1000",167.62458599999999,15.964,19.797999999999998,-3.8340000000000001,-746.21436800000004,66.624300000000005,450.37676099999999,0,27.164332999999999,22.216000000000001,27.164332999999999,22.216000000000001,"-",0,0,27.22,27.21,27.07,22.39,22.26,22,27.87]
[null,{"$f":"CONCATENATE(\"mit \",ROUND(L49,0),\" kg/h wasserseitig, \",ROUND(D49,0),\" 1/min Drehzahl ; \", ROUND(F49,0), \" V Spannung\")","v":"mit 168 kg/h wasserseitig, 1507 1/min Drehzahl ; 10 V Spannung"},16.600000000000001,1507,32.5,10,null,"2016-09-19","13:30:09","TT","LVC-neu, 800, 4L, LDB 12/M/3 1000",167.62486799999999,15.943,19.800999999999998,-3.8580000000000001,-750.88677199999995,66.814779999999999,452.86121900000001,0,27.181332999999999,22.229333,27.181332999999999,22.229333,"-",0,0,27.23,27.23,27.07,22.4,22.29,22,27.89]
[null,null,16.600000000000001,1507,32.5,10,null,"2016-09-19","13:30:38","TT","LVC-neu, 800, 4L, LDB 12/M/3 1000",167.29347999999999,15.933999999999999,19.792000000000002,-3.8580000000000001,-749.40229699999998,66.751986000000002,454.10563000000002,0,27.160667,22.231999999999999,27.160667,22.231999999999999,"-",0,0,27.23,27.18,27.07,22.4,22.29,22.01,27.88]
["V7",null,{"$f":"AVERAGE(C46:C48)","v":16.600000000000001},{"$f":"AVERAGE(D46:D48)","v":1507},{"$f":"AVERAGE(E46:E48)","v":32.5},{"$f":"AVERAGE(F46:F48)","v":10},null,{"$f":"H48","v":"2016-09-19"},null,{"$f":"J48","v":"TT"},null,{"$f":"AVERAGE(L46:L48)","v":167.51431133333332},15.947000000000001,19.797000000000001,-3.85,-748.83447899999999,66.730355333333321,452.44786999999997,0,27.168777666666667,22.225777666666669,null,null,null,null,{"$f":"AVERAGE(Z46:Z48)","v":0},27.22666666666667,27.206666666666667,27.070000000000004,22.396666666666665,22.28,22.003333333333334]
[]
[null,"Prototyp Holz, 3,2mm Lamellenabstand",6.6,1507,32.4,10,null,"2016-09-19","13:43:28","TT","LVC-neu, 800, 4L, LDB 12/M/3 1000",101.553014,16.044,21.375,-5.3310000000000004,-628.60131000000001,56.763708999999999,451.215149,0,27.117999999999999,22.957332999999998,27.117999999999999,22.957332999999998,"-",0,0,27.17,27.14,27.05,23.12,23,22.75,27.81]
[null,{"$f":"CONCATENATE(\"mit \",ROUND(L54,0),\" kg/h wasserseitig, \",ROUND(D54,0),\" 1/min Drehzahl ; \", ROUND(F54,0), \" V Spannung\")","v":"mit 102 kg/h wasserseitig, 1507 1/min Drehzahl ; 10 V Spannung"},6.6,1507,32.4,10,null,"2016-09-19","13:43:57","TT","LVC-neu, 800, 4L, LDB 12/M/3 1000",102.579308,16.045000000000002,21.370999999999999,-5.3259999999999996,-634.35841800000003,57.257731999999997,454.983136,0,27.123999999999999,22.96,27.123999999999999,22.96,"-",0,0,27.16,27.15,27.06,23.12,23.01,22.75,27.8]
[null,null,6.6,1507,32.4,10,null,"2016-09-19","13:44:26","TT","LVC-neu, 800, 4L, LDB 12/M/3 1000",102.274744,16.045000000000002,21.382000000000001,-5.3369999999999997,-633.78124800000001,57.262490999999997,456.28590400000002,0,27.113,22.964666999999999,27.113,22.964666999999999,"-",0,0,27.16,27.13,27.05,23.12,23.01,22.76,27.78]
["V8",null,{"$f":"AVERAGE(C51:C53)","v":6.5999999999999988},{"$f":"AVERAGE(D51:D53)","v":1507},{"$f":"AVERAGE(E51:E53)","v":32.4},{"$f":"AVERAGE(F51:F53)","v":10},null,{"$f":"H53","v":"2016-09-19"},null,{"$f":"J53","v":"TT"},null,{"$f":"AVERAGE(L51:L53)","v":102.13568866666667},16.044666666666668,21.376000000000001,-5.3313333333333333,-632.24699199999998,57.094643999999995,454.16139633333336,0,27.118333333333329,22.960666666666668,null,null,null,null,{"$f":"AVERAGE(Z51:Z53)","v":0},27.16333333333333,27.14,27.053333333333331,23.12,23.006666666666671,22.753333333333334]
[]
[null,"Prototyp Holz, 3,2mm Lamellenabstand",2.5,1507,32.299999999999997,10,null,"2016-09-19","13:57:02","TT","LVC-neu, 800, 4L, LDB 12/M/3 1000",61.936819999999997,16.193000000000001,22.881,-6.6879999999999997,-480.97106600000001,43.849547000000001,451.14609799999999,0,27.161667000000001,23.977667,27.161667000000001,23.977667,"-",0,0,27.18,27.18,27.12,24.05,24.11,23.78,27.73]
[null,{"$f":"CONCATENATE(\"mit \",ROUND(L59,0),\" kg/h wasserseitig, \",ROUND(D59,0),\" 1/min Drehzahl ; \", ROUND(F59,0), \" V Spannung\")","v":"mit 62 kg/h wasserseitig, 1507 1/min Drehzahl ; 10 V Spannung"},2.5,1507,32.299999999999997,10,null,"2016-09-19","13:58:15","TT","LVC-neu, 800, 4L, LDB 12/M/3 1000",61.998297000000001,16.181999999999999,22.875,-6.6929999999999996,-481.80839900000001,43.949927000000002,454.83613600000001,0,27.144666999999998,23.981000000000002,27.144666999999998,23.981000000000002,"-",0,0,27.17,27.15,27.12,24.05,24.09,23.8,27.73]
[null,null,2.5,1507,32.299999999999997,10,null,"2016-09-19","13:58:44","TT","LVC-neu, 800, 4L, LDB 12/M/3 1000",61.507416999999997,16.190000000000001,22.87,-6.68,-477.06519800000001,43.492131999999998,449.364193,0,27.158999999999999,23.988333000000001,27.158999999999999,23.988333000000001,"-",0,0,27.17,27.19,27.12,24.05,24.11,23.81,27.71]
["V9",null,{"$f":"AVERAGE(C56:C58)","v":2.5},{"$f":"AVERAGE(D56:D58)","v":1507},{"$f":"AVERAGE(E56:E58)","v":32.299999999999997},{"$f":"AVERAGE(F56:F58)","v":10},null,{"$f":"H58","v":"2016-09-19"},null,{"$f":"J58","v":"TT"},null,{"$f":"AVERAGE(L56:L58)","v":61.814177999999998},16.188333333333333,22.875333333333334,-6.6870000000000003,-479.94822100000005,43.763868666666667,451.7821423333333,0,27.155111333333334,23.982333333333333,null,null,null,null,{"$f":"AVERAGE(Z56:Z58)","v":0},27.173333333333336,27.173333333333332,27.12,24.05,24.103333333333335,23.796666666666667]
[]
[]
[]
[null,"Variation 2"]
[null,"Prototyp Holz, 3,2mm Lamellenabstand",2.5,922,11.5,6,null,"2016-09-19","14:19:02","TT","LVC-neu, 800, 4L, LDB 12/M/3 1000",61.874993000000003,16.184999999999999,21.815999999999999,-5.6310000000000002,-404.55211100000002,36.970157999999998,268.37391100000002,0,27.127666999999999,22.625667,27.127666999999999,22.625667,"-",0,0,27.17,27.13,27.08,22.73,22.67,22.48,27.78]
[null,{"$f":"CONCATENATE(\"mit \",ROUND(L67,0),\" kg/h wasserseitig, \",ROUND(D67,0),\" 1/min Drehzahl ; \", ROUND(F67,0), \" V Spannung\")","v":"mit 62 kg/h wasserseitig, 922 1/min Drehzahl ; 6 V Spannung"},2.5,922,11.5,6,null,"2016-09-19","14:19:16","TT","LVC-neu, 800, 4L, LDB 12/M/3 1000",61.691291,16.183,21.812999999999999,-5.63,-403.27939400000002,36.869573000000003,267.62868700000001,0,27.120999999999999,22.620667000000001,27.120999999999999,22.620667000000001,"-",0,0,27.17,27.11,27.08,22.73,22.66,22.47,27.78]
[null,null,2.5,922,11.5,6,null,"2016-09-19","14:19:31","TT","LVC-neu, 800, 4L, LDB 12/M/3 1000",61.691147999999998,16.178000000000001,21.809000000000001,-5.6310000000000002,-403.35009300000002,36.855820000000001,267.398323,0,27.122,22.617000000000001,27.122,22.617000000000001,"-",0,0,27.18,27.11,27.08,22.72,22.65,22.47,27.76]
["V10",null,{"$f":"AVERAGE(C64:C66)","v":2.5},{"$f":"AVERAGE(D64:D66)","v":922},{"$f":"AVERAGE(E64:E66)","v":11.5},{"$f":"AVERAGE(F64:F66)","v":6},null,{"$f":"H66","v":"2016-09-19"},null,{"$f":"J66","v":"TT"},null,{"$f":"AVERAGE(L64:L66)","v":61.752477333333331},16.181999999999999,21.812666666666669,-5.6306666666666665,-403.72719933333337,36.898516999999998,267.80030700000003,0,27.123555666666665,22.621111333333335,null,null,null,null,{"$f":"AVERAGE(Z64:Z66)","v":0},27.173333333333336,27.116666666666664,27.08,22.72666666666667,22.659999999999997,22.473333333333333]
[]
[null,"Prototyp Holz, 3,2mm Lamellenabstand",10.4,922,11.5,6,null,"2016-09-19","14:47:49","TT","LVC-neu, 800, 4L, LDB 12/M/3 1000",130.62995100000001,16.001000000000001,19.545000000000002,-3.544,-537.53934500000003,48.432786,265.16441600000002,0,27.099667,21.045332999999999,27.099667,21.045332999999999,"-",0,0,27.17,27.1,27.03,21.23,21,20.9,27.81]
[null,{"$f":"CONCATENATE(\"mit \",ROUND(L72,0),\" kg/h wasserseitig, \",ROUND(D72,0),\" 1/min Drehzahl ; \", ROUND(F72,0), \" V Spannung\")","v":"mit 131 kg/h wasserseitig, 922 1/min Drehzahl ; 6 V Spannung"},10.4,922,11.5,6,null,"2016-09-19","14:48:18","TT","LVC-neu, 800, 4L, LDB 12/M/3 1000",130.500068,15.996,19.568999999999999,-3.573,-541.39910699999996,48.776159,267.11252899999999,0,27.095666999999999,21.042332999999999,27.095666999999999,21.042332999999999,"-",0,0,27.18,27.09,27.02,21.23,20.99,20.91,27.82]
[null,null,10.4,922,11.5,6,null,"2016-09-19","14:50:29","TT","LVC-neu, 800, 4L, LDB 12/M/3 1000",130.37029799999999,15.999000000000001,19.588000000000001,-3.589,-543.28272700000002,48.876871999999999,268.18954100000002,0,27.114332999999998,21.064333000000001,27.114332999999998,21.064333000000001,"-",0,0,27.19,27.1,27.05,21.24,21.03,20.92,27.82]
["V11",null,{"$f":"AVERAGE(C69:C71)","v":10.4},{"$f":"AVERAGE(D69:D71)","v":922},{"$f":"AVERAGE(E69:E71)","v":11.5},{"$f":"AVERAGE(F69:F71)","v":6},null,{"$f":"H71","v":"2016-09-19"},null,{"$f":"J71","v":"TT"},null,{"$f":"AVERAGE(L69:L71)","v":130.50010566666666},15.998666666666667,19.567333333333334,-3.5686666666666667,-540.74039299999993,48.695272333333328,266.82216199999999,0,27.103222333333335,21.050666333333336,null,null,null,null,{"$f":"AVERAGE(Z69:Z71)","v":0},27.180000000000003,27.096666666666664,27.033333333333331,21.233333333333334,21.006666666666664,20.91]
[]
[null,"Prototyp Holz, 3,2mm Lamellenabstand",22,922,11.5,6,null,"2016-09-19","15:11:10","TT","LVC-neu, 800, 4L, LDB 12/M/3 1000",196.87457900000001,15.93,18.533000000000001,-2.6030000000000002,-595.02825800000005,52.987169999999999,267.150914,0,27.159666999999999,20.507667000000001,27.159666999999999,20.507667000000001,"-",0,0,27.25,27.16,27.07,20.7,20.45,20.37,27.83]
[null,{"$f":"CONCATENATE(\"mit \",ROUND(L77,0),\" kg/h wasserseitig, \",ROUND(D77,0),\" 1/min Drehzahl ; \", ROUND(F77,0), \" V Spannung\")","v":"mit 197 kg/h wasserseitig, 922 1/min Drehzahl ; 6 V Spannung"},22,922,11.5,6,null,"2016-09-19","15:11:24","TT","LVC-neu, 800, 4L, LDB 12/M/3 1000",195.40497999999999,15.933,18.526,-2.593,-588.31771300000003,52.411377999999999,264.01899800000001,0,27.158000000000001,20.503,27.158000000000001,20.503,"-",0,0,27.26,27.15,27.07,20.7,20.45,20.36,27.83]
[null,null,22,922,11.5,6,null,"2016-09-19","15:11:39","TT","LVC-neu, 800, 4L, LDB 12/M/3 1000",197.26861299999999,15.938000000000001,18.527999999999999,-2.59,-593.24151800000004,52.894004000000002,266.17532199999999,0,27.153666999999999,20.497333000000001,27.153666999999999,20.497333000000001,"-",0,0,27.26,27.14,27.06,20.69,20.45,20.350000000000001,27.85]
["V12",null,{"$f":"AVERAGE(C74:C76)","v":22},{"$f":"AVERAGE(D74:D76)","v":922},{"$f":"AVERAGE(E74:E76)","v":11.5},{"$f":"AVERAGE(F74:F76)","v":6},null,{"$f":"H76","v":"2016-09-19"},null,{"$f":"J76","v":"TT"},null,{"$f":"AVERAGE(L74:L76)","v":196.51605733333335},15.933666666666667,18.529,-2.595333333333333,-592.19582966666678,52.764184,265.78174466666673,0,27.157111333333333,20.502666666666666,null,null,null,null,{"$f":"AVERAGE(Z74:Z76)","v":0},27.256666666666671,27.150000000000002,27.066666666666666,20.696666666666669,20.45,20.360000000000003]
[]
[null,"Prototyp Holz, 3,2mm Lamellenabstand",51.3,922,11.5,6,null,"2016-09-19","15:22:33","TT","LVC-neu, 800, 4L, LDB 12/M/3 1000",314.18833799999999,15.904,17.655000000000001,-1.7509999999999999,-638.77805599999999,56.682861000000003,268.06781699999999,0,27.173333,20.056667000000001,27.173333,20.056667000000001,"-",0,0,27.25,27.19,27.08,20.239999999999998,20.010000000000002,19.93,27.84]
[null,{"$f":"CONCATENATE(\"mit \",ROUND(L82,0),\" kg/h wasserseitig, \",ROUND(D82,0),\" 1/min Drehzahl ; \", ROUND(F82,0), \" V Spannung\")","v":"mit 314 kg/h wasserseitig, 922 1/min Drehzahl ; 6 V Spannung"},51.3,922,11.5,6,null,"2016-09-19","15:22:48","TT","LVC-neu, 800, 4L, LDB 12/M/3 1000",313.99758300000002,15.901,17.655000000000001,-1.754,-639.48398999999995,56.732078999999999,268.43950699999999,0,27.172999999999998,20.058333000000001,27.172999999999998,20.058333000000001,"-",0,0,27.25,27.19,27.08,20.239999999999998,20.010000000000002,19.93,27.82]
[null,null,51.3,922,11.5,6,null,"2016-09-19","15:23:17","TT","LVC-neu, 800, 4L, LDB 12/M/3 1000",314.18916400000001,15.885999999999999,17.643000000000001,-1.7569999999999999,-640.96858499999996,56.766421000000001,268.89892500000002,0,27.177333000000001,20.058333000000001,27.177333000000001,20.058333000000001,"-",0,0,27.27,27.19,27.07,20.239999999999998,20.010000000000002,19.93,27.85]
["V13",null,{"$f":"AVERAGE(C79:C81)","v":51.29999999999999},{"$f":"AVERAGE(D79:D81)","v":922},{"$f":"AVERAGE(E79:E81)","v":11.5},{"$f":"AVERAGE(F79:F81)","v":6},null,{"$f":"H81","v":"2016-09-19"},null,{"$f":"J81","v":"TT"},null,{"$f":"AVERAGE(L79:L81)","v":314.12502833333332},15.897,17.651,-1.7539999999999998,-639.7435436666666,56.727120333333339,268.46874966666661,0,27.174555333333334,20.057777666666667,null,null,null,null,{"$f":"AVERAGE(Z79:Z81)","v":0},27.256666666666664,27.19,27.076666666666664,20.239999999999998,20.010000000000002,19.93]
[]
[]
[]
[null,"Variation 3"]
[null,"Prototyp Holz, 3,2mm Lamellenabstand",51.3,547,3.6,3.5,null,"2016-09-19","15:36:20","TT","LVC-neu, 800, 4L, LDB 12/M/3 1000",314.200129,15.891,17.085000000000001,-1.194,-435.596585,38.838225000000001,155.83798999999999,0,27.106667000000002,18.758666999999999,27.106667000000002,18.758666999999999,"-",0,0,27.21,27.09,27.02,18.79,18.59,18.899999999999999,27.79]
[null,{"$f":"CONCATENATE(\"mit \",ROUND(L90,0),\" kg/h wasserseitig, \",ROUND(D90,0),\" 1/min Drehzahl ; \", ROUND(F90,0), \" V Spannung\")","v":"mit 314 kg/h wasserseitig, 547 1/min Drehzahl ; 4 V Spannung"},51.3,547,3.6,3.5,null,"2016-09-19","15:36:34","TT","LVC-neu, 800, 4L, LDB 12/M/3 1000",313.06267500000001,15.89,17.084,-1.194,-434.019657,38.665447999999998,155.11898600000001,0,27.114999999999998,18.758666999999999,27.114999999999998,18.758666999999999,"-",0,0,27.22,27.11,27.02,18.79,18.59,18.89,27.78]
[null,null,51.3,547,3.6,3.5,null,"2016-09-19","15:37:03","TT","LVC-neu, 800, 4L, LDB 12/M/3 1000",314.50442099999998,15.884,17.077999999999999,-1.194,-436.01844599999998,38.805486000000002,155.64709199999999,0,27.12,18.753667,27.12,18.753667,"-",0,0,27.22,27.12,27.02,18.79,18.59,18.88,27.78]
["V14",null,{"$f":"AVERAGE(C87:C89)","v":51.29999999999999},{"$f":"AVERAGE(D87:D89)","v":547},{"$f":"AVERAGE(E87:E89)","v":3.6},{"$f":"AVERAGE(F87:F89)","v":3.5},null,{"$f":"H89","v":"2016-09-19"},null,{"$f":"J89","v":"TT"},null,{"$f":"AVERAGE(L87:L89)","v":313.92240833333329},15.888333333333334,17.082333333333334,-1.194,-435.21156266666668,38.769719666666667,155.53468933333332,0,27.113889,18.757000333333334,null,null,null,null,{"$f":"AVERAGE(Z87:Z89)","v":0},27.216666666666669,27.106666666666669,27.02,18.79,18.59,18.89]
[]
[null,"Prototyp Holz, 3,2mm Lamellenabstand",22.6,547,3.6,3.5,null,"2016-09-19","15:44:43","TT","LVC-neu, 800, 4L, LDB 12/M/3 1000",200.250643,15.926,17.681999999999999,-1.756,-408.29325999999998,36.489507000000003,150.75321600000001,0,27.115333,19.026667,27.115333,19.026667,"-",0,0,27.18,27.09,27.08,19.07,18.86,19.14,27.73]
[null,{"$f":"CONCATENATE(\"mit \",ROUND(L95,0),\" kg/h wasserseitig, \",ROUND(D95,0),\" 1/min Drehzahl ; \", ROUND(F95,0), \" V Spannung\")","v":"mit 201 kg/h wasserseitig, 547 1/min Drehzahl ; 4 V Spannung"},22.6,547,3.6,3.5,null,"2016-09-19","15:45:12","TT","LVC-neu, 800, 4L, LDB 12/M/3 1000",201.05189300000001,15.932,17.690999999999999,-1.7589999999999999,-410.62726900000001,36.721071999999999,151.59625500000001,0,27.114332999999998,19.024667000000001,27.114332999999998,19.024667000000001,"-",0,0,27.19,27.08,27.08,19.07,18.86,19.14,27.73]
[null,null,22.6,547,3.6,3.5,null,"2016-09-19","15:45:26","TT","LVC-neu, 800, 4L, LDB 12/M/3 1000",200.24924100000001,15.930999999999999,17.696000000000002,-1.7649999999999999,-410.38300700000002,36.692666000000003,151.543544,0,27.115333,19.027667000000001,27.115333,19.027667000000001,"-",0,0,27.19,27.08,27.08,19.07,18.86,19.149999999999999,27.73]
["V15",null,{"$f":"AVERAGE(C92:C94)","v":22.600000000000005},{"$f":"AVERAGE(D92:D94)","v":547},{"$f":"AVERAGE(E92:E94)","v":3.6},{"$f":"AVERAGE(F92:F94)","v":3.5},null,{"$f":"H94","v":"2016-09-19"},null,{"$f":"J94","v":"TT"},null,{"$f":"AVERAGE(L92:L94)","v":200.517259},15.929666666666668,17.689666666666668,-1.7599999999999998,-409.7678453333333,36.634414999999997,151.29767166666667,0,27.114999666666666,19.026333666666666,null,null,null,null,{"$f":"AVERAGE(Z92:Z94)","v":0},27.186666666666667,27.083333333333332,27.08,19.07,18.86,19.143333333333334]
[]
[null,"Prototyp Holz, 3,2mm Lamellenabstand",9.1999999999999993,547,3.6,3.5,null,"2016-09-19","15:53:43","TT","LVC-neu, 800, 4L, LDB 12/M/3 1000",120.73584200000001,15.996,18.712,-2.7160000000000002,-380.74986899999999,34.141846000000001,150.39446000000001,0,27.148,19.587,27.148,19.587,"-",0,0,27.23,27.15,27.06,19.64,19.45,19.670000000000002,27.81]
[null,{"$f":"CONCATENATE(\"mit \",ROUND(L100,0),\" kg/h wasserseitig, \",ROUND(D100,0),\" 1/min Drehzahl ; \", ROUND(F100,0), \" V Spannung\")","v":"mit 121 kg/h wasserseitig, 547 1/min Drehzahl ; 4 V Spannung"},9.1999999999999993,547,3.6,3.5,null,"2016-09-19","15:54:12","TT","LVC-neu, 800, 4L, LDB 12/M/3 1000",121.138898,15.997,18.719000000000001,-2.722,-382.86487,34.351007000000003,151.43015399999999,0,27.142666999999999,19.591667000000001,27.142666999999999,19.591667000000001,"-",0,0,27.22,27.14,27.06,19.64,19.46,19.670000000000002,27.78]
[null,null,9.1999999999999993,547,3.6,3.5,null,"2016-09-19","15:54:56","TT","LVC-neu, 800, 4L, LDB 12/M/3 1000",120.89878899999999,16.006,18.716999999999999,-2.7109999999999999,-380.56185099999999,34.145398999999998,150.37322800000001,0,27.151333000000001,19.593,27.151333000000001,19.593,"-",0,0,27.24,27.15,27.06,19.64,19.45,19.68,27.76]
["V16",null,{"$f":"AVERAGE(C97:C99)","v":9.1999999999999993},{"$f":"AVERAGE(D97:D99)","v":547},{"$f":"AVERAGE(E97:E99)","v":3.6},{"$f":"AVERAGE(F97:F99)","v":3.5},null,{"$f":"H99","v":"2016-09-19"},null,{"$f":"J99","v":"TT"},null,{"$f":"AVERAGE(L97:L99)","v":120.92450966666667},15.999666666666668,18.715999999999998,-2.7163333333333335,-381.39219666666668,34.212750666666665,150.73261400000001,0,27.147333333333336,19.59055566666667,null,null,null,null,{"$f":"AVERAGE(Z97:Z99)","v":0},27.23,27.146666666666665,27.06,19.64,19.453333333333333,19.673333333333336]
[]
[null,"Prototyp Holz, 3,2mm Lamellenabstand",2.5,547,3.6,3.5,null,"2016-09-19","16:11:24","TT","LVC-neu, 800, 4L, LDB 12/M/3 1000",62.060277999999997,16.181000000000001,20.51,-4.3289999999999997,-311.94288499999999,28.423041999999999,148.72865400000001,0,27.155999999999999,20.891999999999999,27.155999999999999,20.891999999999999,"-",0,0,27.23,27.16,27.09,20.92,20.84,20.92,27.69]
[null,{"$f":"CONCATENATE(\"mit \",ROUND(L105,0),\" kg/h wasserseitig, \",ROUND(D105,0),\" 1/min Drehzahl ; \", ROUND(F105,0), \" V Spannung\")","v":"mit 62 kg/h wasserseitig, 547 1/min Drehzahl ; 4 V Spannung"},2.5,547,3.6,3.5,null,"2016-09-19","16:12:07","TT","LVC-neu, 800, 4L, LDB 12/M/3 1000",62.564261000000002,16.175999999999998,20.495999999999999,-4.32,-313.82233400000001,28.582136999999999,149.784154,0,27.155667000000001,20.898333000000001,27.155667000000001,20.898333000000001,"-",0,0,27.23,27.15,27.09,20.93,20.85,20.92,27.68]
[null,null,2.5,547,3.6,3.5,null,"2016-09-19","16:12:22","TT","LVC-neu, 800, 4L, LDB 12/M/3 1000",62.565157999999997,16.173999999999999,20.507999999999999,-4.3339999999999996,-314.843862,28.683883000000002,150.39189099999999,0,27.150333,20.898,27.150333,20.898,"-",0,0,27.23,27.13,27.09,20.93,20.85,20.92,27.68]
["V17",null,{"$f":"AVERAGE(C102:C104)","v":2.5},{"$f":"AVERAGE(D102:D104)","v":547},{"$f":"AVERAGE(E102:E104)","v":3.6},{"$f":"AVERAGE(F102:F104)","v":3.5},null,{"$f":"H104","v":"2016-09-19"},null,{"$f":"J104","v":"TT"},null,{"$f":"AVERAGE(L102:L104)","v":62.396565666666667},16.177,20.504666666666665,-4.3276666666666666,-313.53636033333333,28.56302066666667,149.63489966666666,0,27.154,20.896111000000001,null,null,null,null,{"$f":"AVERAGE(Z102:Z104)","v":0},27.23,27.146666666666665,27.09,20.926666666666666,20.846666666666668,20.92]
[]
[]
[]
[]
[null,"VKL 800, ISH-Prototyp"]
[null,null,null,null,null,null,null,null,null,null,null,null,null,null,null,null,null,null,null,null,null,null,null,null,null,null,null,null,null,null,"Nur 1 Zulufttemperaturfühler innerhalb des Kastens (Ausblas 1 und 2 nicht korrekt --> außerhalb des Schlitzes nicht messbar)"]
[]
[null,"VKL800; ISH Prototyp; 3,2mm Lamellenabstand, ohne Filter, ohne Isolierung Kondensatwanne",25,723,8.1999999999999993,5.6,45,"2017-02-17","10:51:21","TT","VKL 800, Prototyp, kühlen",200.85119,13.661,15.663,-2.0019999999999998,-466.887518,55.266041000000001,{"$f":"P113*3/(AF113-T113)","v":249.27256700480498},0,22.109000000000002,18.150333,22.109000000000002,18.150333,"-",0,0,22.11,22.2,22.02,18.2,19.760000000000002,16.489999999999998,22.3]
[null,{"$f":"CONCATENATE(\"mit \",ROUND(L116,0),\" kg/h wasserseitig, \",ROUND(D116,0),\" 1/min Drehzahl\")","v":"mit 201 kg/h wasserseitig, 723 1/min Drehzahl"},25,723,8.1999999999999993,5.6,45,"2017-02-17","10:52:03","TT","VKL 800, Prototyp, kühlen",200.64809099999999,13.661,15.662000000000001,-2.0009999999999999,-466.18243100000001,55.276364000000001,{"$f":"P114*3/(AF114-T114)","v":249.08819935358588},0,22.094667000000001,18.147333,22.094667000000001,18.147333,"-",0,0,22.11,22.15,22.02,18.190000000000001,19.77,16.48,22.32]
[null,null,25,723,8.1999999999999993,5.6,45,"2017-02-17","10:52:45","TT","VKL 800, Prototyp, kühlen",201.05206200000001,13.676,15.664999999999999,-1.9890000000000001,-464.31968499999999,55.322254999999998,{"$f":"P115*3/(AF115-T115)","v":248.78711466333274},0,22.068999999999999,18.134667,22.068999999999999,18.134667,"-",0,0,22.13,22.07,22.02,18.18,19.75,16.47,22.32]
["V18",{"$f":"B113","v":"VKL800; ISH Prototyp; 3,2mm Lamellenabstand, ohne Filter, ohne Isolierung Kondensatwanne"},{"$f":"AVERAGE(C113:C115)","v":25},{"$f":"AVERAGE(D113:D115)","v":723},{"$f":"AVERAGE(E113:E115)","v":8.1999999999999993},{"$f":"AVERAGE(F113:F115)","v":5.5999999999999988},null,{"$f":"H115","v":"2017-02-17"},null,{"$f":"J115","v":"TT"},null,{"$f":"AVERAGE(L113:L115)","v":200.85044766666667},13.665999999999999,15.663333333333334,-1.9973333333333334,-465.79654466666665,55.288220000000003,249.04929367390787,0,22.090889000000001,18.144110999999999,null,null,null,null,{"$f":"AVERAGE(Z113:Z115)","v":0},22.116666666666664,22.139999999999997,22.02,18.190000000000001,19.760000000000002,16.48]
[]
[null,null,null,null,null,null,null,null,null,null,null,null,null,null,null,null,null,{"$f":"P116*3/(T116-AF116)","v":-249.04959517110387}]
[]
[null,"VKL800; ISH Prototyp; 3,2mm Lamellenabstand, ohne Filter, mit Isolierung der Kondensatwanne",25,728,10,5.6,"ca. 45","2017-02-17","14:12:34","TT","VKL 800, Prototyp, kühlen",201.37563900000001,13.717000000000001,15.903,-2.1859999999999999,-511.12941000000001,54.543742000000002,{"$f":"P120*3/(AF120-T120)","v":243.08627615726064},0,23.088000000000001,18.496666999999999,23.088000000000001,18.496666999999999,"-",0,0,23.11,23.09,23.06,18.13,20.58,16.78,23.4]
[null,{"$f":"CONCATENATE(\"mit \",ROUND(L123,0),\" kg/h wasserseitig, \",ROUND(D123,0),\" 1/min Drehzahl\")","v":"mit 201 kg/h wasserseitig, 728 1/min Drehzahl"},25,728,10,5.6,"ca. 45","2017-02-17","14:13:44","TT","VKL 800, Prototyp, kühlen",201.04904400000001,13.699,15.891999999999999,-2.1930000000000001,-511.93453199999999,54.443745,{"$f":"P121*3/(AF121-T121)","v":242.93002151217971},0,23.102,18.501999999999999,23.102,18.501999999999999,"-",0,0,23.13,23.11,23.07,18.14,20.58,16.78,23.4]
[null,null,25,728,10,5.6,"ca. 45","2017-02-17","14:15:50","TT","VKL 800, Prototyp, kühlen",201.57599099999999,13.709,15.891999999999999,-2.1829999999999998,-510.93578500000001,54.318272999999998,{"$f":"P122*3/(AF122-T122)","v":241.18442810156452},0,23.115333,18.550332999999998,23.115333,18.550332999999998,"-",0,0,23.16,23.12,23.07,18.16,20.73,16.760000000000002,23.41]
["V19",{"$f":"B120","v":"VKL800; ISH Prototyp; 3,2mm Lamellenabstand, ohne Filter, mit Isolierung der Kondensatwanne"},{"$f":"AVERAGE(C120:C122)","v":25},{"$f":"AVERAGE(D120:D122)","v":728},{"$f":"AVERAGE(E120:E122)","v":10},{"$f":"AVERAGE(F120:F122)","v":5.5999999999999988},null,{"$f":"H122","v":"2017-02-17"},null,{"$f":"J122","v":"TT"},null,{"$f":"AVERAGE(L120:L122)","v":201.33355800000001},13.708333333333334,15.895666666666665,-2.1873333333333331,-511.33324233333332,54.435253333333328,242.40024192366829,0,23.101777666666663,18.516333333333332,null,null,null,null,{"$f":"AVERAGE(Z120:Z122)","v":0},23.133333333333329,23.106666666666669,23.066666666666663,18.143333333333331,20.63,16.773333333333337]
[]
[]
[null,"VKL800; ISH Prototyp; 3,2mm Lamellenabstand, mit Filter, mit Isolierung der Kondensatwanne",25,728,8,5.5,"ca. 45","2017-02-17","14:49:26","TT","VKL 800, Prototyp, kühlen",202.17917299999999,13.706,15.683,-1.9770000000000001,-464.105661,48.825816000000003,{"$f":"P126*3/(AF126-T126)","v":206.84119816981274},0,23.211333,18.529,23.211333,18.529,"-",0,0,23.18,23.14,23.32,17.61,21.5,16.48,23.55]
[null,{"$f":"CONCATENATE(\"mit \",ROUND(L129,0),\" kg/h wasserseitig, \",ROUND(D129,0),\" 1/min Drehzahl\")","v":"mit 202 kg/h wasserseitig, 728 1/min Drehzahl"},25,728,8,5.5,"ca. 45","2017-02-17","14:49:40","TT","VKL 800, Prototyp, kühlen",201.17585199999999,13.709,15.678000000000001,-1.9690000000000001,-459.93382200000002,48.381832000000003,{"$f":"P127*3/(AF127-T127)","v":204.86017038801199},0,23.215333000000001,18.521999999999998,23.215333000000001,18.521999999999998,"-",0,0,23.18,23.14,23.32,17.61,21.48,16.48,23.55]
[null,null,25,728,8,5.5,"ca. 45","2017-02-17","14:49:54","TT","VKL 800, Prototyp, kühlen",201.57622900000001,13.714,15.679,-1.9650000000000001,-459.91296399999999,48.430582999999999,{"$f":"P128*3/(AF128-T128)","v":204.69892095835621},0,23.210332999999999,18.516999999999999,23.210332999999999,18.516999999999999,"-",0,0,23.17,23.14,23.32,17.62,21.46,16.47,23.56]
["V20",{"$f":"B126","v":"VKL800; ISH Prototyp; 3,2mm Lamellenabstand, mit Filter, mit Isolierung der Kondensatwanne"},{"$f":"AVERAGE(C126:C128)","v":25},{"$f":"AVERAGE(D126:D128)","v":728},{"$f":"AVERAGE(E126:E128)","v":8},{"$f":"AVERAGE(F126:F128)","v":5.5},null,{"$f":"H128","v":"2017-02-17"},null,{"$f":"J128","v":"TT"},null,{"$f":"AVERAGE(L126:L128)","v":201.64375133333331},13.709666666666665,15.68,-1.9703333333333335,-461.31748233333337,48.546077000000004,205.4667631720603,0,23.212333000000001,18.522666666666666,null,null,null,null,{"$f":"AVERAGE(Z126:Z128)","v":0},23.176666666666666,23.14,23.320000000000004,17.613333333333333,21.48,16.476666666666667]
[]
[null,null,null,null,null,null,null,null,null,null,null,null,null,null,null,null,null,null,{"$f":"1/Q123*Q129","v":0.89181319140243442},{"$f":"1/R123*R129","v":0.84763431563224956}]
[]
[null,"VKL800; ISH Prototyp; 3,2mm Lamellenabstand, mit Filter, mit Isolierung der Kondensatwanne",25,751,8,5.5,"ca. 45","2017-02-17","15:13:00","TT","VKL 800, Prototyp, kühlen",201.17605599999999,13.711,15.747999999999999,-2.0369999999999999,-475.81825400000002,49.829118999999999,{"$f":"P133*3/(AF133-T133)","v":213.05294955223872},0,23.26,18.585332999999999,23.26,18.585332999999999,"-",0,0,23.21,23.17,23.4,17.68,21.51,16.559999999999999,23.64]
[null,{"$f":"CONCATENATE(\"mit \",ROUND(L136,0),\" kg/h wasserseitig, \",ROUND(D136,0),\" 1/min Drehzahl\")","v":"mit 201 kg/h wasserseitig, 751 1/min Drehzahl"},25,751,8,5.5,"ca. 45","2017-02-17","15:13:14","TT","VKL 800, Prototyp, kühlen",201.57616100000001,13.707000000000001,15.746,-2.0390000000000001,-477.23268100000001,49.980730999999999,{"$f":"P134*3/(AF134-T134)","v":213.51632245557383},0,23.255333,18.590667,23.255333,18.590667,"-",0,0,23.2,23.16,23.4,17.690000000000001,21.54,16.55,23.64]
[null,null,25,751,8,5.5,"ca. 45","2017-02-17","15:13:28","TT","VKL 800, Prototyp, kühlen",200.84975499999999,13.706,15.754,-2.048,-477.61178999999998,50.034408999999997,{"$f":"P135*3/(AF135-T135)","v":213.80282995260731},0,23.251667000000001,18.590667,23.251667000000001,18.590667,"-",0,0,23.19,23.16,23.4,17.68,21.54,16.55,23.64]
["V21",{"$f":"B133","v":"VKL800; ISH Prototyp; 3,2mm Lamellenabstand, mit Filter, mit Isolierung der Kondensatwanne"},{"$f":"AVERAGE(C133:C135)","v":25},{"$f":"AVERAGE(D133:D135)","v":751},{"$f":"AVERAGE(E133:E135)","v":8},{"$f":"AVERAGE(F133:F135)","v":5.5},null,{"$f":"H135","v":"2017-02-17"},null,{"$f":"J135","v":"TT"},null,{"$f":"AVERAGE(L133:L135)","v":201.20065733333331},13.707999999999998,15.749333333333333,-2.0413333333333337,-476.88757499999997,49.948086333333329,213.45736732013995,0,23.255666666666666,18.588888999999998,null,null,null,null,{"$f":"AVERAGE(Z133:Z135)","v":0},23.2,23.16333333333333,23.399999999999995,17.683333333333334,21.53,16.553333333333331]
[]
[]
[]
[null,"Drehzahlvariation"]
[]
[null,"2017-02-20"]
[null,"Druck = 990,3 mbar"]
[null,"Feuchtigkeit = 24,6%"]
[null,"Taupunkt = 2,9 °C"]
[]
[null,"VKL800; ISH Prototyp; 3,2mm Lamellenabstand, mit Filter, mit Isolierung der Kondensatwanne",24.9,488,3,3.5,null,"2017-02-20","08:15:37","TT","VKL800, 4L, ISH-Prototyp",199.92245399999999,13.606999999999999,14.795,-1.1879999999999999,-275.773032,34.256101000000001,136.22441900000001,0,21.657333000000001,15.611333,21.657333000000001,15.611333,"-",0,0,21.65,21.62,21.7,15.74,15.57,15.53,21.21]
[null,{"$f":"CONCATENATE(\"mit \",ROUND(L150,0),\" kg/h wasserseitig, \",ROUND(D150,0),\" 1/min Drehzahl\")","v":"mit 200 kg/h wasserseitig, 488 1/min Drehzahl"},24.9,488,3,3.5,null,"2017-02-20","08:16:33","TT","VKL800, 4L, ISH-Prototyp",200.252892,13.616,14.808,-1.1919999999999999,-277.15890300000001,34.423976000000003,136.465103,0,21.667332999999999,15.601667000000001,21.667332999999999,15.601667000000001,"-",0,0,21.66,21.64,21.71,15.72,15.56,15.52,21.23]
[null,null,24.9,488,3,3.5,null,"2017-02-20","08:17:15","TT","VKL800, 4L, ISH-Prototyp",199.723243,13.614000000000001,14.81,-1.196,-277.35344900000001,34.389764,136.20161899999999,0,21.678999999999998,15.597333000000001,21.678999999999998,15.597333000000001,"-",0,0,21.68,21.65,21.71,15.72,15.56,15.52,21.24]
["V22",{"$f":"B147","v":"VKL800; ISH Prototyp; 3,2mm Lamellenabstand, mit Filter, mit Isolierung der Kondensatwanne"},{"$f":"AVERAGE(C147:C149)","v":24.899999999999995},{"$f":"AVERAGE(D147:D149)","v":488},{"$f":"AVERAGE(E147:E149)","v":3},{"$f":"AVERAGE(F147:F149)","v":3.5},null,{"$f":"H149","v":"2017-02-20"},null,{"$f":"J149","v":"TT"},null,{"$f":"AVERAGE(L147:L149)","v":199.96619633333333},13.612333333333334,14.804333333333334,-1.1919999999999999,-276.76179466666667,34.356613666666668,136.29704699999999,0,21.667888666666666,15.603444333333334,null,null,null,null,{"$f":"AVERAGE(Z147:Z149)","v":0},21.663333333333338,21.636666666666667,21.706666666666667,15.726666666666667,15.563333333333334,15.523333333333332,21.226666666666663]
[]
[]
[null,"VKL800; ISH Prototyp; 3,2mm Lamellenabstand, mit Filter, mit Isolierung der Kondensatwanne",24.9,800,9,6,null,"2017-02-20","08:28:13","TT","VKL800, 4L, ISH-Prototyp",199.32464200000001,13.634,15.454000000000001,-1.82,-421.21726200000001,51.207675000000002,223.93475799999999,0,21.859667000000002,16.242000000000001,21.859667000000002,16.242000000000001,"-",0,0,21.84,21.86,21.88,16.32,16.25,16.170000000000002,21.41]
[null,{"$f":"CONCATENATE(\"mit \",ROUND(L156,0),\" kg/h wasserseitig, \",ROUND(D156,0),\" 1/min Drehzahl\")","v":"mit 199 kg/h wasserseitig, 800 1/min Drehzahl"},24.9,800,9,6,null,"2017-02-20","08:28:55","TT","VKL800, 4L, ISH-Prototyp",199.12853999999999,13.644,15.452,-1.8080000000000001,-418.02833099999998,50.797350999999999,221.81822199999999,0,21.873332999999999,16.245000000000001,21.873332999999999,16.245000000000001,"-",0,0,21.86,21.88,21.88,16.32,16.25,16.170000000000002,21.43]
[null,null,24.9,800,9,6,null,"2017-02-20","08:29:09","TT","VKL800, 4L, ISH-Prototyp",199.72209000000001,13.635999999999999,15.457000000000001,-1.821,-422.28905900000001,51.263188,224.07909000000001,0,21.873667000000001,16.245332999999999,21.873667000000001,16.245332999999999,"-",0,0,21.86,21.88,21.88,16.32,16.25,16.170000000000002,21.43]
["V23",{"$f":"B153","v":"VKL800; ISH Prototyp; 3,2mm Lamellenabstand, mit Filter, mit Isolierung der Kondensatwanne"},{"$f":"AVERAGE(C153:C155)","v":24.899999999999995},{"$f":"AVERAGE(D153:D155)","v":800},{"$f":"AVERAGE(E153:E155)","v":9},{"$f":"AVERAGE(F153:F155)","v":6},null,{"$f":"H155","v":"2017-02-20"},null,{"$f":"J155","v":"TT"},null,{"$f":"AVERAGE(L153:L155)","v":199.39175733333332},13.638,15.454333333333333,-1.8163333333333334,-420.51155066666666,51.089404666666667,223.27735666666663,0,21.868888999999999,16.244111,null,null,null,null,{"$f":"AVERAGE(Z153:Z155)","v":0},21.853333333333335,21.873333333333331,21.88,16.32,16.25,16.170000000000002,21.423333333333336]
[]
[]
[null,"VKL800; ISH Prototyp; 3,2mm Lamellenabstand, mit Filter, mit Isolierung der Kondensatwanne",24.5,1050,16,8,null,"2017-02-20","08:40:07","TT","VKL800, 4L, ISH-Prototyp",198.79377199999999,13.629,15.827999999999999,-2.1989999999999998,-507.57682399999999,62.545406999999997,307.25806699999998,0,21.744333000000001,16.810666999999999,21.744333000000001,16.810666999999999,"-",0,0,21.7,21.73,21.8,16.87,16.82,16.75,21.51]
[null,{"$f":"CONCATENATE(\"mit \",ROUND(L162,0),\" kg/h wasserseitig, \",ROUND(D162,0),\" 1/min Drehzahl\")","v":"mit 199 kg/h wasserseitig, 1050 1/min Drehzahl"},24.5,1050,16,8,null,"2017-02-20","08:39:39","TT","VKL800, 4L, ISH-Prototyp",199.723187,13.638999999999999,15.851000000000001,-2.2120000000000002,-512.96459400000003,63.318539000000001,310.54049700000002,0,21.740333,16.806999999999999,21.740333,16.806999999999999,"-",0,0,21.7,21.72,21.8,16.87,16.809999999999999,16.739999999999998,21.52]
[null,null,24.5,1050,16,8,null,"2017-02-20","08:40:35","TT","VKL800, 4L, ISH-Prototyp",199.521388,13.63,15.832000000000001,-2.202,-510.12963300000001,62.744,308.36587500000002,0,21.760332999999999,16.819666999999999,21.760332999999999,16.819666999999999,"-",0,0,21.68,21.79,21.81,16.88,16.82,16.75,21.52]
["V24",{"$f":"B159","v":"VKL800; ISH Prototyp; 3,2mm Lamellenabstand, mit Filter, mit Isolierung der Kondensatwanne"},{"$f":"AVERAGE(C159:C161)","v":24.5},{"$f":"AVERAGE(D159:D161)","v":1050},{"$f":"AVERAGE(E159:E161)","v":16},{"$f":"AVERAGE(F159:F161)","v":8},null,{"$f":"H161","v":"2017-02-20"},null,{"$f":"J161","v":"TT"},null,{"$f":"AVERAGE(L159:L161)","v":199.34611566666663},13.632666666666667,15.837000000000002,-2.204333333333333,-510.22368366666666,62.869315333333333,308.72147966666665,0,21.748333000000002,16.812444666666664,null,null,null,null,{"$f":"AVERAGE(Z159:Z161)","v":0},21.693333333333332,21.74666666666667,21.803333333333331,16.873333333333335,16.816666666666666,16.746666666666666,21.516666666666666]
[]
[]
[null,"VKL800; ISH Prototyp; 3,2mm Lamellenabstand, mit Filter, mit Isolierung der Kondensatwanne",24.5,1146,19,10,null,"2017-02-20","08:48:46","TT","VKL800, 4L, ISH-Prototyp",199.725278,13.631,15.96,-2.3290000000000002,-540.10264400000005,66.706789999999998,340.66509200000002,0,21.727667,16.992667000000001,21.727667,16.992667000000001,"-",0,0,21.7,21.76,21.73,17.059999999999999,17,16.920000000000002,21.57]
[null,{"$f":"CONCATENATE(\"mit \",ROUND(L168,0),\" kg/h wasserseitig, \",ROUND(D168,0),\" 1/min Drehzahl\")","v":"mit 199 kg/h wasserseitig, 1146 1/min Drehzahl"},24.5,1146,19,10,null,"2017-02-20","08:49:14","TT","VKL800, 4L, ISH-Prototyp",198.79132999999999,13.645,15.961,-2.3159999999999998,-534.57639200000006,65.915707999999995,335.24421999999998,0,21.754999999999999,16.992667000000001,21.754999999999999,16.992667000000001,"-",0,0,21.73,21.8,21.73,17.05,17,16.93,21.56]
[null,null,24.5,1146,19,10,null,"2017-02-20","08:49:56","TT","VKL800, 4L, ISH-Prototyp",198.79337599999999,13.648,15.978999999999999,-2.331,-538.04421200000002,66.231695000000002,336.52389099999999,0,21.771667000000001,16.996666999999999,21.771667000000001,16.996666999999999,"-",0,0,21.76,21.8,21.76,17.05,17,16.93,21.56]
["V25",{"$f":"B165","v":"VKL800; ISH Prototyp; 3,2mm Lamellenabstand, mit Filter, mit Isolierung der Kondensatwanne"},{"$f":"AVERAGE(C165:C167)","v":24.5},{"$f":"AVERAGE(D165:D167)","v":1146},{"$f":"AVERAGE(E165:E167)","v":19},{"$f":"AVERAGE(F165:F167)","v":10},null,{"$f":"H167","v":"2017-02-20"},null,{"$f":"J167","v":"TT"},null,{"$f":"AVERAGE(L165:L167)","v":199.103328},13.641333333333334,15.966666666666667,-2.325333333333333,-537.57441600000004,66.284731000000008,337.47773433333333,0,21.751444666666668,16.994000333333332,null,null,null,null,{"$f":"AVERAGE(Z165:Z167)","v":0},21.73,21.786666666666665,21.74,17.053333333333331,17,16.926666666666666,21.563333333333333]
[]
[]
[]
[null,"Wassermengenvariation"]
[]
[]
[null,"VKL800; ISH Prototyp; 3,2mm Lamellenabstand, mit Filter, mit Isolierung der Kondensatwanne",2.8,748,8,5.6,null,"2017-02-20","09:51:41","TT","VKL800, 4L, ISH-Prototyp",62.135165000000001,13.814,17.716000000000001,-3.9020000000000001,-281.51303000000001,34.970562999999999,212.50881000000001,0,21.864000000000001,17.907667,21.864000000000001,17.907667,"-",0,0,21.75,21.84,22,17.95,17.93,17.84,22.11]
[null,{"$f":"CONCATENATE(\"mit \",ROUND(L178,0),\" kg/h wasserseitig, \",ROUND(D178,0),\" 1/min Drehzahl\")","v":"mit 62 kg/h wasserseitig, 748 1/min Drehzahl"},2.8,748,8,5.6,null,"2017-02-20","09:52:09","TT","VKL800, 4L, ISH-Prototyp",61.999256000000003,13.811999999999999,17.734999999999999,-3.923,-282.409021,34.967480000000002,212.46912900000001,0,21.888332999999999,17.918666999999999,21.888332999999999,17.918666999999999,"-",0,0,21.78,21.88,22.01,17.96,17.940000000000001,17.850000000000001,22.11]
[null,null,2.8,748,8,5.6,null,"2017-02-20","09:52:23","TT","VKL800, 4L, ISH-Prototyp",61.999110999999999,13.816000000000001,17.742000000000001,-3.9260000000000002,-282.624325,34.943660000000001,212.00803099999999,0,21.904,17.922667000000001,21.904,17.922667000000001,"-",0,0,21.8,21.9,22.01,17.97,17.940000000000001,17.850000000000001,22.12]
["V26",{"$f":"B175","v":"VKL800; ISH Prototyp; 3,2mm Lamellenabstand, mit Filter, mit Isolierung der Kondensatwanne"},{"$f":"AVERAGE(C175:C177)","v":2.7999999999999994},{"$f":"AVERAGE(D175:D177)","v":748},{"$f":"AVERAGE(E175:E177)","v":8},{"$f":"AVERAGE(F175:F177)","v":5.5999999999999988},null,{"$f":"H177","v":"2017-02-20"},null,{"$f":"J177","v":"TT"},null,{"$f":"AVERAGE(L175:L177)","v":62.044510666666667},13.814,17.730999999999998,-3.9170000000000003,-282.18212533333332,34.960567666666662,212.32865666666666,0,21.885444333333336,17.91633366666667,null,null,null,null,{"$f":"AVERAGE(Z175:Z177)","v":0},21.776666666666667,21.873333333333335,22.006666666666671,17.959999999999997,17.936666666666667,17.846666666666668,22.113333333333333]
[]
[]
[null,"VKL800; ISH Prototyp; 3,2mm Lamellenabstand, mit Filter, mit Isolierung der Kondensatwanne",8.6999999999999993,748,8,5.6,null,"2017-02-20","09:24:55","TT","VKL800, 4L, ISH-Prototyp",111.944007,13.696,16.396999999999998,-2.7010000000000001,-351.07444199999998,43.702213,212.62100599999999,0,21.729333,16.797999999999998,21.729333,16.797999999999998,"-",0,0,21.71,21.71,21.77,16.87,16.8,16.73,21.85]
[null,{"$f":"CONCATENATE(\"mit \",ROUND(L184,0),\" kg/h wasserseitig, \",ROUND(D184,0),\" 1/min Drehzahl\")","v":"mit 112 kg/h wasserseitig, 748 1/min Drehzahl"},8.6999999999999993,748,8,5.6,null,"2017-02-20","09:25:51","TT","VKL800, 4L, ISH-Prototyp",111.81206,13.705,16.388000000000002,-2.6829999999999998,-348.32376199999999,43.430086000000003,211.06925100000001,0,21.725332999999999,16.796666999999999,21.725332999999999,16.796666999999999,"-",0,0,21.73,21.7,21.74,16.87,16.79,16.73,21.87]
[null,null,8.6999999999999993,748,8,5.6,null,"2017-02-20","09:26:33","TT","VKL800, 4L, ISH-Prototyp",112.05444,13.705,16.456,-2.7509999999999999,-357.92616099999998,44.464717999999998,215.98224500000001,0,21.754667000000001,16.805333000000001,21.754667000000001,16.805333000000001,"-",0,0,21.76,21.74,21.77,16.88,16.8,16.739999999999998,21.87]
["V27",{"$f":"B181","v":"VKL800; ISH Prototyp; 3,2mm Lamellenabstand, mit Filter, mit Isolierung der Kondensatwanne"},{"$f":"AVERAGE(C181:C183)","v":8.6999999999999993},{"$f":"AVERAGE(D181:D183)","v":748},{"$f":"AVERAGE(E181:E183)","v":8},{"$f":"AVERAGE(F181:F183)","v":5.5999999999999988},null,{"$f":"H183","v":"2017-02-20"},null,{"$f":"J183","v":"TT"},null,{"$f":"AVERAGE(L181:L183)","v":111.93683566666668},13.702,16.413666666666668,-2.7116666666666664,-352.44145499999996,43.865672333333329,213.22416733333333,0,21.736444333333335,16.8,null,null,null,null,{"$f":"AVERAGE(Z181:Z183)","v":0},21.733333333333334,21.716666666666665,21.76,16.873333333333335,16.796666666666667,16.733333333333334,21.863333333333333]
[]
[]
[null,"VKL800; ISH Prototyp; 3,2mm Lamellenabstand, mit Filter, mit Isolierung der Kondensatwanne",39.200000000000003,748,8,5.6,null,"2017-02-20","10:09:42","TT","VKL800, 4L, ISH-Prototyp",257.52534300000002,13.63,15.069000000000001,-1.4390000000000001,-430.28335800000002,50.941203000000002,213.11231699999999,0,22.076667,16.046666999999999,22.076667,16.046666999999999,"-",0,0,22.07,22.04,22.12,16.13,16.04,15.97,22.26]
[null,{"$f":"CONCATENATE(\"mit \",ROUND(L190,0),\" kg/h wasserseitig, \",ROUND(D190,0),\" 1/min Drehzahl\")","v":"mit 258 kg/h wasserseitig, 748 1/min Drehzahl"},39.200000000000003,748,8,5.6,null,"2017-02-20","10:10:24","TT","VKL800, 4L, ISH-Prototyp",257.52663200000001,13.631,15.045999999999999,-1.415,-423.10910200000001,50.306249999999999,210.419781,0,22.041667,16.036332999999999,22.041667,16.036332999999999,"-",0,0,22.01,22.01,22.11,16.13,16.02,15.96,22.26]
[null,null,39.200000000000003,748,8,5.6,null,"2017-02-20","10:12:16","TT","VKL800, 4L, ISH-Prototyp",260.39492000000001,13.637,15.048999999999999,-1.4119999999999999,-426.91457800000001,51.009388999999999,212.99803,0,22.006333000000001,16.020333000000001,22.006333000000001,16.020333000000001,"-",0,0,21.87,22.07,22.08,16.11,16.010000000000002,15.94,22.25]
["V28",{"$f":"B187","v":"VKL800; ISH Prototyp; 3,2mm Lamellenabstand, mit Filter, mit Isolierung der Kondensatwanne"},{"$f":"AVERAGE(C187:C189)","v":39.200000000000003},{"$f":"AVERAGE(D187:D189)","v":748},{"$f":"AVERAGE(E187:E189)","v":8},{"$f":"AVERAGE(F187:F189)","v":5.5999999999999988},null,{"$f":"H189","v":"2017-02-20"},null,{"$f":"J189","v":"TT"},null,{"$f":"AVERAGE(L187:L189)","v":258.48229833333335},13.632666666666667,15.054666666666668,-1.4219999999999999,-426.76901266666664,50.752280666666671,212.17670933333332,0,22.041555666666667,16.034444333333333,null,null,null,null,{"$f":"AVERAGE(Z187:Z189)","v":0},21.983333333333334,22.040000000000003,22.103333333333335,16.123333333333331,16.023333333333337,15.956666666666665,22.256666666666671]
[]
[]
[null,"VKL800; ISH Prototyp; 3,2mm Lamellenabstand, mit Filter, mit Isolierung der Kondensatwanne",55.8,748,8,5.6,null,"2017-02-20","10:29:17","TT","VKL800, 4L, ISH-Prototyp",314.81464799999998,13.638999999999999,14.858000000000001,-1.2190000000000001,-445.586904,53.769385999999997,220.08361099999999,0,21.925999999999998,15.879333000000001,21.925999999999998,15.879333000000001,"-",0,0,21.89,21.88,22,15.97,15.87,15.8,22.27]
[null,{"$f":"CONCATENATE(\"mit \",ROUND(L196,0),\" kg/h wasserseitig, \",ROUND(D196,0),\" 1/min Drehzahl\")","v":"mit 314 kg/h wasserseitig, 748 1/min Drehzahl"},55.8,748,8,5.6,null,"2017-02-20","10:29:31","TT","VKL800, 4L, ISH-Prototyp",313.99821600000001,13.64,14.865,-1.2250000000000001,-446.618852,53.815984,220.144283,0,21.939,15.88,21.939,15.88,"-",0,0,21.91,21.9,22.01,15.97,15.87,15.8,22.27]
[null,null,55.8,748,8,5.6,null,"2017-02-20","10:29:59","TT","VKL800, 4L, ISH-Prototyp",313.37320699999998,13.65,14.862,-1.212,-440.99966799999999,53.013263999999999,216.57621900000001,0,21.968667,15.887333,21.968667,15.887333,"-",0,0,21.94,21.93,22.03,15.97,15.88,15.81,22.29]
["V29",{"$f":"B193","v":"VKL800; ISH Prototyp; 3,2mm Lamellenabstand, mit Filter, mit Isolierung der Kondensatwanne"},{"$f":"AVERAGE(C193:C195)","v":55.79999999999999},{"$f":"AVERAGE(D193:D195)","v":748},{"$f":"AVERAGE(E193:E195)","v":8},{"$f":"AVERAGE(F193:F195)","v":5.5999999999999988},null,{"$f":"H195","v":"2017-02-20"},null,{"$f":"J195","v":"TT"},null,{"$f":"AVERAGE(L193:L195)","v":314.06202366666668},13.643000000000001,14.861666666666666,-1.2186666666666666,-444.40180800000002,53.532878000000004,218.93470433333334,0,21.944555666666663,15.882222000000001,null,null,null,null,{"$f":"AVERAGE(Z193:Z195)","v":0},21.91333333333333,21.903333333333336,22.013333333333335,15.97,15.873333333333333,15.803333333333335,22.276666666666667]
[]
[]
[]
[null,"Messungen mit Schalldämmung"]
[]
[null,"VKL800; ISH Prototyp; 3,2mm Lamellenabstand, mit Filter, mit Isolierung der Kondensatwanne",25.5,755,9,5.6,null,"2017-02-20","13:10:31","TT","VKL800, 4L, ISH-Prototyp",203.10781900000001,13.683,15.622999999999999,-1.94,-457.51164599999998,50.425620000000002,217.56587200000001,0,22.756,16.475667000000001,22.756,16.475667000000001,"-",0,0,22.71,22.73,22.82,16.559999999999999,16.48,16.39,22.97]
[null,{"$f":"CONCATENATE(\"mit \",ROUND(L205,0),\" kg/h wasserseitig, \",ROUND(D205,0),\" 1/min Drehzahl\")","v":"mit 204 kg/h wasserseitig, 755 1/min Drehzahl"},25.5,755,9,5.6,null,"2017-02-20","13:10:45","TT","VKL800, 4L, ISH-Prototyp",204.44143099999999,13.683999999999999,15.614000000000001,-1.93,-458.14188899999999,50.433937999999998,217.53075699999999,0,22.768000000000001,16.478000000000002,22.768000000000001,16.478000000000002,"-",0,0,22.73,22.74,22.83,16.57,16.47,16.399999999999999,22.97]
[null,null,25.5,755,9,5.6,null,"2017-02-20","13:14:29","TT","VKL800, 4L, ISH-Prototyp",203.828709,13.680999999999999,15.574999999999999,-1.8939999999999999,-448.24877300000003,49.339435999999999,212.450604,0,22.765999999999998,16.464666999999999,22.765999999999998,16.464666999999999,"-",0,0,22.73,22.76,22.81,16.55,16.46,16.38,22.99]
["V30",{"$f":"B202","v":"VKL800; ISH Prototyp; 3,2mm Lamellenabstand, mit Filter, mit Isolierung der Kondensatwanne"},{"$f":"AVERAGE(C202:C204)","v":25.5},{"$f":"AVERAGE(D202:D204)","v":755},{"$f":"AVERAGE(E202:E204)","v":9},{"$f":"AVERAGE(F202:F204)","v":5.5999999999999988},null,{"$f":"H204","v":"2017-02-20"},null,{"$f":"J204","v":"TT"},null,{"$f":"AVERAGE(L202:L204)","v":203.792653},13.682666666666664,15.603999999999999,-1.9213333333333333,-454.63410266666665,50.066331333333331,215.84907766666666,0,22.763333333333332,16.472778000000002,null,null,null,null,{"$f":"AVERAGE(Z202:Z204)","v":0},22.723333333333333,22.743333333333336,22.819999999999997,16.559999999999999,16.470000000000002,16.39,22.976666666666663]
[]
[]
[null,"VKL800; ISH Prototyp; 3,2mm Lamellenabstand, mit Filter, \nmit Isolierung der Kondensatwanne, mit 1cm Schalldämmung",26.1,755,9,5.6,null,"2017-02-20","14:09:20","TT","VKL800, 4L, ISH-Prototyp",206.49105,13.678000000000001,15.58,-1.9019999999999999,-456.02171700000002,49.953085000000002,215.496272,0,22.806999999999999,16.486999999999998,22.806999999999999,16.486999999999998,"-",0,0,22.77,22.75,22.9,16.45,16.59,16.420000000000002,23.19]
[null,{"$f":"CONCATENATE(\"mit \",ROUND(L211,0),\" kg/h wasserseitig, \",ROUND(D211,0),\" 1/min Drehzahl\")","v":"mit 206 kg/h wasserseitig, 755 1/min Drehzahl"},26.1,755,9,5.6,null,"2017-02-20","14:10:02","TT","VKL800, 4L, ISH-Prototyp",205.57076799999999,13.685,15.6,-1.915,-457.09231399999999,50.359050000000003,217.48189300000001,0,22.761666999999999,16.484667000000002,22.761666999999999,16.484667000000002,"-",0,0,22.74,22.65,22.89,16.45,16.579999999999998,16.420000000000002,23.17]
[null,null,26.1,755,9,5.6,null,"2017-02-20","14:16:48","TT","VKL800, 4L, ISH-Prototyp",206.79487900000001,13.686,15.602,-1.9159999999999999,-460.05426899999998,50.468527000000002,217.65443500000001,0,22.801666999999998,16.489000000000001,22.801666999999998,16.489000000000001,"-",0,0,22.75,22.78,22.88,16.46,16.57,16.43,23.19]
["V31",{"$f":"B208","v":"VKL800; ISH Prototyp; 3,2mm Lamellenabstand, mit Filter, \nmit Isolierung der Kondensatwanne, mit 1cm Schalldämmung"},{"$f":"AVERAGE(C208:C210)","v":26.100000000000005},{"$f":"AVERAGE(D208:D210)","v":755},{"$f":"AVERAGE(E208:E210)","v":9},{"$f":"AVERAGE(F208:F210)","v":5.5999999999999988},null,{"$f":"H210","v":"2017-02-20"},null,{"$f":"J210","v":"TT"},null,{"$f":"AVERAGE(L208:L210)","v":206.28556566666668},13.683,15.593999999999999,-1.9110000000000003,-457.7227666666667,50.260220666666669,216.87753333333333,0,22.790111333333332,16.486889000000001,null,null,null,null,{"$f":"AVERAGE(Z208:Z210)","v":0},22.75333333333333,22.72666666666667,22.89,16.453333333333333,16.580000000000002,16.423333333333336,23.183333333333334]
[]
[]
[null,"Drehzahlvariation - mit 2-2,5cm Schalldämmung, 3,2mm Lamellenabstand, mit Isolierung der Kondensatwanne, mit Filter"]
[null,"immer mit 3,2mm Lamellenabstand und Isolierung der Kondensatwanne"]
[]
[null,"VKL800; ISH Prototyp; mit Filter, mit 2-2,5cm Schalldämmung",26.1,748,9,5.6,null,"2017-02-20","14:42:14","TT","VKL800, 4L, ISH-Prototyp",206.700479,13.678000000000001,15.545,-1.867,-448.08415000000002,48.738351000000002,213.479275,0,22.871666999999999,16.603000000000002,22.871666999999999,16.603000000000002,"-",0,0,22.85,22.86,22.9,16.68,16.62,16.5,23.27]
[null,{"$f":"CONCATENATE(\"mit \",ROUND(L220,0),\" kg/h wasserseitig, \",ROUND(D220,0),\" 1/min Drehzahl\")","v":"mit 206 kg/h wasserseitig, 748 1/min Drehzahl"},26.1,748,9,5.6,null,"2017-02-20","14:42:42","TT","VKL800, 4L, ISH-Prototyp",205.57350400000001,13.682,15.531000000000001,-1.849,-441.34461399999998,48.047097000000001,210.357865,0,22.867667000000001,16.601666999999999,22.867667000000001,16.601666999999999,"-",0,0,22.86,22.85,22.89,16.68,16.63,16.5,23.29]
[null,null,26.1,748,9,5.6,null,"2017-02-20","14:46:26","TT","VKL800, 4L, ISH-Prototyp",206.49047300000001,13.680999999999999,15.538,-1.857,-445.23131699999999,48.872812000000003,213.45948000000001,0,22.791,16.561667,22.791,16.561667,"-",0,0,22.77,22.77,22.84,16.64,16.579999999999998,16.46,23.28]
["V32",{"$f":"B217","v":"VKL800; ISH Prototyp; mit Filter, mit 2-2,5cm Schalldämmung"},{"$f":"AVERAGE(C217:C219)","v":26.100000000000005},{"$f":"AVERAGE(D217:D219)","v":748},{"$f":"AVERAGE(E217:E219)","v":9},{"$f":"AVERAGE(F217:F219)","v":5.5999999999999988},null,{"$f":"H219","v":"2017-02-20"},null,{"$f":"J219","v":"TT"},null,{"$f":"AVERAGE(L217:L219)","v":206.25481866666669},13.680333333333332,15.538000000000002,-1.8576666666666668,-444.88669366666664,48.552753333333335,212.43220666666664,0,22.843444666666667,16.588778000000001,null,null,null,null,{"$f":"AVERAGE(Z217:Z219)","v":0},22.826666666666668,22.826666666666668,22.876666666666665,16.666666666666668,16.61,16.486666666666668,23.28]
[]
[]
[null,"VKL800; ISH Prototyp; mit Filter, mit 2-2,5cm Schalldämmung",26.1,488,3.5,3.5,null,"2017-02-20","15:03:28","TT","VKL800, 4L, ISH-Prototyp",207.208842,13.691000000000001,14.926,-1.2350000000000001,-297.13172400000002,33.014636000000003,133.21018699999999,0,22.690999999999999,16.029333000000001,22.690999999999999,16.029333000000001,"-",0,0,22.68,22.66,22.73,16.14,16.04,15.91,23.32]
[null,{"$f":"CONCATENATE(\"mit \",ROUND(L226,0),\" kg/h wasserseitig, \",ROUND(D226,0),\" 1/min Drehzahl\")","v":"mit 206 kg/h wasserseitig, 488 1/min Drehzahl"},26.1,488,3.5,3.5,null,"2017-02-20","15:03:56","TT","VKL800, 4L, ISH-Prototyp",205.360435,13.678000000000001,14.932,-1.254,-299.011639,33.152298999999999,133.8922,0,22.697333,16.027667000000001,22.697333,16.027667000000001,"-",0,0,22.69,22.67,22.73,16.14,16.04,15.91,23.33]
[null,null,26.1,488,3.5,3.5,null,"2017-02-20","15:06:02","TT","VKL800, 4L, ISH-Prototyp",206.083631,13.683999999999999,14.903,-1.2190000000000001,-291.68962599999998,32.547381000000001,130.78347199999999,0,22.646000000000001,15.984999999999999,22.646000000000001,15.984999999999999,"-",0,0,22.61,22.62,22.71,16.09,15.99,15.87,23.33]
["V33",{"$f":"B223","v":"VKL800; ISH Prototyp; mit Filter, mit 2-2,5cm Schalldämmung"},{"$f":"AVERAGE(C223:C225)","v":26.100000000000005},{"$f":"AVERAGE(D223:D225)","v":488},{"$f":"AVERAGE(E223:E225)","v":3.5},{"$f":"AVERAGE(F223:F225)","v":3.5},null,{"$f":"H225","v":"2017-02-20"},null,{"$f":"J225","v":"TT"},null,{"$f":"AVERAGE(L223:L225)","v":206.217636},13.684333333333333,14.920333333333334,-1.236,-295.94432966666665,32.904772000000001,132.62861966666665,0,22.678111000000001,16.013999999999999,null,null,null,null,{"$f":"AVERAGE(Z223:Z225)","v":0},22.66,22.650000000000002,22.723333333333333,16.123333333333335,16.023333333333333,15.896666666666667,23.326666666666664]
[]
[]
[null,"VKL800; ISH Prototyp; mit Filter, mit 2-2,5cm Schalldämmung",25.2,1037,16,8,null,"2017-02-20","16:19:19","TT","VKL800, 4L, ISH-Prototyp",201.77754200000001,13.688000000000001,16.026,-2.3380000000000001,-547.76100899999994,62.644213999999998,309.20893000000001,0,22.431999999999999,17.141332999999999,22.431999999999999,17.141332999999999,"-",0,0,22.37,22.39,22.54,17.149999999999999,17.190000000000001,17.079999999999998,22.99]
[null,{"$f":"CONCATENATE(\"mit \",ROUND(L232,0),\" kg/h wasserseitig, \",ROUND(D232,0),\" 1/min Drehzahl\")","v":"mit 202 kg/h wasserseitig, 1037 1/min Drehzahl"},25.2,1037,16,8,null,"2017-02-20","16:19:47","TT","VKL800, 4L, ISH-Prototyp",202.502128,13.69,16.032,-2.3420000000000001,-550.66853700000001,62.849747000000001,310.01034700000002,0,22.451667,17.146667000000001,22.451667,17.146667000000001,"-",0,0,22.38,22.4,22.58,17.149999999999999,17.190000000000001,17.09,23]
[null," -> Ventilator läuft instabil (pumpt)",25.2,1037,16,8,null,"2017-02-20","16:20:15","TT","VKL800, 4L, ISH-Prototyp",201.97862900000001,13.69,16.018999999999998,-2.3290000000000002,-546.19621800000004,62.209136000000001,306.66399999999999,0,22.47,17.150666999999999,22.47,17.150666999999999,"-",0,0,22.35,22.46,22.6,17.16,17.2,17.100000000000001,22.97]
["V34",{"$f":"B229","v":"VKL800; ISH Prototyp; mit Filter, mit 2-2,5cm Schalldämmung"},{"$f":"AVERAGE(C229:C231)","v":25.2},{"$f":"AVERAGE(D229:D231)","v":1037},{"$f":"AVERAGE(E229:E231)","v":16},{"$f":"AVERAGE(F229:F231)","v":8},null,{"$f":"H231","v":"2017-02-20"},null,{"$f":"J231","v":"TT"},null,{"$f":"AVERAGE(L229:L231)","v":202.08609966666668},13.689333333333332,16.025666666666666,-2.3363333333333336,-548.20858799999996,62.567699000000005,308.62775900000003,0,22.451222333333334,17.146222333333331,null,null,null,null,{"$f":"AVERAGE(Z229:Z231)","v":0},22.366666666666664,22.416666666666668,22.573333333333334,17.153333333333332,17.193333333333332,17.09,22.986666666666665]
[]
[]
[null,"VKL800; ISH Prototyp; mit Filter, mit 2-2,5cm Schalldämmung",26.1,1146,23,10,null,"2017-02-20","16:34:00","TT","VKL800, 4L, ISH-Prototyp",201.57559599999999,13.679,16.209,-2.5299999999999998,-592.15071,67.119512,347.285574,0,22.501332999999999,17.408999999999999,22.501332999999999,17.408999999999999,"-",0,0,22.42,22.46,22.63,17.420000000000002,17.45,17.36,22.89]
[null,{"$f":"CONCATENATE(\"mit \",ROUND(L238,0),\" kg/h wasserseitig, \",ROUND(D238,0),\" 1/min Drehzahl\")","v":"mit 202 kg/h wasserseitig, 1146 1/min Drehzahl"},26.1,1146,23,10,null,"2017-02-20","16:34:14","TT","VKL800, 4L, ISH-Prototyp",201.775869,13.68,16.209,-2.5289999999999999,-592.50474999999994,66.992585000000005,346.24666100000002,0,22.524332999999999,17.413667,22.524332999999999,17.413667,"-",0,0,22.46,22.48,22.64,17.420000000000002,17.46,17.36,22.89]
[null," -> Ventilator läuft instabil (pumpt)",26.1,1146,23,10,null,"2017-02-20","16:34:28","TT","VKL800, 4L, ISH-Prototyp",202.29920999999999,13.680999999999999,16.221,-2.54,-596.62532599999997,67.258229,347.00245699999999,0,22.551666999999998,17.416667,22.551666999999998,17.416667,"-",0,0,22.51,22.5,22.65,17.43,17.46,17.36,22.89]
["V35",{"$f":"B235","v":"VKL800; ISH Prototyp; mit Filter, mit 2-2,5cm Schalldämmung"},{"$f":"AVERAGE(C235:C237)","v":26.100000000000005},{"$f":"AVERAGE(D235:D237)","v":1146},{"$f":"AVERAGE(E235:E237)","v":23},{"$f":"AVERAGE(F235:F237)","v":10},null,{"$f":"H237","v":"2017-02-20"},null,{"$f":"J237","v":"TT"},null,{"$f":"AVERAGE(L235:L237)","v":201.88355833333333},13.68,16.212999999999997,-2.5329999999999999,-593.7602619999999,67.123441999999997,346.84489733333334,0,22.525777666666666,17.413111333333333,null,null,null,null,{"$f":"AVERAGE(Z235:Z237)","v":0},22.463333333333335,22.48,22.639999999999997,17.423333333333336,17.456666666666667,17.36,22.89]
[]
[]
[]
[null,"VKL800; ISH Prototyp; mit Filter, mit 2-2,5cm Schalldämmung",25.9,737,6,5.6,null,"2017-02-21","09:08:47","TT","VKL800, 4L, ISH-Prototyp",204.95644100000001,13.617000000000001,15.209,-1.5920000000000001,-378.85970400000002,48.484732999999999,210.84926100000001,0,21.431000000000001,16.064667,21.431000000000001,16.064667,"-",0,0,21.41,21.42,21.46,16.079999999999998,16.12,16,21.07]
[null,{"$f":"CONCATENATE(\"mit \",ROUND(L245,0),\" kg/h wasserseitig, \",ROUND(D245,0),\" 1/min Drehzahl\")","v":"mit 205 kg/h wasserseitig, 737 1/min Drehzahl"},25.9,737,6,5.6,null,"2017-02-21","09:09:01","TT","VKL800, 4L, ISH-Prototyp",204.954497,13.609,15.222,-1.613,-383.85358400000001,49.029707999999999,213.31054,0,21.437999999999999,16.063666999999999,21.437999999999999,16.063666999999999,"-",0,0,21.43,21.43,21.46,16.079999999999998,16.11,16,21.07]
[null,null,25.9,737,6,5.6,null,"2017-02-21","09:09:15","TT","VKL800, 4L, ISH-Prototyp",204.54768899999999,13.603999999999999,15.209,-1.605,-381.19166300000001,48.642066999999997,211.68686400000001,0,21.440667000000001,16.062667000000001,21.440667000000001,16.062667000000001,"-",0,0,21.42,21.43,21.47,16.079999999999998,16.11,15.99,21.07]
["V36",{"$f":"B242","v":"VKL800; ISH Prototyp; mit Filter, mit 2-2,5cm Schalldämmung"},{"$f":"AVERAGE(C242:C244)","v":25.899999999999995},{"$f":"AVERAGE(D242:D244)","v":737},{"$f":"AVERAGE(E242:E244)","v":6},{"$f":"AVERAGE(F242:F244)","v":5.5999999999999988},null,{"$f":"H244","v":"2017-02-21"},null,{"$f":"J244","v":"TT"},null,{"$f":"AVERAGE(L242:L244)","v":204.81954233333332},13.61,15.213333333333333,-1.6033333333333335,-381.30165033333333,48.718836000000003,211.94888833333334,0,21.436555666666667,16.063666999999999,null,null,null,null,{"$f":"AVERAGE(Z242:Z244)","v":0},21.42,21.426666666666666,21.463333333333335,16.079999999999998,16.113333333333333,15.996666666666668,21.07]
[]
[]
[null,"VKL800; ISH Prototyp; mit Filter, mit 2-2,5cm Schalldämmung",25.9,1036,14,8,null,"2017-02-21","09:15:33","TT","VKL800, 4L, ISH-Prototyp",205.36422200000001,13.622999999999999,15.695,-2.0720000000000001,-494.06980800000002,61.561216999999999,296.47766999999999,0,21.648667,16.671666999999999,21.648667,16.671666999999999,"-",0,0,21.64,21.62,21.69,16.68,16.71,16.63,21.17]
[null,{"$f":"CONCATENATE(\"mit \",ROUND(L251,0),\" kg/h wasserseitig, \",ROUND(D251,0),\" 1/min Drehzahl\")","v":"mit 206 kg/h wasserseitig, 1036 1/min Drehzahl"},25.9,1036,14,8,null,"2017-02-21","09:16:01","TT","VKL800, 4L, ISH-Prototyp",205.362617,13.628,15.692,-2.0640000000000001,-492.15835600000003,61.338335000000001,295.84582899999998,0,21.651667,16.683333000000001,21.651667,16.683333000000001,"-",0,0,21.64,21.61,21.7,16.690000000000001,16.72,16.64,21.17]
[null,null,25.9,1036,14,8,null,"2017-02-21","09:16:15","TT","VKL800, 4L, ISH-Prototyp",205.874021,13.638,15.686999999999999,-2.0489999999999999,-489.798314,61.145809,294.66439700000001,0,21.648333000000001,16.684000000000001,21.648333000000001,16.684000000000001,"-",0,0,21.63,21.61,21.71,16.690000000000001,16.72,16.64,21.17]
["V37",{"$f":"B248","v":"VKL800; ISH Prototyp; mit Filter, mit 2-2,5cm Schalldämmung"},{"$f":"AVERAGE(C248:C250)","v":25.899999999999995},{"$f":"AVERAGE(D248:D250)","v":1036},{"$f":"AVERAGE(E248:E250)","v":14},{"$f":"AVERAGE(F248:F250)","v":8},null,{"$f":"H250","v":"2017-02-21"},null,{"$f":"J250","v":"TT"},null,{"$f":"AVERAGE(L248:L250)","v":205.53362000000001},13.629666666666665,15.691333333333333,-2.061666666666667,-492.00882600000006,61.348453666666671,295.66263199999997,0,21.649555666666668,16.679666666666666,null,null,null,null,{"$f":"AVERAGE(Z248:Z250)","v":0},21.636666666666667,21.613333333333333,21.7,16.686666666666667,16.716666666666665,16.636666666666667,21.17]
[]
[]
[null,"4-4,5cm Schalldämmung, 3,2mm Lamellenabstand, mit Isolierung der Kondensatwanne, mit Filter"]
[]
[null,"VKL800; ISH Prototyp; mit Filter, mit 4-4,5cm Schalldämmung",25.8,737,4.5,5.6,null,"2017-02-21","09:48:13","TT","VKL800, 4L, ISH-Prototyp",204.438198,13.659000000000001,15.183,-1.524,-361.76020599999998,43.547091999999999,183.640578,0,21.966332999999999,16.082999999999998,21.966332999999999,16.082999999999998,"-",0,0,21.97,21.96,21.97,16.07,16.14,16.04,21.63]
[null,{"$f":"CONCATENATE(\"mit \",ROUND(L259,0),\" kg/h wasserseitig, \",ROUND(D259,0),\" 1/min Drehzahl\")","v":"mit 205 kg/h wasserseitig, 737 1/min Drehzahl"},25.8,737,4.5,5.6,null,"2017-02-21","09:48:41","TT","VKL800, 4L, ISH-Prototyp",205.164141,13.65,15.173999999999999,-1.524,-363.04478599999999,43.565373999999998,184.00077099999999,0,21.983332999999998,16.090667,21.983332999999998,16.090667,"-",0,0,21.98,21.98,21.98,16.079999999999998,16.14,16.05,21.64]
[null,null,25.8,737,4.5,5.6,null,"2017-02-21","09:48:55","TT","VKL800, 4L, ISH-Prototyp",204.54755299999999,13.641,15.167999999999999,-1.5269999999999999,-362.66622100000001,43.420946999999998,183.621937,0,21.993333,16.094667000000001,21.993333,16.094667000000001,"-",0,0,22,21.99,21.99,16.079999999999998,16.149999999999999,16.05,21.64]
["V38",{"$f":"B256","v":"VKL800; ISH Prototyp; mit Filter, mit 4-4,5cm Schalldämmung"},{"$f":"AVERAGE(C256:C258)","v":25.8},{"$f":"AVERAGE(D256:D258)","v":737},{"$f":"AVERAGE(E256:E258)","v":4.5},{"$f":"AVERAGE(F256:F258)","v":5.5999999999999988},null,{"$f":"H258","v":"2017-02-21"},null,{"$f":"J258","v":"TT"},null,{"$f":"AVERAGE(L256:L258)","v":204.71663066666667},13.65,15.174999999999999,-1.5250000000000001,-362.49040433333334,43.511137666666663,183.75442866666666,0,21.980999666666662,16.089444666666665,null,null,null,null,{"$f":"AVERAGE(Z256:Z258)","v":0},21.983333333333334,21.976666666666663,21.98,16.076666666666664,16.143333333333334,16.046666666666667,21.636666666666667]
[]
[]
[null,"3-3,5cm Schalldämmung, 3,2mm Lamellenabstand, mit Isolierung der Kondensatwanne, mit Filter"]
[]
[null,"VKL800; ISH Prototyp; mit Filter, mit 3-3,5cm Schalldämmung",25.8,725,5,5.6,null,"2017-02-21","10:06:11","TT","VKL800, 4L, ISH-Prototyp",204.95551399999999,13.657999999999999,15.368,-1.71,-406.93917399999998,47.647238000000002,206.131013,0,22.198667,16.302667,22.198667,16.302667,"-",0,0,22.22,22.18,22.2,16.29,16.350000000000001,16.27,21.92]
[null,{"$f":"CONCATENATE(\"mit \",ROUND(L267,0),\" kg/h wasserseitig, \",ROUND(D267,0),\" 1/min Drehzahl\")","v":"mit 205 kg/h wasserseitig, 725 1/min Drehzahl"},25.8,725,5,5.6,null,"2017-02-21","10:06:25","TT","VKL800, 4L, ISH-Prototyp",204.033164,13.657999999999999,15.367000000000001,-1.7090000000000001,-404.87094300000001,47.360711999999999,205.01382799999999,0,22.206666999999999,16.308667,22.206666999999999,16.308667,"-",0,0,22.24,22.18,22.2,16.3,16.36,16.27,21.93]
[null,null,25.8,725,5,5.6,null,"2017-02-21","10:06:39","TT","VKL800, 4L, ISH-Prototyp",204.74966900000001,13.651,15.381,-1.73,-411.28520900000001,48.039855000000003,208.09715700000001,0,22.212333000000001,16.309667000000001,22.212333000000001,16.309667000000001,"-",0,0,22.25,22.18,22.2,16.29,16.36,16.28,21.93]
["V39",{"$f":"B264","v":"VKL800; ISH Prototyp; mit Filter, mit 3-3,5cm Schalldämmung"},{"$f":"AVERAGE(C264:C266)","v":25.8},{"$f":"AVERAGE(D264:D266)","v":725},{"$f":"AVERAGE(E264:E266)","v":5},{"$f":"AVERAGE(F264:F266)","v":5.5999999999999988},null,{"$f":"H266","v":"2017-02-21"},null,{"$f":"J266","v":"TT"},null,{"$f":"AVERAGE(L264:L266)","v":204.57944899999998},13.655666666666667,15.372,-1.7163333333333333,-407.69844200000006,47.682601666666663,206.41399933333332,0,22.205888999999999,16.307000333333335,null,null,null,null,{"$f":"AVERAGE(Z264:Z266)","v":0},22.236666666666665,22.179999999999996,22.2,16.293333333333333,16.356666666666666,16.273333333333333,21.926666666666666]
[]
[]
[null,"Drehzahlvariation - mit 3-3,5cm Schalldämmung, 3,2mm Lamellenabstand, mit Isolierung der Kondensatwanne, mit Filter, mit 3D-Strömung"]
[null,"immer mit 3,2mm Lamellenabstand und Isolierung der Kondensatwanne"]
[]
[]
[null,"VKL800; ISH Prototyp; mit Filter, mit 3-3,5cm Schalldämmung, mit 3D-Strömung",25.8,725,6,5.6,null,"2017-02-21","13:12:47","TT","VKL800, 4L, ISH-Prototyp",204.03187600000001,13.698,15.521000000000001,-1.823,-431.875405,47.058920999999998,201.377364,0,22.875333000000001,16.470333,22.875333000000001,16.470333,"-",0,0,22.8,22.9,22.92,16.52,16.559999999999999,16.329999999999998,23.21]
[null,{"$f":"CONCATENATE(\"mit \",ROUND(L277,0),\" kg/h wasserseitig, \",ROUND(D277,0),\" 1/min Drehzahl\")","v":"mit 204 kg/h wasserseitig, 725 1/min Drehzahl"},25.8,725,6,5.6,null,"2017-02-21","13:13:01","TT","VKL800, 4L, ISH-Prototyp",204.44099,13.698,15.516,-1.8180000000000001,-431.554486,47.070112999999999,201.626465,0,22.866333000000001,16.474,22.866333000000001,16.474,"-",0,0,22.81,22.87,22.92,16.52,16.559999999999999,16.34,23.2]
[null,null,25.8,725,6,5.6,null,"2017-02-21","13:13:15","TT","VKL800, 4L, ISH-Prototyp",204.03140099999999,13.696999999999999,15.534000000000001,-1.837,-435.19104399999998,47.478839999999998,203.50590399999999,0,22.863,16.476333,22.863,16.476333,"-",0,0,22.8,22.85,22.93,16.52,16.559999999999999,16.34,23.22]
["V40",{"$f":"B274","v":"VKL800; ISH Prototyp; mit Filter, mit 3-3,5cm Schalldämmung, mit 3D-Strömung"},{"$f":"AVERAGE(C274:C276)","v":25.8},{"$f":"AVERAGE(D274:D276)","v":725},{"$f":"AVERAGE(E274:E276)","v":6},{"$f":"AVERAGE(F274:F276)","v":5.5999999999999988},null,{"$f":"H276","v":"2017-02-21"},null,{"$f":"J276","v":"TT"},null,{"$f":"AVERAGE(L274:L276)","v":204.16808900000001},13.697666666666668,15.523666666666665,-1.8259999999999998,-432.87364499999995,47.202624666666658,202.16991099999998,0,22.868222000000003,16.473555333333334,null,null,null,null,{"$f":"AVERAGE(Z274:Z276)","v":0},22.803333333333331,22.873333333333335,22.923333333333336,16.52,16.559999999999999,16.33666666666667,23.209999999999997]
[]
[]
[null,"VKL800; ISH Prototyp; mit Filter, mit 3-3,5cm Schalldämmung, mit 3D-Strömung",25.8,477,2.5,3.5,null,"2017-02-21","13:31:27","TT","VKL800, 4L, ISH-Prototyp",204.032961,13.688000000000001,14.927,-1.2390000000000001,-293.525218,32.137797999999997,128.55080899999999,0,22.821332999999999,16.001999999999999,22.821332999999999,16.001999999999999,"-",0,0,22.82,22.82,22.83,16.079999999999998,16.13,15.79,23.28]
[null,{"$f":"CONCATENATE(\"mit \",ROUND(L283,0),\" kg/h wasserseitig, \",ROUND(D283,0),\" 1/min Drehzahl\")","v":"mit 204 kg/h wasserseitig, 477 1/min Drehzahl"},25.8,477,2.5,3.5,null,"2017-02-21","13:31:41","TT","VKL800, 4L, ISH-Prototyp",204.23255599999999,13.694000000000001,14.922000000000001,-1.228,-291.20385499999998,31.895274000000001,127.546626,0,22.824000000000002,16.005333,22.824000000000002,16.005333,"-",0,0,22.82,22.82,22.84,16.079999999999998,16.14,15.8,23.28]
[null,null,25.8,477,2.5,3.5,null,"2017-02-21","13:31:55","TT","VKL800, 4L, ISH-Prototyp",204.74915999999999,13.696999999999999,14.933999999999999,-1.2370000000000001,-294.08008100000001,32.216186,128.743469,0,22.825333000000001,16.003333000000001,22.825333000000001,16.003333000000001,"-",0,0,22.81,22.83,22.84,16.079999999999998,16.13,15.79,23.28]
["V41",{"$f":"B280","v":"VKL800; ISH Prototyp; mit Filter, mit 3-3,5cm Schalldämmung, mit 3D-Strömung"},{"$f":"AVERAGE(C280:C282)","v":25.8},{"$f":"AVERAGE(D280:D282)","v":477},{"$f":"AVERAGE(E280:E282)","v":2.5},{"$f":"AVERAGE(F280:F282)","v":3.5},null,{"$f":"H282","v":"2017-02-21"},null,{"$f":"J282","v":"TT"},null,{"$f":"AVERAGE(L280:L282)","v":204.33822566666666},13.693,14.927666666666667,-1.2346666666666668,-292.9363846666667,32.083086000000002,128.28030133333334,0,22.823555333333331,16.003555333333335,null,null,null,null,{"$f":"AVERAGE(Z280:Z282)","v":0},22.816666666666666,22.823333333333334,22.83666666666667,16.079999999999998,16.133333333333329,15.793333333333331,23.28]
[]
[]
[null,"VKL800; ISH Prototyp; mit Filter, mit 3-3,5cm Schalldämmung, mit 3D-Strömung",25.2,1037,15,8,null,"2017-02-21","14:15:48","TT","VKL800, 4L, ISH-Prototyp",201.37691699999999,13.714,16.193999999999999,-2.48,-579.87601900000004,62.171760999999996,302.68012800000002,0,23.041,17.319333,23.041,17.319333,"-",0,0,22.99,23.09,23.04,17.36,17.37,17.23,23.27]
[null,{"$f":"CONCATENATE(\"mit \",ROUND(L289,0),\" kg/h wasserseitig, \",ROUND(D289,0),\" 1/min Drehzahl\")","v":"mit 202 kg/h wasserseitig, 1037 1/min Drehzahl"},25.2,1037,15,8,null,"2017-02-21","14:16:02","TT","VKL800, 4L, ISH-Prototyp",201.77653599999999,13.715,16.201000000000001,-2.4860000000000002,-582.43245400000001,62.365611999999999,303.48410799999999,0,23.053999999999998,17.322333,23.053999999999998,17.322333,"-",0,0,23.01,23.1,23.05,17.36,17.38,17.23,23.27]
[null,null,25.2,1037,15,8,null,"2017-02-21","14:16:16","TT","VKL800, 4L, ISH-Prototyp",202.702989,13.718999999999999,16.193999999999999,-2.4750000000000001,-582.51771399999996,62.330247,303.15829200000002,0,23.064667,17.326000000000001,23.064667,17.326000000000001,"-",0,0,23.03,23.11,23.06,17.36,17.38,17.23,23.28]
["V42",{"$f":"B286","v":"VKL800; ISH Prototyp; mit Filter, mit 3-3,5cm Schalldämmung, mit 3D-Strömung"},{"$f":"AVERAGE(C286:C288)","v":25.2},{"$f":"AVERAGE(D286:D288)","v":1037},{"$f":"AVERAGE(E286:E288)","v":15},{"$f":"AVERAGE(F286:F288)","v":8},null,{"$f":"H288","v":"2017-02-21"},null,{"$f":"J288","v":"TT"},null,{"$f":"AVERAGE(L286:L288)","v":201.95214733333333},13.716000000000001,16.196333333333332,-2.4803333333333337,-581.60872900000004,62.289206666666665,303.10750933333338,0,23.053222333333334,17.322555333333334,null,null,null,null,{"$f":"AVERAGE(Z286:Z288)","v":0},23.01,23.099999999999998,23.05,17.36,17.376666666666665,17.23,23.27333333333333]
[]
[]
[null,"VKL800; ISH Prototyp; mit Filter, mit 3-3,5cm Schalldämmung, mit 3D-Strömung",25.2,1145,19,10,null,"2017-02-21","14:26:32","TT","VKL800, 4L, ISH-Prototyp",204.438266,13.721,16.347000000000001,-2.6259999999999999,-623.34817399999997,66.507024999999999,337.97283299999998,0,23.093667,17.585332999999999,23.093667,17.585332999999999,"-",0,0,22.91,23.18,23.2,17.62,17.64,17.489999999999998,23.3]
[null,{"$f":"CONCATENATE(\"mit \",ROUND(L295,0),\" kg/h wasserseitig, \",ROUND(D295,0),\" 1/min Drehzahl\")","v":"mit 204 kg/h wasserseitig, 1145 1/min Drehzahl"},25.2,1145,19,10,null,"2017-02-21","14:26:46","TT","VKL800, 4L, ISH-Prototyp",204.030078,13.726000000000001,16.364999999999998,-2.6389999999999998,-625.18329900000003,66.707565000000002,338.70136600000001,0,23.097999999999999,17.585332999999999,23.097999999999999,17.585332999999999,"-",0,0,22.92,23.18,23.2,17.62,17.64,17.489999999999998,23.3]
[null,null,25.2,1145,19,10,null,"2017-02-21","14:27:00","TT","VKL800, 4L, ISH-Prototyp",203.42318900000001,13.726000000000001,16.369,-2.6429999999999998,-624.26847399999997,66.550776999999997,338.08309100000002,0,23.106332999999999,17.591667000000001,23.106332999999999,17.591667000000001,"-",0,0,22.94,23.18,23.2,17.63,17.649999999999999,17.5,23.3]
["V43",{"$f":"B292","v":"VKL800; ISH Prototyp; mit Filter, mit 3-3,5cm Schalldämmung, mit 3D-Strömung"},{"$f":"AVERAGE(C292:C294)","v":25.2},{"$f":"AVERAGE(D292:D294)","v":1145},{"$f":"AVERAGE(E292:E294)","v":19},{"$f":"AVERAGE(F292:F294)","v":10},null,{"$f":"H294","v":"2017-02-21"},null,{"$f":"J294","v":"TT"},null,{"$f":"AVERAGE(L292:L294)","v":203.96384433333333},13.724333333333334,16.360333333333333,-2.6359999999999997,-624.26664900000003,66.588455666666661,338.25243,0,23.099333333333334,17.587444333333334,null,null,null,null,{"$f":"AVERAGE(Z292:Z294)","v":0},22.923333333333332,23.179999999999996,23.2,17.623333333333335,17.643333333333334,17.493333333333332,23.3]
[]
[]
[null,"Wassermengenvariation"]
[]
[null,"VKL800; ISH Prototyp; mit Filter, mit 3-3,5cm Schalldämmung, mit 3D-Strömung",2.2999999999999998,740,7,5.6,null,"2017-02-21","14:58:47","TT","VKL800, 4L, ISH-Prototyp",56.474930999999998,13.92,18.603999999999999,-4.6840000000000002,-307.14706899999999,32.871048000000002,203.38037800000001,0,23.263999999999999,18.753667,23.263999999999999,18.753667,"-",0,0,23.27,23.27,23.26,18.79,18.82,18.649999999999999,23.53]
[null,{"$f":"CONCATENATE(\"mit \",ROUND(L303,0),\" kg/h wasserseitig, \",ROUND(D303,0),\" 1/min Drehzahl\")","v":"mit 56 kg/h wasserseitig, 740 1/min Drehzahl"},2.2999999999999998,740,7,5.6,null,"2017-02-21","14:59:15","TT","VKL800, 4L, ISH-Prototyp",55.369272000000002,13.932,18.588000000000001,-4.6559999999999997,-299.33366699999999,32.05086,197.95794900000001,0,23.271332999999998,18.755333,23.271332999999998,18.755333,"-",0,0,23.27,23.28,23.26,18.8,18.82,18.649999999999999,23.53]
[null,null,2.2999999999999998,740,7,5.6,null,"2017-02-21","15:03:41","TT","VKL800, 4L, ISH-Prototyp",55.696106999999998,13.928000000000001,18.64,-4.7119999999999997,-304.72206399999999,32.408047000000003,201.29857899999999,0,23.330666999999998,18.809667000000001,23.330666999999998,18.809667000000001,"-",0,0,23.25,23.35,23.4,18.850000000000001,18.87,18.71,23.58]
["V44",{"$f":"B300","v":"VKL800; ISH Prototyp; mit Filter, mit 3-3,5cm Schalldämmung, mit 3D-Strömung"},{"$f":"AVERAGE(C300:C302)","v":2.2999999999999998},{"$f":"AVERAGE(D300:D302)","v":740},{"$f":"AVERAGE(E300:E302)","v":7},{"$f":"AVERAGE(F300:F302)","v":5.5999999999999988},null,{"$f":"H302","v":"2017-02-21"},null,{"$f":"J302","v":"TT"},null,{"$f":"AVERAGE(L300:L302)","v":55.846769999999992},13.926666666666668,18.610666666666667,-4.6840000000000002,-303.73426666666666,32.443318333333337,200.87896866666668,0,23.288666666666661,18.772889000000003,null,null,null,null,{"$f":"AVERAGE(Z300:Z302)","v":0},23.263333333333332,23.3,23.306666666666668,18.813333333333336,18.83666666666667,18.669999999999998,23.546666666666667]
[]
[]
[null,"VKL800; ISH Prototyp; mit Filter, mit 3-3,5cm Schalldämmung, mit 3D-Strömung",8.6,740,7,5.6,null,"2017-02-21","15:18:55","TT","VKL800, 4L, ISH-Prototyp",115.531436,13.784000000000001,16.893999999999998,-3.11,-417.19043199999999,43.284498999999997,207.56849,0,23.422332999999998,17.419667,23.422332999999998,17.419667,"-",0,0,23.38,23.46,23.43,17.47,17.510000000000002,17.28,23.7]
[null,{"$f":"CONCATENATE(\"mit \",ROUND(L309,0),\" kg/h wasserseitig, \",ROUND(D309,0),\" 1/min Drehzahl\")","v":"mit 115 kg/h wasserseitig, 740 1/min Drehzahl"},8.6,740,7,5.6,null,"2017-02-21","15:19:23","TT","VKL800, 4L, ISH-Prototyp",115.41513999999999,13.773,16.896000000000001,-3.1230000000000002,-418.51261,43.381169999999997,208.16852600000001,0,23.420332999999999,17.416,23.420332999999999,17.416,"-",0,0,23.39,23.43,23.45,17.46,17.510000000000002,17.28,23.71]
[null,null,8.6,740,7,5.6,null,"2017-02-21","15:19:37","TT","VKL800, 4L, ISH-Prototyp",115.53071199999999,13.769,16.885000000000002,-3.1160000000000001,-417.992684,43.249571000000003,207.64478199999999,0,23.433667,17.421666999999999,23.433667,17.421666999999999,"-",0,0,23.41,23.43,23.45,17.46,17.52,17.28,23.71]
["V45",{"$f":"B306","v":"VKL800; ISH Prototyp; mit Filter, mit 3-3,5cm Schalldämmung, mit 3D-Strömung"},{"$f":"AVERAGE(C306:C308)","v":8.6},{"$f":"AVERAGE(D306:D308)","v":740},{"$f":"AVERAGE(E306:E308)","v":7},{"$f":"AVERAGE(F306:F308)","v":5.5999999999999988},null,{"$f":"H308","v":"2017-02-21"},null,{"$f":"J308","v":"TT"},null,{"$f":"AVERAGE(L306:L308)","v":115.49242933333333},13.775333333333334,16.891666666666666,-3.1163333333333334,-417.89857533333333,43.305079999999997,207.79393266666668,0,23.425444333333331,17.419111333333333,null,null,null,null,{"$f":"AVERAGE(Z306:Z308)","v":0},23.393333333333331,23.439999999999998,23.443333333333332,17.463333333333335,17.513333333333335,17.28,23.706666666666667]
[]
[]
[null,"VKL800; ISH Prototyp; mit Filter, mit 3-3,5cm Schalldämmung, mit 3D-Strömung",38.5,740,7,5.6,null,"2017-02-21","15:34:04","TT","VKL800, 4L, ISH-Prototyp",255.62988799999999,13.702,15.339,-1.637,-485.88567,50.224201999999998,210.491288,0,23.376332999999999,16.482333000000001,23.376332999999999,16.482333000000001,"-",0,0,23.39,23.4,23.34,16.53,16.579999999999998,16.34,23.79]
[null,{"$f":"CONCATENATE(\"mit \",ROUND(L315,0),\" kg/h wasserseitig, \",ROUND(D315,0),\" 1/min Drehzahl\")","v":"mit 257 kg/h wasserseitig, 740 1/min Drehzahl"},38.5,740,7,5.6,null,"2017-02-21","15:34:32","TT","VKL800, 4L, ISH-Prototyp",257.27443899999997,13.691000000000001,15.333,-1.6419999999999999,-490.50515300000001,50.591881000000001,212.41033899999999,0,23.386333,16.489667000000001,23.386333,16.489667000000001,"-",0,0,23.4,23.42,23.34,16.53,16.59,16.350000000000001,23.79]
[null,null,38.5,740,7,5.6,null,"2017-02-21","15:36:24","TT","VKL800, 4L, ISH-Prototyp",256.75567599999999,13.704000000000001,15.331,-1.627,-485.04428000000001,50.082011000000001,210.13694799999999,0,23.388999999999999,16.495332999999999,23.388999999999999,16.495332999999999,"-",0,0,23.33,23.43,23.41,16.54,16.600000000000001,16.350000000000001,23.8]
["V46",{"$f":"B312","v":"VKL800; ISH Prototyp; mit Filter, mit 3-3,5cm Schalldämmung, mit 3D-Strömung"},{"$f":"AVERAGE(C312:C314)","v":38.5},{"$f":"AVERAGE(D312:D314)","v":740},{"$f":"AVERAGE(E312:E314)","v":7},{"$f":"AVERAGE(F312:F314)","v":5.5999999999999988},null,{"$f":"H314","v":"2017-02-21"},null,{"$f":"J314","v":"TT"},null,{"$f":"AVERAGE(L312:L314)","v":256.55333433333334},13.699,15.334333333333333,-1.6353333333333333,-487.14503433333334,50.299364666666662,211.0128583333333,0,23.383888666666664,16.489110999999998,null,null,null,null,{"$f":"AVERAGE(Z312:Z314)","v":0},23.373333333333335,23.416666666666668,23.363333333333333,16.533333333333335,16.59,16.346666666666668,23.793333333333333]
[]
[]
[null,"VKL800; ISH Prototyp; mit Filter, mit 3-3,5cm Schalldämmung, mit 3D-Strömung",52.7,740,7,5.6,null,"2017-02-21","15:48:51","TT","VKL800, 4L, ISH-Prototyp",305.78826800000002,13.702,15.131,-1.429,-507.372389,51.802647,213.37221199999999,0,23.496333,16.394666999999998,23.496333,16.394666999999998,"-",0,0,23.49,23.52,23.48,16.440000000000001,16.5,16.239999999999998,23.89]
[null,{"$f":"CONCATENATE(\"mit \",ROUND(L321,0),\" kg/h wasserseitig, \",ROUND(D321,0),\" 1/min Drehzahl\")","v":"mit 305 kg/h wasserseitig, 740 1/min Drehzahl"},52.7,740,7,5.6,null,"2017-02-21","15:49:19","TT","VKL800, 4L, ISH-Prototyp",303.83249499999999,13.689,15.093,-1.4039999999999999,-495.30773399999998,50.484938999999997,208.259398,0,23.5,16.396999999999998,23.5,16.396999999999998,"-",0,0,23.5,23.5,23.49,16.440000000000001,16.5,16.25,23.89]
[null,null,52.7,740,7,5.6,null,"2017-02-21","15:49:33","TT","VKL800, 4L, ISH-Prototyp",305.17894899999999,13.686,15.099,-1.413,-500.69184200000001,51.012923000000001,210.73089999999999,0,23.501000000000001,16.405000000000001,23.501000000000001,16.405000000000001,"-",0,0,23.49,23.51,23.5,16.45,16.510000000000002,16.260000000000002,23.88]
["V47",{"$f":"B318","v":"VKL800; ISH Prototyp; mit Filter, mit 3-3,5cm Schalldämmung, mit 3D-Strömung"},{"$f":"AVERAGE(C318:C320)","v":52.70000000000001},{"$f":"AVERAGE(D318:D320)","v":740},{"$f":"AVERAGE(E318:E320)","v":7},{"$f":"AVERAGE(F318:F320)","v":5.5999999999999988},null,{"$f":"H320","v":"2017-02-21"},null,{"$f":"J320","v":"TT"},null,{"$f":"AVERAGE(L318:L320)","v":304.93323733333335},13.692333333333332,15.107666666666667,-1.4153333333333336,-501.12398833333333,51.100169666666666,210.78750333333335,0,23.499110999999999,16.398889,null,null,null,null,{"$f":"AVERAGE(Z318:Z320)","v":0},23.493333333333329,23.51,23.49,16.443333333333332,16.503333333333334,16.25,23.886666666666667]
[]
[]
[]
[]
[null,"VKL800; ISH Prototyp; mit Filter, mit 3-3,5cm Schalldämmung, mit 3D-Strömung",2.8,487,3,3.5,null,"2017-02-21","16:31:31","TT","VKL800, 4L, ISH-Prototyp",56.475346000000002,13.946,17.55,-3.6040000000000001,-236.32924199999999,24.889862000000001,128.594359,0,23.440999999999999,17.952332999999999,23.440999999999999,17.952332999999999,"-",0,0,23.43,23.41,23.48,18,18.05,17.8,24.05]
[null,{"$f":"CONCATENATE(\"mit \",ROUND(L329,0),\" kg/h wasserseitig, \",ROUND(D329,0),\" 1/min Drehzahl\")","v":"mit 56 kg/h wasserseitig, 487 1/min Drehzahl"},2.8,487,3,3.5,null,"2017-02-21","16:31:59","TT","VKL800, 4L, ISH-Prototyp",56.194290000000002,13.952999999999999,17.545000000000002,-3.5920000000000001,-234.370149,24.726067,127.83890599999999,0,23.431667000000001,17.956333000000001,23.431667000000001,17.956333000000001,"-",0,0,23.42,23.4,23.47,18,18.059999999999999,17.809999999999999,24.06]
[null,null,2.8,487,3,3.5,null,"2017-02-21","16:32:27","TT","VKL800, 4L, ISH-Prototyp",55.971670000000003,13.946999999999999,17.547999999999998,-3.601,-234.02656999999999,24.713284999999999,128.033432,0,23.416667,17.957667000000001,23.416667,17.957667000000001,"-",0,0,23.38,23.4,23.47,18,18.059999999999999,17.809999999999999,24.05]
["V48",{"$f":"B326","v":"VKL800; ISH Prototyp; mit Filter, mit 3-3,5cm Schalldämmung, mit 3D-Strömung"},{"$f":"AVERAGE(C326:C328)","v":2.7999999999999994},{"$f":"AVERAGE(D326:D328)","v":487},{"$f":"AVERAGE(E326:E328)","v":3},{"$f":"AVERAGE(F326:F328)","v":3.5},null,{"$f":"H328","v":"2017-02-21"},null,{"$f":"J328","v":"TT"},null,{"$f":"AVERAGE(L326:L328)","v":56.21376866666666},13.948666666666668,17.547666666666668,-3.5990000000000002,-234.90865366666665,24.776404666666668,128.15556566666666,0,23.429777999999999,17.955444333333332,null,null,null,null,{"$f":"AVERAGE(Z326:Z328)","v":0},23.41,23.403333333333336,23.473333333333333,18,18.056666666666668,17.806666666666668,24.053333333333331]
[]
[]
[null,"VKL800; ISH Prototyp; mit Filter, mit 3-3,5cm Schalldämmung, mit 3D-Strömung",10.8,487,3,3.5,null,"2017-02-21","16:50:16","TT","VKL800, 4L, ISH-Prototyp",127.378186,13.778,15.851000000000001,-2.073,-306.59717000000001,31.452314999999999,134.71032600000001,0,23.526,16.728667000000002,23.526,16.728667000000002,"-",0,0,23.52,23.5,23.56,16.809999999999999,16.87,16.5,24.28]
[null,{"$f":"CONCATENATE(\"mit \",ROUND(L335,0),\" kg/h wasserseitig, \",ROUND(D335,0),\" 1/min Drehzahl\")","v":"mit 127 kg/h wasserseitig, 487 1/min Drehzahl"},10.8,487,3,3.5,null,"2017-02-21","16:50:44","TT","VKL800, 4L, ISH-Prototyp",126.378822,13.78,15.84,-2.06,-302.28410000000002,31.032142,133.01749599999999,0,23.521000000000001,16.734000000000002,23.521000000000001,16.734000000000002,"-",0,0,23.53,23.47,23.56,16.809999999999999,16.88,16.52,24.28]
[null,null,10.8,487,3,3.5,null,"2017-02-21","16:52:08","TT","VKL800, 4L, ISH-Prototyp",126.500114,13.787000000000001,15.885999999999999,-2.0990000000000002,-308.30256300000002,31.477647000000001,134.30050299999999,0,23.581333000000001,16.725332999999999,23.581333000000001,16.725332999999999,"-",0,0,23.59,23.55,23.6,16.809999999999999,16.86,16.5,24.29]
["V49",{"$f":"B332","v":"VKL800; ISH Prototyp; mit Filter, mit 3-3,5cm Schalldämmung, mit 3D-Strömung"},{"$f":"AVERAGE(C332:C334)","v":10.800000000000002},{"$f":"AVERAGE(D332:D334)","v":487},{"$f":"AVERAGE(E332:E334)","v":3},{"$f":"AVERAGE(F332:F334)","v":3.5},null,{"$f":"H334","v":"2017-02-21"},null,{"$f":"J334","v":"TT"},null,{"$f":"AVERAGE(L332:L334)","v":126.75237399999999},13.781666666666666,15.859,-2.0773333333333333,-305.72794433333337,31.320701333333332,134.00944166666667,0,23.542777666666666,16.729333333333333,null,null,null,null,{"$f":"AVERAGE(Z332:Z334)","v":0},23.546666666666667,23.506666666666664,23.573333333333334,16.809999999999999,16.87,16.506666666666664,24.283333333333331]
[]
[]
[null,"VKL800; ISH Prototyp; mit Filter, mit 3-3,5cm Schalldämmung, mit 3D-Strömung",33.4,487,3,3.5,null,"2017-02-21","17:06:35","TT","VKL800, 4L, ISH-Prototyp",238.323498,13.7,14.875,-1.175,-325.146072,33.436335999999997,133.74983800000001,0,23.424333000000001,16.164000000000001,23.424333000000001,16.164000000000001,"-",0,0,23.4,23.41,23.46,16.260000000000002,16.32,15.92,24.3]
[null,{"$f":"CONCATENATE(\"mit \",ROUND(L341,0),\" kg/h wasserseitig, \",ROUND(D341,0),\" 1/min Drehzahl\")","v":"mit 239 kg/h wasserseitig, 487 1/min Drehzahl"},33.4,487,3,3.5,null,"2017-02-21","17:06:49","TT","VKL800, 4L, ISH-Prototyp",239.45286899999999,13.704000000000001,14.875999999999999,-1.1719999999999999,-325.85278599999998,33.5366,134.009784,0,23.420332999999999,16.158332999999999,23.420332999999999,16.158332999999999,"-",0,0,23.39,23.41,23.46,16.25,16.309999999999999,15.92,24.29]
[null,null,33.4,487,3,3.5,null,"2017-02-21","17:07:03","TT","VKL800, 4L, ISH-Prototyp",237.85243800000001,13.704000000000001,14.88,-1.1759999999999999,-324.77957500000002,33.386057999999998,133.37251499999999,0,23.431999999999999,16.159333,23.431999999999999,16.159333,"-",0,0,23.4,23.42,23.47,16.25,16.32,15.91,24.27]
["V50",{"$f":"B338","v":"VKL800; ISH Prototyp; mit Filter, mit 3-3,5cm Schalldämmung, mit 3D-Strömung"},{"$f":"AVERAGE(C338:C340)","v":33.4},{"$f":"AVERAGE(D338:D340)","v":487},{"$f":"AVERAGE(E338:E340)","v":3},{"$f":"AVERAGE(F338:F340)","v":3.5},null,{"$f":"H340","v":"2017-02-21"},null,{"$f":"J340","v":"TT"},null,{"$f":"AVERAGE(L338:L340)","v":238.54293500000003},13.702666666666667,14.877000000000001,-1.1743333333333332,-325.25947766666667,33.452998000000001,133.71071233333336,0,23.425555333333335,16.160555333333335,null,null,null,null,{"$f":"AVERAGE(Z338:Z340)","v":0},23.396666666666665,23.413333333333338,23.463333333333335,16.253333333333334,16.316666666666666,15.916666666666666,24.286666666666665]
[]
[]
[null,"VKL800; ISH Prototyp; mit Filter, mit 3-3,5cm Schalldämmung, mit 3D-Strömung",54.8,487,3,3.5,null,"2017-02-21","17:15:54","TT","VKL800, 4L, ISH-Prototyp",312.86664100000002,13.694000000000001,14.622,-0.92800000000000005,-337.11728199999999,34.712608000000003,135.604896,0,23.405667000000001,15.981,23.405667000000001,15.981,"-",0,0,23.39,23.39,23.43,16.07,16.13,15.74,24.33]
[null,{"$f":"CONCATENATE(\"mit \",ROUND(L347,0),\" kg/h wasserseitig, \",ROUND(D347,0),\" 1/min Drehzahl\")","v":"mit 311 kg/h wasserseitig, 487 1/min Drehzahl"},54.8,487,3,3.5,null,"2017-02-21","17:16:08","TT","VKL800, 4L, ISH-Prototyp",310.81033000000002,13.686,14.621,-0.93500000000000005,-337.42778199999998,34.708841,135.63236599999999,0,23.407667,15.977667,23.407667,15.977667,"-",0,0,23.39,23.4,23.43,16.059999999999999,16.13,15.74,24.32]
[null,null,54.8,487,3,3.5,null,"2017-02-21","17:16:22","TT","VKL800, 4L, ISH-Prototyp",310.30201199999999,13.679,14.622999999999999,-0.94399999999999995,-340.11858799999999,34.958056999999997,136.51797300000001,0,23.408332999999999,15.967667,23.408332999999999,15.967667,"-",0,0,23.39,23.4,23.43,16.059999999999999,16.11,15.73,24.32]
["V51",{"$f":"B344","v":"VKL800; ISH Prototyp; mit Filter, mit 3-3,5cm Schalldämmung, mit 3D-Strömung"},{"$f":"AVERAGE(C344:C346)","v":54.79999999999999},{"$f":"AVERAGE(D344:D346)","v":487},{"$f":"AVERAGE(E344:E346)","v":3},{"$f":"AVERAGE(F344:F346)","v":3.5},null,{"$f":"H346","v":"2017-02-21"},null,{"$f":"J346","v":"TT"},null,{"$f":"AVERAGE(L344:L346)","v":311.32632766666671},13.686333333333335,14.622,-0.93566666666666665,-338.2212173333333,34.793168666666666,135.91841166666666,0,23.407222333333333,15.975444666666666,null,null,null,null,{"$f":"AVERAGE(Z344:Z346)","v":0},23.39,23.396666666666665,23.429999999999996,16.063333333333333,16.123333333333331,15.736666666666666,24.323333333333334]
[]
[]
[null,"Drehzahlvariation - mit 3-3,5cm Schalldämmung, 3,2mm Lamellenabstand, mit Isolierung der Kondensatwanne, mit Filter"]
[null,"immer mit 3,2mm Lamellenabstand und Isolierung der Kondensatwanne"]
[]
[null,"VKL800; ISH Prototyp; mit Filter, Schlitzelemente umgebaut (Steg & Versperrung untereinander), mit 3-3,5cm Schalldämm.",25.3,744,6,5.6,null,"2017-02-22","08:51:58","TT","VKL800, 4L, ISH-Prototyp",203.32539800000001,13.627000000000001,15.247,-1.62,-382.45507400000002,49.566495000000003,216.19404599999999,0,21.343,16.059667000000001,21.343,16.059667000000001,"-",0,0,21.27,21.33,21.43,16.100000000000001,16,16.079999999999998,21.45]
[null,{"$f":"CONCATENATE(\"mit \",ROUND(L356,0),\" kg/h wasserseitig, \",ROUND(D356,0),\" 1/min Drehzahl\")","v":"mit 203 kg/h wasserseitig, 744 1/min Drehzahl"},25.3,744,6,5.6,null,"2017-02-22","08:52:12","TT","VKL800, 4L, ISH-Prototyp",201.77711199999999,13.632999999999999,15.247999999999999,-1.615,-378.37132000000003,49.041474000000001,213.62949699999999,0,21.348333,16.058667,21.348333,16.058667,"-",0,0,21.27,21.34,21.43,16.100000000000001,16,16.079999999999998,21.42]
[null,null,25.3,744,6,5.6,null,"2017-02-22","08:56:52","TT","VKL800, 4L, ISH-Prototyp",202.50091900000001,13.63,15.263,-1.633,-383.96086700000001,49.291052000000001,213.46283500000001,0,21.419667,16.047667000000001,21.419667,16.047667000000001,"-",0,0,21.35,21.41,21.5,16.09,15.99,16.059999999999999,21.47]
["V52",{"$f":"B353","v":"VKL800; ISH Prototyp; mit Filter, Schlitzelemente umgebaut (Steg & Versperrung untereinander), mit 3-3,5cm Schalldämm."},{"$f":"AVERAGE(C353:C355)","v":25.3},{"$f":"AVERAGE(D353:D355)","v":744},{"$f":"AVERAGE(E353:E355)","v":6},{"$f":"AVERAGE(F353:F355)","v":5.5999999999999988},null,{"$f":"H355","v":"2017-02-22"},null,{"$f":"J355","v":"TT"},null,{"$f":"AVERAGE(L353:L355)","v":202.53447633333334},13.63,15.252666666666665,-1.6226666666666667,-381.59575366666667,49.299673666666671,214.42879266666668,0,21.370333333333335,16.05533366666667,null,null,null,null,{"$f":"AVERAGE(Z353:Z355)","v":0},21.296666666666667,21.36,21.453333333333333,16.096666666666668,15.996666666666668,16.073333333333334,21.446666666666669]
[]
[]
[null,"VKL800; ISH Prototyp; mit Filter, Schlitzelemente umgebaut (Steg & Versperrung untereinander), mit 3-3,5cm Schalldämm.",25.3,493,2,3.5,null,"2017-02-22","09:31:33","TT","VKL800, 4L, ISH-Prototyp",202.17995300000001,13.618,14.754,-1.1359999999999999,-266.67985099999999,33.794016999999997,132.83113800000001,0,21.509333000000002,15.513332999999999,21.509333000000002,15.513332999999999,"-",0,0,21.47,21.48,21.58,15.56,15.43,15.54,21.82]
[null,{"$f":"CONCATENATE(\"mit \",ROUND(L362,0),\" kg/h wasserseitig, \",ROUND(D362,0),\" 1/min Drehzahl\")","v":"mit 202 kg/h wasserseitig, 493 1/min Drehzahl"},25.3,493,2,3.5,null,"2017-02-22","09:31:47","TT","VKL800, 4L, ISH-Prototyp",202.90320500000001,13.619,14.75,-1.131,-266.455871,33.759929999999997,132.675321,0,21.511666999999999,15.513667,21.511666999999999,15.513667,"-",0,0,21.46,21.49,21.58,15.56,15.44,15.54,21.82]
[null,null,25.3,493,2,3.5,null,"2017-02-22","09:32:01","TT","VKL800, 4L, ISH-Prototyp",201.77700999999999,13.625999999999999,14.742000000000001,-1.1160000000000001,-261.46265,33.167912000000001,130.239732,0,21.509,15.513332999999999,21.509,15.513332999999999,"-",0,0,21.45,21.48,21.59,15.56,15.44,15.54,21.82]
["V53",{"$f":"B359","v":"VKL800; ISH Prototyp; mit Filter, Schlitzelemente umgebaut (Steg & Versperrung untereinander), mit 3-3,5cm Schalldämm."},{"$f":"AVERAGE(C359:C361)","v":25.3},{"$f":"AVERAGE(D359:D361)","v":493},{"$f":"AVERAGE(E359:E361)","v":2},{"$f":"AVERAGE(F359:F361)","v":3.5},null,{"$f":"H361","v":"2017-02-22"},null,{"$f":"J361","v":"TT"},null,{"$f":"AVERAGE(L359:L361)","v":202.28672266666669},13.621,14.748666666666665,-1.1276666666666666,-264.86612399999996,33.573952999999996,131.91539700000001,0,21.51,15.513444333333334,null,null,null,null,{"$f":"AVERAGE(Z359:Z361)","v":0},21.459999999999997,21.483333333333334,21.583333333333332,15.56,15.436666666666666,15.54,21.820000000000004]
[]
[]
[null,"VKL800; ISH Prototyp; mit Filter, Schlitzelemente umgebaut (Steg & Versperrung untereinander), mit 3-3,5cm Schalldämm.",25.3,1038,12,8,null,"2017-02-22","09:44:37","TT","VKL800, 4L, ISH-Prototyp",202.50027399999999,13.635999999999999,15.755000000000001,-2.1190000000000002,-498.23054999999999,63.723211999999997,316.684663,0,21.454667000000001,16.756,21.454667000000001,16.756,"-",0,0,21.35,21.46,21.56,16.79,16.71,16.760000000000002,21.82]
[null,{"$f":"CONCATENATE(\"mit \",ROUND(L368,0),\" kg/h wasserseitig, \",ROUND(D368,0),\" 1/min Drehzahl\")","v":"mit 203 kg/h wasserseitig, 1038 1/min Drehzahl"},25.3,1038,12,8,null,"2017-02-22","09:44:51","TT","VKL800, 4L, ISH-Prototyp",202.70242400000001,13.637,15.760999999999999,-2.1240000000000001,-499.90471700000001,63.904643,317.83898799999997,0,21.459667,16.762333000000002,21.459667,16.762333000000002,"-",0,0,21.35,21.46,21.57,16.79,16.72,16.77,21.83]
[null,null,25.3,1038,12,8,null,"2017-02-22","09:45:05","TT","VKL800, 4L, ISH-Prototyp",202.30018200000001,13.641,15.750999999999999,-2.11,-495.62420700000001,63.319676000000001,314.69314800000001,0,21.468333000000001,16.764666999999999,21.468333000000001,16.764666999999999,"-",0,0,21.35,21.47,21.58,16.8,16.72,16.77,21.83]
["V54",{"$f":"B365","v":"VKL800; ISH Prototyp; mit Filter, Schlitzelemente umgebaut (Steg & Versperrung untereinander), mit 3-3,5cm Schalldämm."},{"$f":"AVERAGE(C365:C367)","v":25.3},{"$f":"AVERAGE(D365:D367)","v":1038},{"$f":"AVERAGE(E365:E367)","v":12},{"$f":"AVERAGE(F365:F367)","v":8},null,{"$f":"H367","v":"2017-02-22"},null,{"$f":"J367","v":"TT"},null,{"$f":"AVERAGE(L365:L367)","v":202.50095999999999},13.638,15.755666666666665,-2.1176666666666666,-497.91982466666667,63.649177000000002,316.40559966666666,0,21.460888999999998,16.760999999999999,null,null,null,null,{"$f":"AVERAGE(Z365:Z367)","v":0},21.350000000000005,21.463333333333335,21.569999999999997,16.793333333333333,16.716666666666665,16.766666666666666,21.826666666666664]
[]
[]
[null,"VKL800; ISH Prototyp; mit Filter, Schlitzelemente umgebaut (Steg & Versperrung untereinander), mit 3-3,5cm Schalldämm.",25.2,1146,18,10,null,"2017-02-22","09:58:23","TT","VKL800, 4L, ISH-Prototyp",202.18176099999999,13.635,15.927,-2.2919999999999998,-538.05958199999998,68.172089999999997,356.59756299999998,0,21.527667000000001,17.021332999999998,21.527667000000001,17.021332999999998,"-",0,0,21.49,21.48,21.61,17.05,16.989999999999998,17.02,21.85]
[null,{"$f":"CONCATENATE(\"mit \",ROUND(L374,0),\" kg/h wasserseitig, \",ROUND(D374,0),\" 1/min Drehzahl\")","v":"mit 202 kg/h wasserseitig, 1146 1/min Drehzahl"},25.2,1146,18,10,null,"2017-02-22","09:58:37","TT","VKL800, 4L, ISH-Prototyp",201.778514,13.635999999999999,15.938000000000001,-2.302,-539.32930599999997,68.309883999999997,357.28050000000002,0,21.531333,17.023,21.531333,17.023,"-",0,0,21.5,21.48,21.61,17.05,16.98,17.03,21.85]
[null,null,25.2,1146,18,10,null,"2017-02-22","09:58:51","TT","VKL800, 4L, ISH-Prototyp",202.703294,13.635,15.935,-2.2999999999999998,-541.33040800000003,68.511273000000003,357.997343,0,21.536332999999999,17.020333000000001,21.536332999999999,17.020333000000001,"-",0,0,21.51,21.48,21.61,17.05,16.989999999999998,17.02,21.86]
["V55",{"$f":"B371","v":"VKL800; ISH Prototyp; mit Filter, Schlitzelemente umgebaut (Steg & Versperrung untereinander), mit 3-3,5cm Schalldämm."},{"$f":"AVERAGE(C371:C373)","v":25.2},{"$f":"AVERAGE(D371:D373)","v":1146},{"$f":"AVERAGE(E371:E373)","v":18},{"$f":"AVERAGE(F371:F373)","v":10},null,{"$f":"H373","v":"2017-02-22"},null,{"$f":"J373","v":"TT"},null,{"$f":"AVERAGE(L371:L373)","v":202.22118966666667},13.635333333333334,15.933333333333335,-2.2979999999999996,-539.57309866666662,68.331082333333327,357.29180200000002,0,21.531777666666667,17.021555333333332,null,null,null,null,{"$f":"AVERAGE(Z371:Z373)","v":0},21.5,21.48,21.61,17.05,16.986666666666665,17.02333333333333,21.853333333333335]
[]
[]
[]
[null,"Wassermengenvariation"]
[]
[]
[null,"VKL800; ISH Prototyp; mit Filter, Schlitzelemente umgebaut (Steg & Versperrung untereinander), mit 3-3,5cm Schalldämm.",2.8,757,7,5.7,null,"2017-02-22","10:35:07","TT","VKL800, 4L, ISH-Prototyp",62.256467999999998,13.824999999999999,17.73,-3.9049999999999998,-282.279473,34.931255,215.53895900000001,0,21.905999999999999,17.994667,21.905999999999999,17.994667,"-",0,0,21.87,21.92,21.92,18.04,17.940000000000001,18,22.21]
[null,{"$f":"CONCATENATE(\"mit \",ROUND(L384,0),\" kg/h wasserseitig, \",ROUND(D384,0),\" 1/min Drehzahl\")","v":"mit 62 kg/h wasserseitig, 757 1/min Drehzahl"},2.8,757,7,5.7,null,"2017-02-22","10:35:35","TT","VKL800, 4L, ISH-Prototyp",62.122537999999999,13.834,17.759,-3.9249999999999998,-283.11484000000002,34.916527000000002,215.515614,0,21.942333000000001,18.018999999999998,21.942333000000001,18.018999999999998,"-",0,0,21.91,21.96,21.95,18.059999999999999,17.96,18.03,22.22]
[null,null,2.8,757,7,5.7,null,"2017-02-22","10:36:03","TT","VKL800, 4L, ISH-Prototyp",62.123097000000001,13.835000000000001,17.792999999999999,-3.9580000000000002,-285.49773499999998,35.076304999999998,215.643968,0,21.974333000000001,18.020333000000001,21.974333000000001,18.020333000000001,"-",0,0,21.95,21.98,21.98,18.059999999999999,17.97,18.03,22.23]
["V56",{"$f":"B381","v":"VKL800; ISH Prototyp; mit Filter, Schlitzelemente umgebaut (Steg & Versperrung untereinander), mit 3-3,5cm Schalldämm."},{"$f":"AVERAGE(C381:C383)","v":2.7999999999999994},{"$f":"AVERAGE(D381:D383)","v":757},{"$f":"AVERAGE(E381:E383)","v":7},{"$f":"AVERAGE(F381:F383)","v":5.7},null,{"$f":"H383","v":"2017-02-22"},null,{"$f":"J383","v":"TT"},null,{"$f":"AVERAGE(L381:L383)","v":62.167367666666671},13.831333333333333,17.760666666666669,-3.9293333333333336,-283.63068266666664,34.974695666666662,215.56618033333334,0,21.940888666666666,18.011333333333333,null,null,null,null,{"$f":"AVERAGE(Z381:Z383)","v":0},21.91,21.953333333333333,21.950000000000003,18.053333333333331,17.956666666666667,18.02,22.22]
[]
[]
[null,"VKL800; ISH Prototyp; mit Filter, Schlitzelemente umgebaut (Steg & Versperrung untereinander), mit 3-3,5cm Schalldämm.",11,757,7,5.7,null,"2017-02-22","10:45:00","TT","VKL800, 4L, ISH-Prototyp",127.869424,13.706,16.324000000000002,-2.6179999999999999,-388.69605300000001,46.28436,222.729139,0,22.103999999999999,16.891999999999999,22.103999999999999,16.891999999999999,"-",0,0,22.09,22.11,22.11,16.940000000000001,16.829999999999998,16.91,22.32]
[null,{"$f":"CONCATENATE(\"mit \",ROUND(L390,0),\" kg/h wasserseitig, \",ROUND(D390,0),\" 1/min Drehzahl\")","v":"mit 128 kg/h wasserseitig, 757 1/min Drehzahl"},11,757,7,5.7,null,"2017-02-22","10:45:14","TT","VKL800, 4L, ISH-Prototyp",127.506418,13.698,16.285,-2.5870000000000002,-383.00307099999998,45.606462000000001,219.63552899999999,0,22.096,16.888000000000002,22.096,16.888000000000002,"-",0,0,22.08,22.1,22.11,16.940000000000001,16.829999999999998,16.899999999999999,22.32]
[null,null,11,757,7,5.7,null,"2017-02-22","10:45:28","TT","VKL800, 4L, ISH-Prototyp",127.379859,13.694000000000001,16.266999999999999,-2.573,-380.55228199999999,45.31823,218.21614199999999,0,22.091332999999999,16.882999999999999,22.091332999999999,16.882999999999999,"-",0,0,22.08,22.1,22.1,16.940000000000001,16.82,16.89,22.33]
["V57",{"$f":"B387","v":"VKL800; ISH Prototyp; mit Filter, Schlitzelemente umgebaut (Steg & Versperrung untereinander), mit 3-3,5cm Schalldämm."},{"$f":"AVERAGE(C387:C389)","v":11},{"$f":"AVERAGE(D387:D389)","v":757},{"$f":"AVERAGE(E387:E389)","v":7},{"$f":"AVERAGE(F387:F389)","v":5.7},null,{"$f":"H389","v":"2017-02-22"},null,{"$f":"J389","v":"TT"},null,{"$f":"AVERAGE(L387:L389)","v":127.58523366666667},13.699333333333334,16.292000000000002,-2.5926666666666667,-384.08380199999993,45.736350666666659,220.1936033333333,0,22.097111000000002,16.887666666666664,null,null,null,null,{"$f":"AVERAGE(Z387:Z389)","v":0},22.083333333333332,22.103333333333335,22.106666666666666,16.940000000000001,16.826666666666664,16.900000000000002,22.323333333333334]
[]
[]
[null,"VKL800; ISH Prototyp; mit Filter, Schlitzelemente umgebaut (Steg & Versperrung untereinander), mit 3-3,5cm Schalldämm.",32.9,757,7,5.7,null,"2017-02-22","10:56:38","TT","VKL800, 4L, ISH-Prototyp",236.95770400000001,13.64,15.225,-1.585,-436.08774299999999,51.441617999999998,219.382777,0,22.117332999999999,16.180667,22.117332999999999,16.180667,"-",0,0,22.11,22.08,22.16,16.23,16.12,16.190000000000001,22.4]
[null,{"$f":"CONCATENATE(\"mit \",ROUND(L396,0),\" kg/h wasserseitig, \",ROUND(D396,0),\" 1/min Drehzahl\")","v":"mit 237 kg/h wasserseitig, 757 1/min Drehzahl"},32.9,757,7,5.7,null,"2017-02-22","10:56:52","TT","VKL800, 4L, ISH-Prototyp",236.95509200000001,13.638999999999999,15.231,-1.5920000000000001,-438.00885499999998,51.647927000000003,220.349231,0,22.119667,16.183,22.119667,16.183,"-",0,0,22.09,22.09,22.18,16.23,16.12,16.2,22.41]
[null,null,32.9,757,7,5.7,null,"2017-02-22","10:57:06","TT","VKL800, 4L, ISH-Prototyp",237.84769,13.635,15.228,-1.593,-439.93498,51.761116000000001,220.87175099999999,0,22.134333000000002,16.185666999999999,22.134333000000002,16.185666999999999,"-",0,0,22.11,22.11,22.18,16.239999999999998,16.12,16.2,22.41]
["V58",{"$f":"B393","v":"VKL800; ISH Prototyp; mit Filter, Schlitzelemente umgebaut (Steg & Versperrung untereinander), mit 3-3,5cm Schalldämm."},{"$f":"AVERAGE(C393:C395)","v":32.9},{"$f":"AVERAGE(D393:D395)","v":757},{"$f":"AVERAGE(E393:E395)","v":7},{"$f":"AVERAGE(F393:F395)","v":5.7},null,{"$f":"H395","v":"2017-02-22"},null,{"$f":"J395","v":"TT"},null,{"$f":"AVERAGE(L393:L395)","v":237.25349533333335},13.638,15.228,-1.5899999999999999,-438.01052600000003,51.616886999999998,220.20125299999998,0,22.123777666666665,16.183111333333333,null,null,null,null,{"$f":"AVERAGE(Z393:Z395)","v":0},22.103333333333335,22.093333333333334,22.173333333333336,16.233333333333334,16.12,16.196666666666669,22.406666666666666]
[]
[]
[null,"VKL800; ISH Prototyp; mit Filter, Schlitzelemente umgebaut (Steg & Versperrung untereinander), mit 3-3,5cm Schalldämm.",52.3,757,7,5.7,null,"2017-02-22","11:08:41","TT","VKL800, 4L, ISH-Prototyp",308.04357399999998,13.637,14.922000000000001,-1.2849999999999999,-459.60957000000002,53.148390999999997,220.60081099999999,0,22.284666999999999,16.062332999999999,22.284666999999999,16.062332999999999,"-",0,0,22.23,22.28,22.35,16.11,16,16.079999999999998,22.52]
[null,{"$f":"CONCATENATE(\"mit \",ROUND(L402,0),\" kg/h wasserseitig, \",ROUND(D402,0),\" 1/min Drehzahl\")","v":"mit 307 kg/h wasserseitig, 757 1/min Drehzahl"},52.3,757,7,5.7,null,"2017-02-22","11:08:55","TT","VKL800, 4L, ISH-Prototyp",306.30506500000001,13.638,14.914,-1.276,-453.81477699999999,52.482337999999999,217.86614299999999,0,22.285,16.064,22.285,16.064,"-",0,0,22.23,22.27,22.35,16.11,16,16.079999999999998,22.52]
[null,null,52.3,757,7,5.7,null,"2017-02-22","11:09:09","TT","VKL800, 4L, ISH-Prototyp",307.22346900000002,13.641,14.917999999999999,-1.2769999999999999,-455.53218500000003,52.713464000000002,218.796144,0,22.282667,16.064667,22.282667,16.064667,"-",0,0,22.23,22.27,22.35,16.11,16,16.079999999999998,22.53]
["V59",{"$f":"B399","v":"VKL800; ISH Prototyp; mit Filter, Schlitzelemente umgebaut (Steg & Versperrung untereinander), mit 3-3,5cm Schalldämm."},{"$f":"AVERAGE(C399:C401)","v":52.29999999999999},{"$f":"AVERAGE(D399:D401)","v":757},{"$f":"AVERAGE(E399:E401)","v":7},{"$f":"AVERAGE(F399:F401)","v":5.7},null,{"$f":"H401","v":"2017-02-22"},null,{"$f":"J401","v":"TT"},null,{"$f":"AVERAGE(L399:L401)","v":307.19070266666671},13.638666666666666,14.917999999999999,-1.2793333333333334,-456.31884400000007,52.78139766666667,219.08769933333335,0,22.284111333333332,16.063666666666666,null,null,null,null,{"$f":"AVERAGE(Z399:Z401)","v":0},22.23,22.27333333333333,22.350000000000005,16.11,16,16.079999999999998,22.52333333333333]
[]
[]
[]
[]
[null,"VKL800; ISH Prototyp; mit Filter, Schlitzelemente umgebaut (Steg & Versperrung untereinander), mit 3-3,5cm Schalldämm.",2.1,484,2.4,3.5,null,"2017-02-22","11:30:20","TT","VKL800, 4L, ISH-Prototyp",52.046393000000002,13.897,17.283000000000001,-3.3860000000000001,-204.62155200000001,24.124210000000001,125.066097,0,22.379000000000001,17.492667000000001,22.379000000000001,17.492667000000001,"-",0,0,22.3,22.37,22.47,17.55,17.41,17.52,22.79]
[null,{"$f":"CONCATENATE(\"mit \",ROUND(L410,0),\" kg/h wasserseitig, \",ROUND(D410,0),\" 1/min Drehzahl\")","v":"mit 52 kg/h wasserseitig, 484 1/min Drehzahl"},2.1,484,2.4,3.5,null,"2017-02-22","11:31:16","TT","VKL800, 4L, ISH-Prototyp",51.750045,13.896000000000001,17.260000000000002,-3.3639999999999999,-202.13452799999999,23.894853000000001,124.343356,0,22.355333000000002,17.500333000000001,22.355333000000002,17.500333000000001,"-",0,0,22.28,22.34,22.45,17.559999999999999,17.41,17.53,22.82]
[null,null,2.1,484,2.4,3.5,null,"2017-02-22","11:31:30","TT","VKL800, 4L, ISH-Prototyp",51.801394999999999,13.895,17.265999999999998,-3.371,-202.75612799999999,23.978728,124.92300299999999,0,22.350667000000001,17.503333000000001,22.350667000000001,17.503333000000001,"-",0,0,22.27,22.33,22.45,17.559999999999999,17.420000000000002,17.53,22.82]
["V60",{"$f":"B407","v":"VKL800; ISH Prototyp; mit Filter, Schlitzelemente umgebaut (Steg & Versperrung untereinander), mit 3-3,5cm Schalldämm."},{"$f":"AVERAGE(C407:C409)","v":2.1},{"$f":"AVERAGE(D407:D409)","v":484},{"$f":"AVERAGE(E407:E409)","v":2.4},{"$f":"AVERAGE(F407:F409)","v":3.5},null,{"$f":"H409","v":"2017-02-22"},null,{"$f":"J409","v":"TT"},null,{"$f":"AVERAGE(L407:L409)","v":51.865944333333324},13.896000000000001,17.269666666666669,-3.3736666666666668,-203.17073600000001,23.999263666666668,124.77748533333333,0,22.361666666666668,17.498777666666669,null,null,null,null,{"$f":"AVERAGE(Z407:Z409)","v":0},22.283333333333331,22.346666666666664,22.456666666666667,17.556666666666668,17.413333333333334,17.526666666666667,22.810000000000002]
[]
[]
[null,"VKL800; ISH Prototyp; mit Filter, Schlitzelemente umgebaut (Steg & Versperrung untereinander), mit 3-3,5cm Schalldämm.",10.7,484,2.4,3.5,null,"2017-02-22","11:49:47","TT","VKL800, 4L, ISH-Prototyp",127.252813,13.724,15.513999999999999,-1.79,-264.48083300000002,30.758354000000001,127.524702,0,22.322666999999999,16.128667,22.322666999999999,16.128667,"-",0,0,22.26,22.24,22.48,16.18,16.04,16.16,22.96]
[null,{"$f":"CONCATENATE(\"mit \",ROUND(L416,0),\" kg/h wasserseitig, \",ROUND(D416,0),\" 1/min Drehzahl\")","v":"mit 127 kg/h wasserseitig, 484 1/min Drehzahl"},10.7,484,2.4,3.5,null,"2017-02-22","11:50:43","TT","VKL800, 4L, ISH-Prototyp",127.634108,13.718999999999999,15.523999999999999,-1.8049999999999999,-267.49627299999997,31.103012,128.88155499999999,0,22.319333,16.120667000000001,22.319333,16.120667000000001,"-",0,0,22.25,22.26,22.45,16.18,16.03,16.149999999999999,22.95]
[null,null,10.7,484,2.4,3.5,null,"2017-02-22","11:50:57","TT","VKL800, 4L, ISH-Prototyp",126.87300999999999,13.723000000000001,15.522,-1.7989999999999999,-265.01727699999998,30.821936000000001,127.680291,0,22.321332999999999,16.122333000000001,22.321332999999999,16.122333000000001,"-",0,0,22.26,22.27,22.44,16.18,16.03,16.149999999999999,22.97]
["V61",{"$f":"B413","v":"VKL800; ISH Prototyp; mit Filter, Schlitzelemente umgebaut (Steg & Versperrung untereinander), mit 3-3,5cm Schalldämm."},{"$f":"AVERAGE(C413:C415)","v":10.699999999999998},{"$f":"AVERAGE(D413:D415)","v":484},{"$f":"AVERAGE(E413:E415)","v":2.4},{"$f":"AVERAGE(F413:F415)","v":3.5},null,{"$f":"H415","v":"2017-02-22"},null,{"$f":"J415","v":"TT"},null,{"$f":"AVERAGE(L413:L415)","v":127.25331033333333},13.722,15.519999999999998,-1.798,-265.6647943333333,30.894434,128.02884933333334,0,22.321110999999998,16.123889000000002,null,null,null,null,{"$f":"AVERAGE(Z413:Z415)","v":0},22.256666666666671,22.256666666666664,22.456666666666667,16.18,16.033333333333335,16.153333333333332,22.959999999999997]
[]
[]
[null,"VKL800; ISH Prototyp; mit Filter, Schlitzelemente umgebaut (Steg & Versperrung untereinander), mit 3-3,5cm Schalldämm.",33.6,484,2.4,3.5,null,"2017-02-22","11:59:19","TT","VKL800, 4L, ISH-Prototyp",236.95951199999999,13.654,14.706,-1.052,-289.44341100000003,33.375494000000003,130.02360300000001,0,22.326333000000002,15.678000000000001,22.326333000000002,15.678000000000001,"-",0,0,22.27,22.29,22.42,15.73,15.59,15.72,23]
[null,{"$f":"CONCATENATE(\"mit \",ROUND(L422,0),\" kg/h wasserseitig, \",ROUND(D422,0),\" 1/min Drehzahl\")","v":"mit 237 kg/h wasserseitig, 484 1/min Drehzahl"},33.6,484,2.4,3.5,null,"2017-02-22","11:59:33","TT","VKL800, 4L, ISH-Prototyp",237.850109,13.657999999999999,14.71,-1.052,-290.53126600000002,33.464917999999997,130.17290499999999,0,22.339666999999999,15.673999999999999,22.339666999999999,15.673999999999999,"-",0,0,22.29,22.3,22.43,15.73,15.58,15.71,22.99]
[null,null,33.6,484,2.4,3.5,null,"2017-02-22","11:59:47","TT","VKL800, 4L, ISH-Prototyp",237.61303000000001,13.667999999999999,14.712999999999999,-1.0449999999999999,-288.31041099999999,33.239738000000003,129.07457299999999,0,22.341667000000001,15.670667,22.341667000000001,15.670667,"-",0,0,22.29,22.3,22.43,15.72,15.58,15.71,23.01]
["V62",{"$f":"B419","v":"VKL800; ISH Prototyp; mit Filter, Schlitzelemente umgebaut (Steg & Versperrung untereinander), mit 3-3,5cm Schalldämm."},{"$f":"AVERAGE(C419:C421)","v":33.6},{"$f":"AVERAGE(D419:D421)","v":484},{"$f":"AVERAGE(E419:E421)","v":2.4},{"$f":"AVERAGE(F419:F421)","v":3.5},null,{"$f":"H421","v":"2017-02-22"},null,{"$f":"J421","v":"TT"},null,{"$f":"AVERAGE(L419:L421)","v":237.47421699999998},13.659999999999998,14.709666666666665,-1.0496666666666667,-289.42836266666671,33.360050000000001,129.75702699999999,0,22.335888999999998,15.674222333333333,null,null,null,null,{"$f":"AVERAGE(Z419:Z421)","v":0},22.283333333333331,22.296666666666667,22.426666666666666,15.726666666666667,15.583333333333334,15.713333333333333,23]
[]
[]
[null,"VKL800; ISH Prototyp; mit Filter, Schlitzelemente umgebaut (Steg & Versperrung untereinander), mit 3-3,5cm Schalldämm.",53.6,484,2.4,3.5,null,"2017-02-22","13:04:51","TT","VKL800, 4L, ISH-Prototyp",308.35148400000003,13.653,14.494,-0.84099999999999997,-301.10351100000003,34.488031999999997,131.15175199999999,0,22.383666999999999,15.526999999999999,22.383666999999999,15.526999999999999,"-",0,0,22.37,22.35,22.43,15.58,15.44,15.56,23.03]
[null,{"$f":"CONCATENATE(\"mit \",ROUND(L428,0),\" kg/h wasserseitig, \",ROUND(D428,0),\" 1/min Drehzahl\")","v":"mit 307 kg/h wasserseitig, 484 1/min Drehzahl"},53.6,484,2.4,3.5,null,"2017-02-22","13:05:05","TT","VKL800, 4L, ISH-Prototyp",307.73746199999999,13.657999999999999,14.497999999999999,-0.84,-300.14660500000002,34.360062999999997,130.54456099999999,0,22.393332999999998,15.526667,22.393332999999998,15.526667,"-",0,0,22.39,22.36,22.43,15.58,15.44,15.56,23.02]
[null,null,53.6,484,2.4,3.5,null,"2017-02-22","13:05:19","TT","VKL800, 4L, ISH-Prototyp",304.96706699999999,13.664,14.489000000000001,-0.82499999999999996,-292.133036,33.489972999999999,127.120881,0,22.387,15.523667,22.387,15.523667,"-",0,0,22.37,22.36,22.43,15.58,15.44,15.55,23.04]
["V63",{"$f":"B425","v":"VKL800; ISH Prototyp; mit Filter, Schlitzelemente umgebaut (Steg & Versperrung untereinander), mit 3-3,5cm Schalldämm."},{"$f":"AVERAGE(C425:C427)","v":53.6},{"$f":"AVERAGE(D425:D427)","v":484},{"$f":"AVERAGE(E425:E427)","v":2.4},{"$f":"AVERAGE(F425:F427)","v":3.5},null,{"$f":"H427","v":"2017-02-22"},null,{"$f":"J427","v":"TT"},null,{"$f":"AVERAGE(L425:L427)","v":307.01867100000004},13.658333333333333,14.493666666666664,-0.83533333333333337,-297.79438400000004,34.112689333333329,129.60573133333332,0,22.388000000000002,15.525777999999997,null,null,null,null,{"$f":"AVERAGE(Z425:Z427)","v":0},22.376666666666669,22.356666666666666,22.429999999999996,15.58,15.44,15.556666666666667,23.03]
[]
[]
[]
[null,"VKL800; ISH Prototyp; mit Filter, Schlitzelemente umgebaut (Steg & Versperrung untereinander), mit 3-3,5cm Schalldämm.",2.6,1145,19,10,null,"2017-02-22","13:29:04","TT","VKL800, 4L, ISH-Prototyp",59.974863999999997,13.88,19.100000000000001,-5.22,-363.50765100000001,42.061286000000003,357.00019200000003,0,22.522333,19.481332999999999,22.522333,19.481332999999999,"-",0,0,22.49,22.49,22.58,19.52,19.440000000000001,19.48,22.97]
[null,{"$f":"CONCATENATE(\"mit \",ROUND(L435,0),\" kg/h wasserseitig, \",ROUND(D435,0),\" 1/min Drehzahl\")","v":"mit 60 kg/h wasserseitig, 1145 1/min Drehzahl"},2.6,1145,19,10,null,"2017-02-22","13:29:18","TT","VKL800, 4L, ISH-Prototyp",60.152773000000003,13.884,19.113,-5.2290000000000001,-365.21455500000002,42.263680999999998,358.08777300000003,0,22.525333,19.479333,22.525333,19.479333,"-",0,0,22.5,22.49,22.58,19.52,19.440000000000001,19.48,22.96]
[null,null,2.6,1145,19,10,null,"2017-02-22","13:29:32","TT","VKL800, 4L, ISH-Prototyp",60.152130999999997,13.885999999999999,19.103000000000002,-5.2169999999999996,-364.37253700000002,42.140231999999997,357.14493599999997,0,22.532667,19.485666999999999,22.532667,19.485666999999999,"-",0,0,22.52,22.49,22.58,19.52,19.45,19.48,22.96]
["V64",{"$f":"B432","v":"VKL800; ISH Prototyp; mit Filter, Schlitzelemente umgebaut (Steg & Versperrung untereinander), mit 3-3,5cm Schalldämm."},{"$f":"AVERAGE(C432:C434)","v":2.6},{"$f":"AVERAGE(D432:D434)","v":1145},{"$f":"AVERAGE(E432:E434)","v":19},{"$f":"AVERAGE(F432:F434)","v":10},null,{"$f":"H434","v":"2017-02-22"},null,{"$f":"J434","v":"TT"},null,{"$f":"AVERAGE(L432:L434)","v":60.093255999999997},13.883333333333335,19.105333333333334,-5.2220000000000004,-364.36491433333339,42.15506633333333,357.41096700000003,0,22.526777666666664,19.482111,null,null,null,null,{"$f":"AVERAGE(Z432:Z434)","v":0},22.50333333333333,22.49,22.58,19.52,19.443333333333332,19.48,22.963333333333335]
[]
[]
[null,"VKL800; ISH Prototyp; mit Filter, Schlitzelemente umgebaut (Steg & Versperrung untereinander), mit 3-3,5cm Schalldämm.",11,1145,19,10,null,"2017-02-22","13:38:28","TT","VKL800, 4L, ISH-Prototyp",127.251943,13.744999999999999,17.32,-3.5750000000000002,-528.21927900000003,60.182212999999997,355.19937499999997,0,22.521999999999998,18.080666999999998,22.521999999999998,18.080666999999998,"-",0,0,22.48,22.5,22.59,18.12,18.05,18.079999999999998,22.92]
[null,{"$f":"CONCATENATE(\"mit \",ROUND(L441,0),\" kg/h wasserseitig, \",ROUND(D441,0),\" 1/min Drehzahl\")","v":"mit 128 kg/h wasserseitig, 1145 1/min Drehzahl"},11,1145,19,10,null,"2017-02-22","13:38:42","TT","VKL800, 4L, ISH-Prototyp",127.868836,13.738,17.3,-3.5619999999999998,-528.84987699999999,60.251770999999998,355.62341800000002,0,22.515332999999998,18.074000000000002,22.515332999999998,18.074000000000002,"-",0,0,22.48,22.48,22.58,18.11,18.04,18.07,22.91]
[null,null,11,1145,19,10,null,"2017-02-22","13:39:10","TT","VKL800, 4L, ISH-Prototyp",127.74169999999999,13.734,17.280999999999999,-3.5470000000000002,-526.09922300000005,60.052419,354.41213800000003,0,22.494667,18.061333000000001,22.494667,18.061333000000001,"-",0,0,22.46,22.46,22.56,18.100000000000001,18.02,18.07,22.91]
["V65",{"$f":"B438","v":"VKL800; ISH Prototyp; mit Filter, Schlitzelemente umgebaut (Steg & Versperrung untereinander), mit 3-3,5cm Schalldämm."},{"$f":"AVERAGE(C438:C440)","v":11},{"$f":"AVERAGE(D438:D440)","v":1145},{"$f":"AVERAGE(E438:E440)","v":19},{"$f":"AVERAGE(F438:F440)","v":10},null,{"$f":"H440","v":"2017-02-22"},null,{"$f":"J440","v":"TT"},null,{"$f":"AVERAGE(L438:L440)","v":127.62082633333334},13.738999999999999,17.300333333333334,-3.5613333333333337,-527.72279300000002,60.162134333333334,355.07831033333332,0,22.510666666666665,18.072000000000003,null,null,null,null,{"$f":"AVERAGE(Z438:Z440)","v":0},22.473333333333333,22.48,22.576666666666668,18.110000000000003,18.036666666666665,18.073333333333334,22.91333333333333]
[]
[]
[null,"VKL800; ISH Prototyp; mit Filter, Schlitzelemente umgebaut (Steg & Versperrung untereinander), mit 3-3,5cm Schalldämm.",34.1,1145,19,10,null,"2017-02-22","13:58:45","TT","VKL800, 4L, ISH-Prototyp",239.45430500000001,13.673,15.929,-2.2559999999999998,-627.24257,71.081014999999994,355.41953000000001,0,22.497333000000001,17.226666999999999,22.497333000000001,17.226666999999999,"-",0,0,22.4,22.52,22.58,17.260000000000002,17.190000000000001,17.23,22.96]
[null,{"$f":"CONCATENATE(\"mit \",ROUND(L447,0),\" kg/h wasserseitig, \",ROUND(D447,0),\" 1/min Drehzahl\")","v":"mit 239 kg/h wasserseitig, 1145 1/min Drehzahl"},34.1,1145,19,10,null,"2017-02-22","13:58:59","TT","VKL800, 4L, ISH-Prototyp",238.08738,13.673999999999999,15.923999999999999,-2.25,-622.00328100000002,70.391559000000001,351.93882200000002,0,22.510332999999999,17.231999999999999,22.510332999999999,17.231999999999999,"-",0,0,22.42,22.52,22.58,17.27,17.2,17.23,22.96]
[null,null,34.1,1145,19,10,null,"2017-02-22","13:59:13","TT","VKL800, 4L, ISH-Prototyp",238.50095999999999,13.675000000000001,15.901999999999999,-2.2269999999999999,-616.71445600000004,69.774602999999999,348.50615299999998,0,22.513667000000002,17.228667000000002,22.513667000000002,17.228667000000002,"-",0,0,22.42,22.54,22.58,17.27,17.190000000000001,17.23,22.97]
["V66",{"$f":"B444","v":"VKL800; ISH Prototyp; mit Filter, Schlitzelemente umgebaut (Steg & Versperrung untereinander), mit 3-3,5cm Schalldämm."},{"$f":"AVERAGE(C444:C446)","v":34.1},{"$f":"AVERAGE(D444:D446)","v":1145},{"$f":"AVERAGE(E444:E446)","v":19},{"$f":"AVERAGE(F444:F446)","v":10},null,{"$f":"H446","v":"2017-02-22"},null,{"$f":"J446","v":"TT"},null,{"$f":"AVERAGE(L444:L446)","v":238.68088166666666},13.674000000000001,15.918333333333335,-2.2443333333333335,-621.98676900000009,70.415725666666674,351.954835,0,22.507110999999998,17.229111333333332,null,null,null,null,{"$f":"AVERAGE(Z444:Z446)","v":0},22.413333333333338,22.526666666666667,22.58,17.266666666666666,17.193333333333332,17.23,22.963333333333335]
[]
[]
[null,"VKL800; ISH Prototyp; mit Filter, Schlitzelemente umgebaut (Steg & Versperrung untereinander), mit 3-3,5cm Schalldämm.",53.5,1145,19,10,null,"2017-02-22","14:09:34","TT","VKL800, 4L, ISH-Prototyp",308.55453799999998,13.676,15.459,-1.7829999999999999,-638.78845999999999,73.121390000000005,351.81590299999999,0,22.411999999999999,16.989332999999998,22.411999999999999,16.989332999999998,"-",0,0,22.33,22.39,22.51,17.03,16.95,16.989999999999998,22.95]
[null,{"$f":"CONCATENATE(\"mit \",ROUND(L453,0),\" kg/h wasserseitig, \",ROUND(D453,0),\" 1/min Drehzahl\")","v":"mit 308 kg/h wasserseitig, 1145 1/min Drehzahl"},53.5,1145,19,10,null,"2017-02-22","14:09:48","TT","VKL800, 4L, ISH-Prototyp",308.86721799999998,13.679,15.472,-1.7929999999999999,-643.02208099999996,73.715703000000005,354.62716999999998,0,22.402000000000001,16.986667000000001,22.402000000000001,16.986667000000001,"-",0,0,22.32,22.39,22.51,17.02,16.940000000000001,16.989999999999998,22.97]
[null,null,53.5,1145,19,10,null,"2017-02-22","14:10:16","TT","VKL800, 4L, ISH-Prototyp",307.22183000000001,13.676,15.481,-1.8049999999999999,-643.87721899999997,73.658924999999996,354.22662200000002,0,22.417332999999999,16.988667,22.417332999999999,16.988667,"-",0,0,22.33,22.41,22.51,17.02,16.95,16.989999999999998,22.97]
["V67",{"$f":"B450","v":"VKL800; ISH Prototyp; mit Filter, Schlitzelemente umgebaut (Steg & Versperrung untereinander), mit 3-3,5cm Schalldämm."},{"$f":"AVERAGE(C450:C452)","v":53.5},{"$f":"AVERAGE(D450:D452)","v":1145},{"$f":"AVERAGE(E450:E452)","v":19},{"$f":"AVERAGE(F450:F452)","v":10},null,{"$f":"H452","v":"2017-02-22"},null,{"$f":"J452","v":"TT"},null,{"$f":"AVERAGE(L450:L452)","v":308.21452866666664},13.677,15.470666666666666,-1.7936666666666665,-641.89591999999993,73.498672666666664,353.55656500000003,0,22.410444333333334,16.988222333333333,null,null,null,null,{"$f":"AVERAGE(Z450:Z452)","v":0},22.326666666666664,22.396666666666665,22.51,17.02333333333333,16.946666666666669,16.989999999999998,22.963333333333335]
[]
[]
[null,"Kontrollmessung: Stichprobe für Auslegung"]
[]
[null,"VKL800; ISH Prototyp; mit Filter, Schlitzelemente umgebaut (Steg & Versperrung untereinander), mit 3-3,5cm Schalldämm.",18.100000000000001,665,5.3,5,null,"2017-02-22","15:41:56","TT","VKL800, 4L, ISH-Prototyp",167.62620200000001,13.7,15.66,-1.96,-381.479986,43.382863999999998,186.50764699999999,0,22.493333,16.384667,22.493333,16.384667,"-",0,0,22.38,22.48,22.63,16.440000000000001,16.309999999999999,16.399999999999999,23.23]
[null,{"$f":"CONCATENATE(\"mit \",ROUND(L461,0),\" kg/h wasserseitig, \",ROUND(D461,0),\" 1/min Drehzahl\")","v":"mit 168 kg/h wasserseitig, 665 1/min Drehzahl"},18.100000000000001,665,5.3,5,null,"2017-02-22","15:42:10","TT","VKL800, 4L, ISH-Prototyp",167.62477799999999,13.7,15.662000000000001,-1.962,-381.86600600000003,43.448174999999999,186.798306,0,22.489000000000001,16.383666999999999,22.489000000000001,16.383666999999999,"-",0,0,22.36,22.48,22.62,16.440000000000001,16.309999999999999,16.399999999999999,23.23]
[null,null,18.100000000000001,665,5.3,5,null,"2017-02-22","15:42:24","TT","VKL800, 4L, ISH-Prototyp",167.291954,13.7,15.664,-1.964,-381.49628999999999,43.392943000000002,186.464744,0,22.491667,16.381333000000001,22.491667,16.381333000000001,"-",0,0,22.37,22.49,22.62,16.43,16.32,16.39,23.23]
["V68",{"$f":"B458","v":"VKL800; ISH Prototyp; mit Filter, Schlitzelemente umgebaut (Steg & Versperrung untereinander), mit 3-3,5cm Schalldämm."},{"$f":"AVERAGE(C458:C460)","v":18.100000000000001},{"$f":"AVERAGE(D458:D460)","v":665},{"$f":"AVERAGE(E458:E460)","v":5.3},{"$f":"AVERAGE(F458:F460)","v":5},null,{"$f":"H460","v":"2017-02-22"},null,{"$f":"J460","v":"TT"},null,{"$f":"AVERAGE(L458:L460)","v":167.51431133333335},13.699999999999998,15.662000000000001,-1.9619999999999997,-381.61409400000002,43.407994000000002,186.59023233333332,0,22.49133333333333,16.383222333333332,null,null,null,null,{"$f":"AVERAGE(Z458:Z460)","v":0},22.37,22.483333333333334,22.623333333333335,16.436666666666667,16.313333333333333,16.396666666666665,23.23]
[]
[null,"Kontrollmessung: Stichprobe für Auslegung"]
[]
[null,"VKL800; ISH Prototyp; mit Filter, Schlitzelemente umgebaut (Steg & Versperrung untereinander), mit 3-3,5cm Schalldämm.",8.6999999999999993,602,5.3,4.5,null,"2017-02-22","16:04:11","TT","VKL800, 4L, ISH-Prototyp",108.80100299999999,13.759,16.34,-2.581,-326.05786899999998,36.376854000000002,164.427007,0,22.722332999999999,16.8,22.722332999999999,16.8,"-",0,0,22.67,22.68,22.82,16.86,16.73,16.82,23.39]
[null,{"$f":"CONCATENATE(\"mit \",ROUND(L468,0),\" kg/h wasserseitig, \",ROUND(D468,0),\" 1/min Drehzahl\")","v":"mit 109 kg/h wasserseitig, 602 1/min Drehzahl"},8.6999999999999993,602,5.3,4.5,null,"2017-02-22","16:04:25","TT","VKL800, 4L, ISH-Prototyp",109.34563199999999,13.762,16.353000000000002,-2.5910000000000002,-328.959653,36.684223000000003,165.731764,0,22.729333,16.801333,22.729333,16.801333,"-",0,0,22.68,22.68,22.83,16.86,16.73,16.82,23.38]
[null,null,8.6999999999999993,602,5.3,4.5,null,"2017-02-22","16:04:39","TT","VKL800, 4L, ISH-Prototyp",109.017104,13.763,16.367999999999999,-2.605,-329.74342899999999,36.752499999999998,166.061272,0,22.734999999999999,16.804666999999998,22.734999999999999,16.804666999999998,"-",0,0,22.69,22.69,22.82,16.86,16.73,16.82,23.38]
["V69",{"$f":"B465","v":"VKL800; ISH Prototyp; mit Filter, Schlitzelemente umgebaut (Steg & Versperrung untereinander), mit 3-3,5cm Schalldämm."},{"$f":"AVERAGE(C465:C467)","v":8.6999999999999993},{"$f":"AVERAGE(D465:D467)","v":602},{"$f":"AVERAGE(E465:E467)","v":5.3},{"$f":"AVERAGE(F465:F467)","v":4.5},null,{"$f":"H467","v":"2017-02-22"},null,{"$f":"J467","v":"TT"},null,{"$f":"AVERAGE(L465:L467)","v":109.05457966666667},13.761333333333333,16.353666666666665,-2.5923333333333338,-328.25365033333333,36.604525666666667,165.40668100000002,0,22.728888666666666,16.801999999999996,null,null,null,null,{"$f":"AVERAGE(Z465:Z467)","v":0},22.680000000000003,22.683333333333334,22.823333333333334,16.86,16.73,16.82,23.383333333333329]
[]
[]
[]
[null,"Drehzahlvariation - mit 3-3,5cm Schalldämmung, 3,2mm Lamellenabstand, mit Isolierung der Kondensatwanne, mit Filter, mit 3D-Strömung"]
[null,"immer mit 3,2mm Lamellenabstand und Isolierung der Kondensatwanne (Elemente LDB 12/M/3 umgebaut -> Steg & Versperrung untereinander)"]
[]
[null,"VKL800; ISH Prototyp; mit Filter, 2MR,  mit 3-3,5cm Schalldämm., mit 3D-Strömung",25.9,734,5,5.6,null,"2017-02-23","10:20:51","TT","VKL800, 4L, ISH-Prototyp",204.95412400000001,13.673999999999999,15.451000000000001,-1.7769999999999999,-422.88070499999998,47.233407999999997,199.33061900000001,0,22.626999999999999,16.291,22.626999999999999,16.291,"-",0,0,22.65,22.61,22.61,16.2,16.399999999999999,16.27,22.02]
[null,{"$f":"CONCATENATE(\"mit \",ROUND(L478,0),\" kg/h wasserseitig, \",ROUND(D478,0),\" 1/min Drehzahl\")","v":"mit 205 kg/h wasserseitig, 734 1/min Drehzahl"},25.9,734,5,5.6,null,"2017-02-23","10:21:05","TT","VKL800, 4L, ISH-Prototyp",205.56528599999999,13.673,15.452999999999999,-1.78,-424.85776499999997,47.394240000000003,199.96796699999999,0,22.637333000000002,16.292000000000002,22.637333000000002,16.292000000000002,"-",0,0,22.67,22.62,22.62,16.2,16.399999999999999,16.27,22.02]
[null,null,25.9,734,5,5.6,null,"2017-02-23","10:21:19","TT","VKL800, 4L, ISH-Prototyp",205.16321400000001,13.673999999999999,15.445,-1.7709999999999999,-421.88281599999999,47.065874999999998,198.59904599999999,0,22.637667,16.293333000000001,22.637667,16.293333000000001,"-",0,0,22.66,22.62,22.63,16.2,16.399999999999999,16.28,22.04]
["V70",{"$f":"B475","v":"VKL800; ISH Prototyp; mit Filter, 2MR,  mit 3-3,5cm Schalldämm., mit 3D-Strömung"},{"$f":"AVERAGE(C475:C477)","v":25.899999999999995},{"$f":"AVERAGE(D475:D477)","v":734},{"$f":"AVERAGE(E475:E477)","v":5},{"$f":"AVERAGE(F475:F477)","v":5.5999999999999988},null,{"$f":"H477","v":"2017-02-23"},null,{"$f":"J477","v":"TT"},null,{"$f":"AVERAGE(L475:L477)","v":205.22754133333333},13.673666666666668,15.449666666666667,-1.7759999999999998,-423.20709533333337,47.231174333333335,199.29921066666665,0,22.634,16.292111000000002,null,null,null,null,{"$f":"AVERAGE(Z475:Z477)","v":0},22.66,22.616666666666671,22.62,16.2,16.399999999999999,16.273333333333333,22.026666666666667]
[]
[]
[null,"VKL800; ISH Prototyp; mit Filter, 2MR,  mit 3-3,5cm Schalldämm., mit 3D-Strömung",25.9,489,1.9,3.5,null,"2017-02-23","10:39:45","TT","VKL800, 4L, ISH-Prototyp",200.45070100000001,13.669,14.917,-1.248,-290.46642900000001,31.800571999999999,123.299695,0,22.803000000000001,15.767333000000001,22.803000000000001,15.767333000000001,"-",0,0,22.85,22.76,22.8,15.65,15.93,15.73,22.42]
[null,{"$f":"CONCATENATE(\"mit \",ROUND(L484,0),\" kg/h wasserseitig, \",ROUND(D484,0),\" 1/min Drehzahl\")","v":"mit 201 kg/h wasserseitig, 489 1/min Drehzahl"},25.9,489,1.9,3.5,null,"2017-02-23","10:39:59","TT","VKL800, 4L, ISH-Prototyp",201.052424,13.666,14.92,-1.254,-292.73903100000001,32.036518999999998,124.29383300000001,0,22.803667000000001,15.769667,22.803667000000001,15.769667,"-",0,0,22.85,22.75,22.8,15.65,15.93,15.73,22.39]
[null,null,25.9,489,1.9,3.5,null,"2017-02-23","10:40:13","TT","VKL800, 4L, ISH-Prototyp",201.57652300000001,13.666,14.923,-1.2569999999999999,-294.204294,32.201571999999999,124.90412999999999,0,22.802333000000001,15.767666999999999,22.802333000000001,15.767666999999999,"-",0,0,22.85,22.75,22.81,15.64,15.93,15.73,22.4]
["V71",{"$f":"B481","v":"VKL800; ISH Prototyp; mit Filter, 2MR,  mit 3-3,5cm Schalldämm., mit 3D-Strömung"},{"$f":"AVERAGE(C481:C483)","v":25.899999999999995},{"$f":"AVERAGE(D481:D483)","v":489},{"$f":"AVERAGE(E481:E483)","v":1.8999999999999997},{"$f":"AVERAGE(F481:F483)","v":3.5},null,{"$f":"H483","v":"2017-02-23"},null,{"$f":"J483","v":"TT"},null,{"$f":"AVERAGE(L481:L483)","v":201.02654933333335},13.667000000000002,14.92,-1.2529999999999999,-292.46991800000001,32.012887666666664,124.165886,0,22.803000000000001,15.768222333333332,null,null,null,null,{"$f":"AVERAGE(Z481:Z483)","v":0},22.850000000000005,22.753333333333334,22.803333333333331,15.646666666666667,15.93,15.729999999999999,22.403333333333336]
[]
[]
[null,"VKL800; ISH Prototyp; mit Filter, 2MR,  mit 3-3,5cm Schalldämm., mit 3D-Strömung",25.9,1039,12,8,null,"2017-02-23","10:54:13","TT","VKL800, 4L, ISH-Prototyp",201.37744799999999,13.714,16.053000000000001,-2.339,-546.90870399999994,60.283135999999999,286.32276300000001,0,22.786332999999999,17.081666999999999,22.786332999999999,17.081666999999999,"-",0,0,22.74,22.81,22.81,17.03,17.14,17.07,22.65]
[null,{"$f":"CONCATENATE(\"mit \",ROUND(L490,0),\" kg/h wasserseitig, \",ROUND(D490,0),\" 1/min Drehzahl\")","v":"mit 201 kg/h wasserseitig, 1039 1/min Drehzahl"},25.9,1039,12,8,null,"2017-02-23","10:54:27","TT","VKL800, 4L, ISH-Prototyp",200.85180099999999,13.717000000000001,16.062999999999999,-2.3460000000000001,-547.11360999999999,60.376708999999998,286.76515999999998,0,22.778666999999999,17.080666999999998,22.778666999999999,17.080666999999998,"-",0,0,22.73,22.79,22.82,17.03,17.14,17.07,22.65]
[null,null,25.9,1039,12,8,null,"2017-02-23","10:54:41","TT","VKL800, 4L, ISH-Prototyp",201.17159100000001,13.718,16.074999999999999,-2.3570000000000002,-550.55411600000002,60.731811999999998,288.09657099999998,0,22.783332999999999,17.076000000000001,22.783332999999999,17.076000000000001,"-",0,0,22.74,22.79,22.82,17.03,17.14,17.07,22.65]
["V72",{"$f":"B487","v":"VKL800; ISH Prototyp; mit Filter, 2MR,  mit 3-3,5cm Schalldämm., mit 3D-Strömung"},{"$f":"AVERAGE(C487:C489)","v":25.899999999999995},{"$f":"AVERAGE(D487:D489)","v":1039},{"$f":"AVERAGE(E487:E489)","v":12},{"$f":"AVERAGE(F487:F489)","v":8},null,{"$f":"H489","v":"2017-02-23"},null,{"$f":"J489","v":"TT"},null,{"$f":"AVERAGE(L487:L489)","v":201.13361333333333},13.716333333333333,16.063666666666666,-2.3473333333333337,-548.19214333333332,60.463885666666663,287.06149800000003,0,22.782777666666664,17.079444666666667,null,null,null,null,{"$f":"AVERAGE(Z487:Z489)","v":0},22.736666666666665,22.796666666666663,22.816666666666663,17.03,17.14,17.07,22.649999999999995]
[]
[]
[null,"VKL800; ISH Prototyp; mit Filter, 2MR,  mit 3-3,5cm Schalldämm., mit 3D-Strömung",25.9,1146,18,10,null,"2017-02-23","11:03:19","TT","VKL800, 4L, ISH-Prototyp",201.174519,13.702999999999999,16.337,-2.6339999999999999,-615.26544200000001,65.752219999999994,326.96217999999999,0,23.060333,17.440332999999999,23.060333,17.440332999999999,"-",0,0,23.01,23.04,23.13,17.399999999999999,17.489999999999998,17.440000000000001,22.78]
[null,{"$f":"CONCATENATE(\"mit \",ROUND(L496,0),\" kg/h wasserseitig, \",ROUND(D496,0),\" 1/min Drehzahl\")","v":"mit 201 kg/h wasserseitig, 1146 1/min Drehzahl"},25.9,1146,18,10,null,"2017-02-23","11:03:33","TT","VKL800, 4L, ISH-Prototyp",201.37504000000001,13.705,16.332000000000001,-2.6269999999999998,-614.24197900000001,65.563435999999996,325.87709899999999,0,23.073667,17.444333,23.073667,17.444333,"-",0,0,23.05,23.05,23.13,17.399999999999999,17.5,17.440000000000001,22.77]
[null,null,25.9,1146,18,10,null,"2017-02-23","11:03:47","TT","VKL800, 4L, ISH-Prototyp",201.050254,13.705,16.312999999999999,-2.6080000000000001,-608.81591000000003,64.968082999999993,323.18975,0,23.076000000000001,17.45,23.076000000000001,17.45,"-",0,0,23.05,23.07,23.11,17.41,17.5,17.440000000000001,22.77]
["V73",{"$f":"B493","v":"VKL800; ISH Prototyp; mit Filter, 2MR,  mit 3-3,5cm Schalldämm., mit 3D-Strömung"},{"$f":"AVERAGE(C493:C495)","v":25.899999999999995},{"$f":"AVERAGE(D493:D495)","v":1146},{"$f":"AVERAGE(E493:E495)","v":18},{"$f":"AVERAGE(F493:F495)","v":10},null,{"$f":"H495","v":"2017-02-23"},null,{"$f":"J495","v":"TT"},null,{"$f":"AVERAGE(L493:L495)","v":201.19993766666667},13.704333333333333,16.327333333333332,-2.6229999999999998,-612.77444366666668,65.42791299999999,325.34300966666666,0,23.070000000000004,17.444888666666667,null,null,null,null,{"$f":"AVERAGE(Z493:Z495)","v":0},23.036666666666665,23.053333333333331,23.123333333333335,17.403333333333332,17.496666666666666,17.440000000000001,22.77333333333333]
[]
[]
[null,"Wassermengenvariation"]
[]
[null,"VKL800; ISH Prototyp; mit Filter, 2MR,  mit 3-3,5cm Schalldämm., mit 3D-Strömung",2.6,750,6,5.6,null,"2017-02-23","11:20:52","TT","VKL800, 4L, ISH-Prototyp",59.506909999999998,13.91,18.364000000000001,-4.4539999999999997,-307.74527499999999,32.821494999999999,191.014869,0,23.286332999999999,18.474667,23.286332999999999,18.474667,"-",0,0,23.27,23.26,23.34,18.420000000000002,18.53,18.47,23.02]
[null,{"$f":"CONCATENATE(\"mit \",ROUND(L504,0),\" kg/h wasserseitig, \",ROUND(D504,0),\" 1/min Drehzahl\")","v":"mit 60 kg/h wasserseitig, 750 1/min Drehzahl"},2.6,750,6,5.6,null,"2017-02-23","11:21:06","TT","VKL800, 4L, ISH-Prototyp",59.625815000000003,13.911,18.361999999999998,-4.4509999999999996,-308.15250400000002,32.854413999999998,191.28088299999999,0,23.290333,18.478999999999999,23.290333,18.478999999999999,"-",0,0,23.28,23.27,23.33,18.420000000000002,18.54,18.47,23.03]
[null,null,2.6,750,6,5.6,null,"2017-02-23","11:21:20","TT","VKL800, 4L, ISH-Prototyp",60.092765,13.911,18.361000000000001,-4.45,-310.49597699999998,33.101917,192.82907399999999,0,23.291,18.481999999999999,23.291,18.481999999999999,"-",0,0,23.29,23.26,23.32,18.420000000000002,18.55,18.48,23.04]
["V74",{"$f":"B501","v":"VKL800; ISH Prototyp; mit Filter, 2MR,  mit 3-3,5cm Schalldämm., mit 3D-Strömung"},{"$f":"AVERAGE(C501:C503)","v":2.6},{"$f":"AVERAGE(D501:D503)","v":750},{"$f":"AVERAGE(E501:E503)","v":6},{"$f":"AVERAGE(F501:F503)","v":5.5999999999999988},null,{"$f":"H503","v":"2017-02-23"},null,{"$f":"J503","v":"TT"},null,{"$f":"AVERAGE(L501:L503)","v":59.741829999999993},13.910666666666666,18.362333333333336,-4.4516666666666671,-308.79791866666665,32.925941999999999,191.70827533333332,0,23.289221999999999,18.478555666666665,null,null,null,null,{"$f":"AVERAGE(Z501:Z503)","v":0},23.28,23.263333333333335,23.330000000000002,18.420000000000002,18.540000000000003,18.473333333333333,23.03]
[]
[]
[null,"VKL800; ISH Prototyp; mit Filter, 2MR,  mit 3-3,5cm Schalldämm., mit 3D-Strömung",10.9,750,6,5.6,null,"2017-02-23","11:29:07","TT","VKL800, 4L, ISH-Prototyp",126.621179,13.763999999999999,16.594999999999999,-2.831,-416.21718299999998,43.100050000000003,199.27184800000001,0,23.420999999999999,17.183,23.420999999999999,17.183,"-",0,0,23.44,23.38,23.43,17.079999999999998,17.3,17.16,23.14]
[null,{"$f":"CONCATENATE(\"mit \",ROUND(L510,0),\" kg/h wasserseitig, \",ROUND(D510,0),\" 1/min Drehzahl\")","v":"mit 127 kg/h wasserseitig, 750 1/min Drehzahl"},10.9,750,6,5.6,null,"2017-02-23","11:29:21","TT","VKL800, 4L, ISH-Prototyp",127.869232,13.763999999999999,16.597999999999999,-2.8340000000000001,-420.76507199999998,43.548445000000001,201.16974400000001,0,23.425999999999998,17.179333,23.425999999999998,17.179333,"-",0,0,23.45,23.39,23.44,17.07,17.3,17.170000000000002,23.14]
[null,null,10.9,750,6,5.6,null,"2017-02-23","11:29:35","TT","VKL800, 4L, ISH-Prototyp",126.62157500000001,13.765000000000001,16.591000000000001,-2.8260000000000001,-415.48337400000003,43.031489000000001,198.401038,0,23.420332999999999,17.166,23.420332999999999,17.166,"-",0,0,23.44,23.38,23.44,17.07,17.28,17.149999999999999,23.15]
["V75",{"$f":"B507","v":"VKL800; ISH Prototyp; mit Filter, 2MR,  mit 3-3,5cm Schalldämm., mit 3D-Strömung"},{"$f":"AVERAGE(C507:C509)","v":10.9},{"$f":"AVERAGE(D507:D509)","v":750},{"$f":"AVERAGE(E507:E509)","v":6},{"$f":"AVERAGE(F507:F509)","v":5.5999999999999988},null,{"$f":"H509","v":"2017-02-23"},null,{"$f":"J509","v":"TT"},null,{"$f":"AVERAGE(L507:L509)","v":127.03732866666667},13.764333333333333,16.594666666666665,-2.8303333333333334,-417.48854299999994,43.226661333333332,199.61420999999999,0,23.422444333333331,17.176111000000002,null,null,null,null,{"$f":"AVERAGE(Z507:Z509)","v":0},23.443333333333332,23.383333333333329,23.436666666666667,17.073333333333334,17.293333333333333,17.16,23.143333333333334]
[]
[]
[null,"VKL800; ISH Prototyp; mit Filter, 2MR,  mit 3-3,5cm Schalldämm., mit 3D-Strömung",33.799999999999997,750,6,5.6,null,"2017-02-23","11:35:51","TT","VKL800, 4L, ISH-Prototyp",238.323815,13.709,15.416,-1.7070000000000001,-472.36177300000003,48.463929999999998,201.75482700000001,0,23.455666999999998,16.463332999999999,23.455666999999998,16.463332999999999,"-",0,0,23.47,23.43,23.47,16.36,16.600000000000001,16.440000000000001,23.26]
[null,{"$f":"CONCATENATE(\"mit \",ROUND(L516,0),\" kg/h wasserseitig, \",ROUND(D516,0),\" 1/min Drehzahl\")","v":"mit 238 kg/h wasserseitig, 750 1/min Drehzahl"},33.799999999999997,750,6,5.6,null,"2017-02-23","11:36:19","TT","VKL800, 4L, ISH-Prototyp",238.086826,13.717000000000001,15.425000000000001,-1.708,-472.16850299999999,48.444101000000003,201.16402099999999,0,23.463667000000001,16.453666999999999,23.463667000000001,16.453666999999999,"-",0,0,23.47,23.44,23.48,16.350000000000001,16.579999999999998,16.43,23.27]
[null,null,33.799999999999997,750,6,5.6,null,"2017-02-23","11:36:33","TT","VKL800, 4L, ISH-Prototyp",238.500801,13.717000000000001,15.426,-1.7090000000000001,-473.26641499999999,48.520238999999997,201.287207,0,23.471,16.449000000000002,23.471,16.449000000000002,"-",0,0,23.48,23.45,23.48,16.350000000000001,16.579999999999998,16.420000000000002,23.26]
["V76",{"$f":"B513","v":"VKL800; ISH Prototyp; mit Filter, 2MR,  mit 3-3,5cm Schalldämm., mit 3D-Strömung"},{"$f":"AVERAGE(C513:C515)","v":33.799999999999997},{"$f":"AVERAGE(D513:D515)","v":750},{"$f":"AVERAGE(E513:E515)","v":6},{"$f":"AVERAGE(F513:F515)","v":5.5999999999999988},null,{"$f":"H515","v":"2017-02-23"},null,{"$f":"J515","v":"TT"},null,{"$f":"AVERAGE(L513:L515)","v":238.30381399999999},13.714333333333334,15.422333333333334,-1.7080000000000002,-472.59889700000002,48.476089999999999,201.40201833333333,0,23.463444666666664,16.455333333333332,null,null,null,null,{"$f":"AVERAGE(Z513:Z515)","v":0},23.473333333333333,23.44,23.47666666666667,16.353333333333335,16.586666666666666,16.430000000000003,23.263333333333335]
[]
[]
[null,"VKL800; ISH Prototyp; mit Filter, 2MR,  mit 3-3,5cm Schalldämm., mit 3D-Strömung",53.6,750,6,5.6,null,"2017-02-23","11:45:34","TT","VKL800, 4L, ISH-Prototyp",308.35318000000001,13.702999999999999,15.079000000000001,-1.3759999999999999,-492.65244899999999,50.566488999999997,203.05497299999999,0,23.445667,16.199667000000002,23.445667,16.199667000000002,"-",0,0,23.45,23.42,23.46,16.100000000000001,16.32,16.18,23.41]
[null,{"$f":"CONCATENATE(\"mit \",ROUND(L522,0),\" kg/h wasserseitig, \",ROUND(D522,0),\" 1/min Drehzahl\")","v":"mit 308 kg/h wasserseitig, 750 1/min Drehzahl"},53.6,750,6,5.6,null,"2017-02-23","11:45:48","TT","VKL800, 4L, ISH-Prototyp",306.61225100000001,13.704000000000001,15.073,-1.369,-487.37891000000002,50.002966000000001,200.91836599999999,0,23.451000000000001,16.206333000000001,23.451000000000001,16.206333000000001,"-",0,0,23.45,23.44,23.47,16.11,16.329999999999998,16.18,23.41]
[null,null,53.6,750,6,5.6,null,"2017-02-23","11:46:02","TT","VKL800, 4L, ISH-Prototyp",308.55853999999999,13.7,15.084,-1.3839999999999999,-495.84671600000001,50.817850999999997,204.24000599999999,0,23.457332999999998,16.206666999999999,23.457332999999998,16.206666999999999,"-",0,0,23.46,23.45,23.46,16.11,16.32,16.18,23.42]
["V77",{"$f":"B519","v":"VKL800; ISH Prototyp; mit Filter, 2MR,  mit 3-3,5cm Schalldämm., mit 3D-Strömung"},{"$f":"AVERAGE(C519:C521)","v":53.6},{"$f":"AVERAGE(D519:D521)","v":750},{"$f":"AVERAGE(E519:E521)","v":6},{"$f":"AVERAGE(F519:F521)","v":5.5999999999999988},null,{"$f":"H521","v":"2017-02-23"},null,{"$f":"J521","v":"TT"},null,{"$f":"AVERAGE(L519:L521)","v":307.84132366666671},13.702333333333334,15.078666666666669,-1.3763333333333332,-491.95935833333334,50.462435333333332,202.73778166666668,0,23.451333333333334,16.204222333333334,null,null,null,null,{"$f":"AVERAGE(Z519:Z521)","v":0},23.453333333333333,23.436666666666667,23.463333333333335,16.106666666666666,16.323333333333334,16.18,23.413333333333338]
[]
[]
[]
[]
[]
[null,"HEIZEN"]
[]
[null,"Drehzahlvariation - mit 3-3,5cm Schalldämmung, 3,2mm Lamellenabstand, mit Isolierung der Kondensatwanne, mit Filter, mit 3D-Strömung"]
[null,"immer mit 3,2mm Lamellenabstand und Isolierung der Kondensatwanne (Elemente LDB 12/M/3 umgebaut -> Steg & Versperrung untereinander)"]
[]
[null,"VKL800; ISH Prototyp; mit Filter, mit 3-3,5cm Schalldämm., mit 3D-Strömung",5.4,514,3.5,3.5,null,"2017-02-23","15:30:33","TT","VKL800, 4L, ISH-Prototyp, heizen",125.001644,55.298999999999999,49.911000000000001,5.3879999999999999,782.01861899999994,27.530051,119.732697,0,26.893000000000001,46.399332999999999,26.893000000000001,46.399332999999999,"-",0,0,26.54,26.36,27.79,46.89,45.77,46.55,26.09]
[null,{"$f":"CONCATENATE(\"mit \",ROUND(L536,0),\" kg/h wasserseitig, \",ROUND(D536,0),\" 1/min Drehzahl\")","v":"mit 125 kg/h wasserseitig, 514 1/min Drehzahl"},5.4,514,3.5,3.5,null,"2017-02-23","15:31:01","TT","VKL800, 4L, ISH-Prototyp, heizen",125.124971,55.301000000000002,49.896999999999998,5.4039999999999999,785.11470299999996,27.630289999999999,120.100009,0,26.885999999999999,46.409666999999999,26.885999999999999,46.409666999999999,"-",0,0,26.5,26.34,27.81,46.9,45.77,46.55,26.09]
[null,null,5.4,514,3.5,3.5,null,"2017-02-23","15:31:15","TT","VKL800, 4L, ISH-Prototyp, heizen",125.127684,55.302999999999997,49.890999999999998,5.4119999999999999,786.29402300000004,27.676988999999999,120.311223,0,26.893332999999998,46.411999999999999,26.893332999999998,46.411999999999999,"-",0,0,26.49,26.36,27.82,46.91,45.77,46.56,26.09]
["V78",{"$f":"B533","v":"VKL800; ISH Prototyp; mit Filter, mit 3-3,5cm Schalldämm., mit 3D-Strömung"},{"$f":"AVERAGE(C533:C535)","v":5.4000000000000012},{"$f":"AVERAGE(D533:D535)","v":514},{"$f":"AVERAGE(E533:E535)","v":3.5},{"$f":"AVERAGE(F533:F535)","v":3.5},null,{"$f":"H535","v":"2017-02-23"},null,{"$f":"J535","v":"TT"},null,{"$f":"AVERAGE(L533:L535)","v":125.08476633333333},55.300999999999995,49.899666666666661,5.4013333333333335,784.47578166666665,27.612443333333335,120.04797633333334,0,26.890777666666665,46.407000000000004,null,null,null,null,{"$f":"AVERAGE(Z533:Z535)","v":0},26.51,26.353333333333335,27.806666666666661,46.9,45.77,46.553333333333335,26.09]
[]
[]
[null,"VKL800; ISH Prototyp; mit Filter, mit 3-3,5cm Schalldämm., mit 3D-Strömung",5.4,760,6.3,5.6,null,"2017-02-23","15:38:01","TT","VKL800, 4L, ISH-Prototyp, heizen",126.50335800000001,55.35,48.192999999999998,7.157,1051.252041,37.342886,185.751147,0,27.198667,44.100999999999999,27.198667,44.100999999999999,"-",0,0,26.96,27.12,27.52,44.47,43.66,44.17,26.24]
[null,{"$f":"CONCATENATE(\"mit \",ROUND(L542,0),\" kg/h wasserseitig, \",ROUND(D542,0),\" 1/min Drehzahl\")","v":"mit 127 kg/h wasserseitig, 760 1/min Drehzahl"},5.4,760,6.3,5.6,null,"2017-02-23","15:38:29","TT","VKL800, 4L, ISH-Prototyp, heizen",126.747637,55.351999999999997,48.222000000000001,7.13,1049.3084819999999,37.306092999999997,185.847544,0,27.225000000000001,44.087333000000001,27.225000000000001,44.087333000000001,"-",0,0,27,27.13,27.55,44.47,43.63,44.16,26.24]
[null,null,5.4,760,6.3,5.6,null,"2017-02-23","15:38:43","TT","VKL800, 4L, ISH-Prototyp, heizen",126.37808699999999,55.348999999999997,48.209000000000003,7.14,1047.716467,37.243754000000003,185.68670700000001,0,27.217666999999999,44.069000000000003,27.217666999999999,44.069000000000003,"-",0,0,27,27.1,27.56,44.45,43.6,44.15,26.26]
["V79",{"$f":"B539","v":"VKL800; ISH Prototyp; mit Filter, mit 3-3,5cm Schalldämm., mit 3D-Strömung"},{"$f":"AVERAGE(C539:C541)","v":5.4000000000000012},{"$f":"AVERAGE(D539:D541)","v":760},{"$f":"AVERAGE(E539:E541)","v":6.3},{"$f":"AVERAGE(F539:F541)","v":5.5999999999999988},null,{"$f":"H541","v":"2017-02-23"},null,{"$f":"J541","v":"TT"},null,{"$f":"AVERAGE(L539:L541)","v":126.54302733333333},55.350333333333332,48.207999999999998,7.1423333333333332,1049.4256633333334,37.297577666666662,185.76179933333333,0,27.213778000000001,44.085777666666672,null,null,null,null,{"$f":"AVERAGE(Z539:Z541)","v":0},26.986666666666668,27.116666666666664,27.543333333333333,44.463333333333331,43.629999999999995,44.16,26.246666666666666]
[]
[]
[]
[null,"VKL800; ISH Prototyp; mit Filter, mit 3-3,5cm Schalldämm., mit 3D-Strömung",5.4,1064,13.4,8,null,"2017-02-23","15:45:15","TT","VKL800, 4L, ISH-Prototyp, heizen",125.745741,55.377000000000002,46.691000000000003,8.6859999999999999,1268.197496,45.432851999999997,266.57233000000002,0,27.463332999999999,41.671666999999999,27.463332999999999,41.671666999999999,"-",0,0,27.32,27.52,27.55,41.88,41.45,41.69,26.4]
[null,{"$f":"CONCATENATE(\"mit \",ROUND(L549,0),\" kg/h wasserseitig, \",ROUND(D549,0),\" 1/min Drehzahl\")","v":"mit 125 kg/h wasserseitig, 1064 1/min Drehzahl"},5.4,1064,13.4,8,null,"2017-02-23","15:45:29","TT","VKL800, 4L, ISH-Prototyp, heizen",126.24973,55.378999999999998,46.695,8.6839999999999993,1272.9872499999999,45.607711999999999,267.79901899999999,0,27.467333,41.664000000000001,27.467333,41.664000000000001,"-",0,0,27.33,27.53,27.54,41.88,41.44,41.68,26.4]
[null,null,5.4,1064,13.4,8,null,"2017-02-23","15:45:43","TT","VKL800, 4L, ISH-Prototyp, heizen",124.38074899999999,55.377000000000002,46.7,8.6769999999999996,1253.131212,44.909731999999998,264.15528999999998,0,27.473666999999999,41.641666999999998,27.473666999999999,41.641666999999998,"-",0,0,27.34,27.53,27.55,41.86,41.4,41.66,26.4]
["V80",{"$f":"B546","v":"VKL800; ISH Prototyp; mit Filter, mit 3-3,5cm Schalldämm., mit 3D-Strömung"},{"$f":"AVERAGE(C546:C548)","v":5.4000000000000012},{"$f":"AVERAGE(D546:D548)","v":1064},{"$f":"AVERAGE(E546:E548)","v":13.4},{"$f":"AVERAGE(F546:F548)","v":8},null,{"$f":"H548","v":"2017-02-23"},null,{"$f":"J548","v":"TT"},null,{"$f":"AVERAGE(L546:L548)","v":125.45873999999999},55.37766666666667,46.695333333333338,8.6823333333333323,1264.771986,45.316765333333329,266.17554633333333,0,27.468111000000004,41.659111333333335,null,null,null,null,{"$f":"AVERAGE(Z546:Z548)","v":0},27.33,27.526666666666667,27.546666666666667,41.873333333333335,41.43,41.676666666666669,26.399999999999995]
[]
[]
[null,"VKL800; ISH Prototyp; mit Filter, mit 3-3,5cm Schalldämm., mit 3D-Strömung",5.4,1145,16,10,null,"2017-02-23","15:50:37","TT","VKL800, 4L, ISH-Prototyp, heizen",126.50167399999999,55.363999999999997,46.311,9.0530000000000008,1329.7272620000001,47.658766999999997,292.54592200000002,0,27.463000000000001,41.037999999999997,27.463000000000001,41.037999999999997,"-",0,0,27.38,27.47,27.54,41.23,40.83,41.05,26.48]
[null,{"$f":"CONCATENATE(\"mit \",ROUND(L555,0),\" kg/h wasserseitig, \",ROUND(D555,0),\" 1/min Drehzahl\")","v":"mit 126 kg/h wasserseitig, 1145 1/min Drehzahl"},5.4,1145,16,10,null,"2017-02-23","15:50:51","TT","VKL800, 4L, ISH-Prototyp, heizen",126.377137,55.37,46.305999999999997,9.0640000000000001,1330.032312,47.678814000000003,293.109647,0,27.474333000000001,41.026333000000001,27.474333000000001,41.026333000000001,"-",0,0,27.41,27.47,27.55,41.22,40.81,41.05,26.49]
[null,null,5.4,1145,16,10,null,"2017-02-23","15:51:19","TT","VKL800, 4L, ISH-Prototyp, heizen",126.128212,55.372999999999998,46.334000000000003,9.0389999999999997,1323.7513220000001,47.423054,291.72545600000001,0,27.459333000000001,41.011333,27.459333000000001,41.011333,"-",0,0,27.39,27.46,27.54,41.21,40.799999999999997,41.02,26.5]
["V81",{"$f":"B552","v":"VKL800; ISH Prototyp; mit Filter, mit 3-3,5cm Schalldämm., mit 3D-Strömung"},{"$f":"AVERAGE(C552:C554)","v":5.4000000000000012},{"$f":"AVERAGE(D552:D554)","v":1145},{"$f":"AVERAGE(E552:E554)","v":16},{"$f":"AVERAGE(F552:F554)","v":10},null,{"$f":"H554","v":"2017-02-23"},null,{"$f":"J554","v":"TT"},null,{"$f":"AVERAGE(L552:L554)","v":126.33567433333333},55.369,46.317,9.0519999999999996,1327.8369653333334,47.586878333333338,292.46034166666669,0,27.465555333333338,41.025222000000007,null,null,null,null,{"$f":"AVERAGE(Z552:Z554)","v":0},27.393333333333334,27.466666666666669,27.543333333333333,41.22,40.813333333333333,41.04,26.49]
[]
[]
[null,"Wassermengenvariation"]
[]
[]
[null,"VKL800; ISH Prototyp; mit Filter, mit 3-3,5cm Schalldämm., mit 3D-Strömung",1.6,760,7,5.6,null,"2017-02-23","16:13:25","TT","VKL800, 4L, ISH-Prototyp, heizen",62.379649999999998,54.929000000000002,43.209000000000003,11.72,848.87613899999997,30.560763000000001,185.58084500000001,0,27.152332999999999,40.813333,27.152332999999999,40.813333,"-",0,0,26.99,27.21,27.26,41.16,40.4,40.869999999999997,26.77]
[null,{"$f":"CONCATENATE(\"mit \",ROUND(L564,0),\" kg/h wasserseitig, \",ROUND(D564,0),\" 1/min Drehzahl\")","v":"mit 62 kg/h wasserseitig, 760 1/min Drehzahl"},1.6,760,7,5.6,null,"2017-02-23","16:13:39","TT","VKL800, 4L, ISH-Prototyp, heizen",62.564343999999998,54.924999999999997,43.183999999999997,11.741,852.91502000000003,30.716121000000001,186.65055100000001,0,27.157333000000001,40.804667000000002,27.157333000000001,40.804667000000002,"-",0,0,26.99,27.23,27.26,41.15,40.4,40.869999999999997,26.78]
[null,null,1.6,760,7,5.6,null,"2017-02-23","16:13:53","TT","VKL800, 4L, ISH-Prototyp, heizen",59.744607999999999,54.921999999999997,43.164000000000001,11.757999999999999,815.65397299999995,29.371766999999998,178.61856,0,27.152000000000001,40.79,27.152000000000001,40.79,"-",0,0,26.96,27.22,27.27,41.13,40.39,40.85,26.78]
["V82",{"$f":"B561","v":"VKL800; ISH Prototyp; mit Filter, mit 3-3,5cm Schalldämm., mit 3D-Strömung"},{"$f":"AVERAGE(C561:C563)","v":1.6000000000000003},{"$f":"AVERAGE(D561:D563)","v":760},{"$f":"AVERAGE(E561:E563)","v":7},{"$f":"AVERAGE(F561:F563)","v":5.5999999999999988},null,{"$f":"H563","v":"2017-02-23"},null,{"$f":"J563","v":"TT"},null,{"$f":"AVERAGE(L561:L563)","v":61.562867333333337},54.925333333333334,43.18566666666667,11.739666666666665,839.14837733333331,30.216217,183.61665200000002,0,27.153888666666671,40.80266666666666,null,null,null,null,{"$f":"AVERAGE(Z561:Z563)","v":0},26.98,27.22,27.263333333333335,41.146666666666668,40.396666666666668,40.863333333333337,26.776666666666667]
[]
[]
[null,"VKL800; ISH Prototyp; mit Filter, mit 3-3,5cm Schalldämm., mit 3D-Strömung",4.5999999999999996,760,7,5.6,null,"2017-02-23","16:33:10","TT","VKL800, 4L, ISH-Prototyp, heizen",117.116697,55.307000000000002,47.689,7.6180000000000003,1035.937527,37.112641000000004,189.89464000000001,0,27.393667000000001,43.686332999999998,27.393667000000001,43.686332999999998,"-",0,0,27.24,27.39,27.55,44.09,43.2,43.77,26.97]
[null,{"$f":"CONCATENATE(\"mit \",ROUND(L570,0),\" kg/h wasserseitig, \",ROUND(D570,0),\" 1/min Drehzahl\")","v":"mit 117 kg/h wasserseitig, 760 1/min Drehzahl"},4.5999999999999996,760,7,5.6,null,"2017-02-23","16:33:52","TT","VKL800, 4L, ISH-Prototyp, heizen",116.22263,55.308999999999997,47.718000000000004,7.5910000000000002,1024.385614,36.705367000000003,187.48174399999999,0,27.400666999999999,43.719000000000001,27.400666999999999,43.719000000000001,"-",0,0,27.23,27.34,27.63,44.12,43.25,43.79,26.98]
[null,null,4.5999999999999996,760,7,5.6,null,"2017-02-23","16:34:06","TT","VKL800, 4L, ISH-Prototyp, heizen",116.651888,55.31,47.716000000000001,7.5940000000000003,1028.5754300000001,36.862538999999998,188.33319399999999,0,27.407,43.718000000000004,27.407,43.718000000000004,"-",0,0,27.24,27.34,27.64,44.12,43.24,43.79,26.98]
["V83",{"$f":"B567","v":"VKL800; ISH Prototyp; mit Filter, mit 3-3,5cm Schalldämm., mit 3D-Strömung"},{"$f":"AVERAGE(C567:C569)","v":4.5999999999999996},{"$f":"AVERAGE(D567:D569)","v":760},{"$f":"AVERAGE(E567:E569)","v":7},{"$f":"AVERAGE(F567:F569)","v":5.5999999999999988},null,{"$f":"H569","v":"2017-02-23"},null,{"$f":"J569","v":"TT"},null,{"$f":"AVERAGE(L567:L569)","v":116.66373833333334},55.30866666666666,47.707666666666675,7.601,1029.6328569999998,36.893515666666666,188.56985933333331,0,27.400444666666669,43.707777666666665,null,null,null,null,{"$f":"AVERAGE(Z567:Z569)","v":0},27.236666666666665,27.356666666666669,27.606666666666666,44.110000000000007,43.23,43.783333333333331,26.97666666666667]
[]
[]
[null,"VKL800; ISH Prototyp; mit Filter, mit 3-3,5cm Schalldämm., mit 3D-Strömung",11.8,760,7,5.6,null,"2017-02-23","16:45:04","TT","VKL800, 4L, ISH-Prototyp, heizen",192.01584800000001,55.515999999999998,50.491999999999997,5.024,1120.109516,40.027261000000003,188.15524400000001,0,27.532333000000001,45.311667,27.532333000000001,45.311667,"-",0,0,27.36,27.65,27.59,45.74,44.8,45.4,27.1]
[null,{"$f":"CONCATENATE(\"mit \",ROUND(L576,0),\" kg/h wasserseitig, \",ROUND(D576,0),\" 1/min Drehzahl\")","v":"mit 192 kg/h wasserseitig, 760 1/min Drehzahl"},11.8,760,7,5.6,null,"2017-02-23","16:45:18","TT","VKL800, 4L, ISH-Prototyp, heizen",192.18405200000001,55.515000000000001,50.494999999999997,5.0199999999999996,1120.19813,40.029949999999999,188.07492500000001,0,27.530999999999999,45.319333,27.530999999999999,45.319333,"-",0,0,27.37,27.64,27.59,45.74,44.81,45.41,27.11]
[null,null,11.8,760,7,5.6,null,"2017-02-23","16:45:32","TT","VKL800, 4L, ISH-Prototyp, heizen",192.18434600000001,55.515000000000001,50.494999999999997,5.0199999999999996,1120.1998430000001,40.032395999999999,188.12809200000001,0,27.532667,45.316000000000003,27.532667,45.316000000000003,"-",0,0,27.36,27.64,27.6,45.75,44.8,45.4,27.11]
["V84",{"$f":"B573","v":"VKL800; ISH Prototyp; mit Filter, mit 3-3,5cm Schalldämm., mit 3D-Strömung"},{"$f":"AVERAGE(C573:C575)","v":11.800000000000002},{"$f":"AVERAGE(D573:D575)","v":760},{"$f":"AVERAGE(E573:E575)","v":7},{"$f":"AVERAGE(F573:F575)","v":5.5999999999999988},null,{"$f":"H575","v":"2017-02-23"},null,{"$f":"J575","v":"TT"},null,{"$f":"AVERAGE(L573:L575)","v":192.12808200000003},55.515333333333331,50.494,5.0213333333333336,1120.1691630000003,40.029868999999998,188.11942033333335,0,27.532,45.315666666666665,null,null,null,null,{"$f":"AVERAGE(Z573:Z575)","v":0},27.363333333333333,27.643333333333334,27.593333333333334,45.743333333333339,44.803333333333335,45.403333333333336,27.106666666666666]
[]
[]
[null,"VKL800; ISH Prototyp; mit Filter, mit 3-3,5cm Schalldämm., mit 3D-Strömung",17,760,7,5.6,null,"2017-02-23","16:52:23","TT","VKL800, 4L, ISH-Prototyp, heizen",231.316228,55.567999999999998,51.33,4.2380000000000004,1138.2583219999999,40.648212000000001,186.37144699999999,0,27.565332999999999,45.805667,27.565332999999999,45.805667,"-",0,0,27.48,27.62,27.59,46.25,45.27,45.9,27.17]
[null,{"$f":"CONCATENATE(\"mit \",ROUND(L582,0),\" kg/h wasserseitig, \",ROUND(D582,0),\" 1/min Drehzahl\")","v":"mit 231 kg/h wasserseitig, 760 1/min Drehzahl"},17,760,7,5.6,null,"2017-02-23","16:52:37","TT","VKL800, 4L, ISH-Prototyp, heizen",231.08398700000001,55.569000000000003,51.317,4.2519999999999998,1140.8719140000001,40.746881000000002,186.75501299999999,0,27.57,45.814667,27.57,45.814667,"-",0,0,27.47,27.64,27.6,46.26,45.28,45.91,27.18]
[null,null,17,760,7,5.6,null,"2017-02-23","16:52:51","TT","VKL800, 4L, ISH-Prototyp, heizen",230.62459200000001,55.569000000000003,51.311999999999998,4.2569999999999997,1139.9427659999999,40.714179999999999,186.61996500000001,0,27.570333000000002,45.813333,27.570333000000002,45.813333,"-",0,0,27.48,27.63,27.6,46.26,45.28,45.91,27.17]
["V85",{"$f":"B579","v":"VKL800; ISH Prototyp; mit Filter, mit 3-3,5cm Schalldämm., mit 3D-Strömung"},{"$f":"AVERAGE(C579:C581)","v":17},{"$f":"AVERAGE(D579:D581)","v":760},{"$f":"AVERAGE(E579:E581)","v":7},{"$f":"AVERAGE(F579:F581)","v":5.5999999999999988},null,{"$f":"H581","v":"2017-02-23"},null,{"$f":"J581","v":"TT"},null,{"$f":"AVERAGE(L579:L581)","v":231.00826900000001},55.568666666666672,51.31966666666667,4.2489999999999997,1139.6910006666667,40.703091000000001,186.58214166666664,0,27.568555333333336,45.81122233333334,null,null,null,null,{"$f":"AVERAGE(Z579:Z581)","v":0},27.47666666666667,27.63,27.596666666666664,46.256666666666661,45.276666666666671,45.906666666666666,27.173333333333336]
[]
[]
[null,"Vergleichsmessung"]
[]
[null,"VKL800; ISH Prototyp; mit Filter, mit 3-3,5cm Schalldämm., mit 3D-Strömung",4.5999999999999996,749,5,5.6,null,"2017-02-24","10:12:59","TT","VKL800, 4L, ISH-Prototyp, heizen",115.417265,55.110999999999997,46.581000000000003,8.5299999999999994,1143.124654,37.262438000000003,194.18752699999999,0,24.433333000000001,42.014333000000001,24.433333000000001,42.014333000000001,"-",0,0,24.13,24.6,24.57,42.46,41.47,42.11,22.8]
[null,{"$f":"CONCATENATE(\"mit \",ROUND(L590,0),\" kg/h wasserseitig, \",ROUND(D590,0),\" 1/min Drehzahl\")","v":"mit 115 kg/h wasserseitig, 749 1/min Drehzahl"},4.5999999999999996,749,5,5.6,null,"2017-02-24","10:15:47","TT","VKL800, 4L, ISH-Prototyp, heizen",114.865257,55.16,46.701999999999998,8.4580000000000002,1128.054676,36.677151000000002,189.25922800000001,0,24.403666999999999,42.204667000000001,24.403666999999999,42.204667000000001,"-",0,0,24.15,24.53,24.53,42.66,41.65,42.3,22.93]
[null,null,4.5999999999999996,749,5,5.6,null,"2017-02-24","10:21:51","TT","VKL800, 4L, ISH-Prototyp, heizen",115.298912,55.151000000000003,46.661000000000001,8.49,1136.59746,37.031564000000003,191.218852,0,24.458333,42.210332999999999,24.458333,42.210332999999999,"-",0,0,24.24,24.5,24.63,42.63,41.71,42.3,23.02]
["V86",{"$f":"B587","v":"VKL800; ISH Prototyp; mit Filter, mit 3-3,5cm Schalldämm., mit 3D-Strömung"},{"$f":"AVERAGE(C587:C589)","v":4.5999999999999996},{"$f":"AVERAGE(D587:D589)","v":749},{"$f":"AVERAGE(E587:E589)","v":5},{"$f":"AVERAGE(F587:F589)","v":5.5999999999999988},null,{"$f":"H589","v":"2017-02-24"},null,{"$f":"J589","v":"TT"},null,{"$f":"AVERAGE(L587:L589)","v":115.19381133333333},55.140666666666668,46.648000000000003,8.4926666666666666,1135.9255966666667,36.990384333333338,191.55520233333334,0,24.431777666666665,42.143110999999998,null,null,null,null,{"$f":"AVERAGE(Z587:Z589)","v":0},24.173333333333332,24.543333333333333,24.576666666666668,42.583333333333336,41.610000000000007,42.236666666666665,22.916666666666668]
[]
[]
[null,"VKL800; ISH Prototyp; mit Filter, mit 3-3,5cm Schalldämm., mit 3D-Strömung",4.9000000000000004,749,5,5.6,null,"2017-02-24","10:38:16","TT","VKL800, 4L, ISH-Prototyp, heizen",119.13260699999999,55.19,47.058999999999997,8.1310000000000002,1124.730284,37.031815000000002,190.74454499999999,0,24.818000000000001,42.428333000000002,24.818000000000001,42.428333000000002,"-",0,0,24.51,24.94,25,42.92,41.84,42.52,23.47]
[null,{"$f":"CONCATENATE(\"mit \",ROUND(L596,0),\" kg/h wasserseitig, \",ROUND(D596,0),\" 1/min Drehzahl\")","v":"mit 119 kg/h wasserseitig, 749 1/min Drehzahl"},4.9000000000000004,749,5,5.6,null,"2017-02-24","10:38:30","TT","VKL800, 4L, ISH-Prototyp, heizen",119.48746199999999,55.198,47.057000000000002,8.141,1129.467852,37.191473000000002,191.47188600000001,0,24.829000000000001,42.446333000000003,24.829000000000001,42.446333000000003,"-",0,0,24.54,24.94,25.01,42.93,41.86,42.55,23.48]
[null,null,4.9000000000000004,749,5,5.6,null,"2017-02-24","10:38:44","TT","VKL800, 4L, ISH-Prototyp, heizen",118.895269,55.201999999999998,47.072000000000003,8.1300000000000008,1122.3515190000001,36.942951999999998,190.12879699999999,0,24.821332999999999,42.451332999999998,24.821332999999999,42.451332999999998,"-",0,0,24.52,24.93,25.02,42.94,41.86,42.55,23.48]
["V87",{"$f":"B593","v":"VKL800; ISH Prototyp; mit Filter, mit 3-3,5cm Schalldämm., mit 3D-Strömung"},{"$f":"AVERAGE(C593:C595)","v":4.9000000000000004},{"$f":"AVERAGE(D593:D595)","v":749},{"$f":"AVERAGE(E593:E595)","v":5},{"$f":"AVERAGE(F593:F595)","v":5.5999999999999988},null,{"$f":"H595","v":"2017-02-24"},null,{"$f":"J595","v":"TT"},null,{"$f":"AVERAGE(L593:L595)","v":119.17177933333333},55.196666666666665,47.062666666666665,8.1340000000000003,1125.5165516666666,37.055413333333327,190.78174266666667,0,24.822777666666667,42.441999666666668,null,null,null,null,{"$f":"AVERAGE(Z593:Z595)","v":0},24.52333333333333,24.936666666666667,25.01,42.93,41.853333333333332,42.54,23.47666666666667]
[]
[]
[null,"VKL800; ISH Prototyp; mit Filter, mit 3-3,5cm Schalldämm., mit 3D-Strömung",4.9000000000000004,749,5,5.6,null,"2017-02-24","10:42:49","TT","VKL800, 4L, ISH-Prototyp, heizen",124.120836,55.2,47.341999999999999,7.8579999999999997,1132.479891,37.274290000000001,189.52964499999999,0,24.817667,42.662999999999997,24.817667,42.662999999999997,"-",0,0,24.54,24.84,25.08,43.14,42.08,42.77,23.58]
[null,{"$f":"CONCATENATE(\"mit \",ROUND(L602,0),\" kg/h wasserseitig, \",ROUND(D602,0),\" 1/min Drehzahl\")","v":"mit 125 kg/h wasserseitig, 749 1/min Drehzahl"},4.9000000000000004,749,5,5.6,null,"2017-02-24","10:43:03","TT","VKL800, 4L, ISH-Prototyp, heizen",124.87421399999999,55.201000000000001,47.341000000000001,7.86,1139.643703,37.489924000000002,190.465296,0,24.802333000000001,42.672333000000002,24.802333000000001,42.672333000000002,"-",0,0,24.53,24.8,25.08,43.15,42.1,42.77,23.59]
[null,null,4.9000000000000004,749,5,5.6,null,"2017-02-24","10:43:03","TT","VKL800, 4L, ISH-Prototyp, heizen",124.87421399999999,55.201000000000001,47.341000000000001,7.86,1139.643703,37.489924000000002,190.465296,0,24.802333000000001,42.672333000000002,24.802333000000001,42.672333000000002,"-",0,0,24.53,24.8,25.08,43.15,42.1,42.77,23.59]
["V88",{"$f":"B599","v":"VKL800; ISH Prototyp; mit Filter, mit 3-3,5cm Schalldämm., mit 3D-Strömung"},{"$f":"AVERAGE(C599:C601)","v":4.9000000000000004},{"$f":"AVERAGE(D599:D601)","v":749},{"$f":"AVERAGE(E599:E601)","v":5},{"$f":"AVERAGE(F599:F601)","v":5.5999999999999988},null,{"$f":"H601","v":"2017-02-24"},null,{"$f":"J601","v":"TT"},null,{"$f":"AVERAGE(L599:L601)","v":124.623088},55.20066666666667,47.341333333333331,7.8593333333333328,1137.2557656666665,37.418046000000004,190.15341233333334,0,24.807444333333336,42.669221999999998,null,null,null,null,{"$f":"AVERAGE(Z599:Z601)","v":0},24.533333333333331,24.813333333333333,25.08,43.146666666666668,42.093333333333334,42.77,23.58666666666667]
[]
[]
[null,"Drehzahlvariation - mit 3-3,5cm Schalldämmung, 3,2mm Lamellenabstand, mit Isolierung der Kondensatwanne, mit Filter"]
[null,"immer mit 3,2mm Lamellenabstand und Isolierung der Kondensatwanne (Elemente LDB 12/M/3 umgebaut -> Steg & Versperrung untereinander)"]
[]
[null,"VKL800; ISH Prototyp; mit Filter, mit 3-3,5cm Schalldämm.",4.8,749,5,5.6,null,"2017-02-24","10:56:22","TT","VKL800, 4L, ISH-Prototyp, heizen",121.138333,55.213000000000001,46.942,8.2710000000000008,1163.3580340000001,38.084198999999998,203.07273599999999,0,24.666,41.775333000000003,24.666,41.775333000000003,"-",0,0,24.57,24.51,24.92,41.81,41.9,41.61,23.82]
[null,{"$f":"CONCATENATE(\"mit \",ROUND(L611,0),\" kg/h wasserseitig, \",ROUND(D611,0),\" 1/min Drehzahl\")","v":"mit 120 kg/h wasserseitig, 749 1/min Drehzahl"},4.8,749,5,5.6,null,"2017-02-24","10:56:50","TT","VKL800, 4L, ISH-Prototyp, heizen",119.487802,55.204999999999998,46.863999999999997,8.3409999999999993,1157.2187799999999,37.854306999999999,201.59262000000001,0,24.634667,41.778666999999999,24.634667,41.778666999999999,"-",0,0,24.52,24.48,24.91,41.81,41.91,41.61,23.82]
[null,null,4.8,749,5,5.6,null,"2017-02-24","10:59:10","TT","VKL800, 4L, ISH-Prototyp, heizen",119.368205,55.186,46.811,8.375,1160.7729019999999,38.016995000000001,203.06854300000001,0,24.652999999999999,41.724666999999997,24.652999999999999,41.724666999999997,"-",0,0,24.56,24.44,24.96,41.76,41.85,41.56,23.86]
["V89",{"$f":"B608","v":"VKL800; ISH Prototyp; mit Filter, mit 3-3,5cm Schalldämm."},{"$f":"AVERAGE(C608:C610)","v":4.8},{"$f":"AVERAGE(D608:D610)","v":749},{"$f":"AVERAGE(E608:E610)","v":5},{"$f":"AVERAGE(F608:F610)","v":5.5999999999999988},null,{"$f":"H610","v":"2017-02-24"},null,{"$f":"J610","v":"TT"},null,{"$f":"AVERAGE(L608:L610)","v":119.99811333333334},55.201333333333338,46.87233333333333,8.3290000000000006,1160.4499053333332,37.985166999999997,202.57796633333331,0,24.651222333333333,41.759555666666664,null,null,null,null,{"$f":"AVERAGE(Z608:Z610)","v":0},24.55,24.47666666666667,24.929999999999996,41.793333333333329,41.886666666666663,41.593333333333334,23.833333333333332]
[]
[]
[]
[null,"VKL800; ISH Prototyp; mit Filter, mit 3-3,5cm Schalldämm.",4.8,504,1.8,3.5,null,"2017-02-24","11:12:14","TT","VKL800, 4L, ISH-Prototyp, heizen",119.897459,55.155000000000001,48.970999999999997,6.1840000000000002,860.90105400000004,28.147206000000001,127.00089199999999,0,24.569333,44.814332999999998,24.569333,44.814332999999998,"-",0,0,23.85,23.94,25.92,44.82,45,44.62,24.02]
[null,{"$f":"CONCATENATE(\"mit \",ROUND(L618,0),\" kg/h wasserseitig, \",ROUND(D618,0),\" 1/min Drehzahl\")","v":"mit 120 kg/h wasserseitig, 504 1/min Drehzahl"},4.8,504,1.8,3.5,null,"2017-02-24","11:12:42","TT","VKL800, 4L, ISH-Prototyp, heizen",120.01777800000001,55.152999999999999,48.963999999999999,6.1890000000000001,862.46175700000003,28.204073000000001,127.162036,0,24.573667,44.829667000000001,24.573667,44.829667000000001,"-",0,0,23.82,23.98,25.92,44.83,45.02,44.64,24.02]
[null,null,4.8,504,1.8,3.5,null,"2017-02-24","11:12:56","TT","VKL800, 4L, ISH-Prototyp, heizen",119.727571,55.152999999999999,48.951000000000001,6.202,862.18351299999995,28.187906999999999,127.041568,0,24.565999999999999,44.834667000000003,24.565999999999999,44.834667000000003,"-",0,0,23.81,23.97,25.91,44.84,45.02,44.64,24.02]
["V90",{"$f":"B615","v":"VKL800; ISH Prototyp; mit Filter, mit 3-3,5cm Schalldämm."},{"$f":"AVERAGE(C615:C617)","v":4.8},{"$f":"AVERAGE(D615:D617)","v":504},{"$f":"AVERAGE(E615:E617)","v":1.8},{"$f":"AVERAGE(F615:F617)","v":3.5},null,{"$f":"H617","v":"2017-02-24"},null,{"$f":"J617","v":"TT"},null,{"$f":"AVERAGE(L615:L617)","v":119.88093600000001},55.153666666666659,48.961999999999996,6.1916666666666673,861.8487746666666,28.179728666666666,127.06816533333334,0,24.569666666666667,44.826222333333334,null,null,null,null,{"$f":"AVERAGE(Z615:Z617)","v":0},23.826666666666668,23.963333333333335,25.916666666666668,44.830000000000005,45.013333333333343,44.633333333333326,24.02]
[]
[]
[null,"VKL800; ISH Prototyp; mit Filter, mit 3-3,5cm Schalldämm.",4.8,1050,12.5,8,null,"2017-02-24","11:27:38","TT","VKL800, 4L, ISH-Prototyp, heizen",119.132065,55.225000000000001,45.161999999999999,10.063000000000001,1391.970151,46.560934000000003,302.73100299999999,0,25.329332999999998,39.061667,25.329332999999998,39.061667,"-",0,0,25.12,25.6,25.27,39.07,39.18,38.94,24.27]
[null,{"$f":"CONCATENATE(\"mit \",ROUND(L624,0),\" kg/h wasserseitig, \",ROUND(D624,0),\" 1/min Drehzahl\")","v":"mit 119 kg/h wasserseitig, 1050 1/min Drehzahl"},4.8,1050,12.5,8,null,"2017-02-24","11:27:52","TT","VKL800, 4L, ISH-Prototyp, heizen",119.013192,55.222999999999999,45.179000000000002,10.044,1387.9556459999999,46.440631000000003,301.92387200000002,0,25.336333,39.065666999999998,25.336333,39.065666999999998,"-",0,0,25.11,25.61,25.3,39.08,39.18,38.94,24.27]
[null,null,4.8,1050,12.5,8,null,"2017-02-24","11:28:06","TT","VKL800, 4L, ISH-Prototyp, heizen",118.778645,55.216000000000001,45.180999999999997,10.035,1383.979079,46.346344000000002,301.31488999999999,0,25.354333,39.072000000000003,25.354333,39.072000000000003,"-",0,0,25.12,25.63,25.31,39.090000000000003,39.18,38.950000000000003,24.27]
["V91",{"$f":"B621","v":"VKL800; ISH Prototyp; mit Filter, mit 3-3,5cm Schalldämm."},{"$f":"AVERAGE(C621:C623)","v":4.8},{"$f":"AVERAGE(D621:D623)","v":1050},{"$f":"AVERAGE(E621:E623)","v":12.5},{"$f":"AVERAGE(F621:F623)","v":8},null,{"$f":"H623","v":"2017-02-24"},null,{"$f":"J623","v":"TT"},null,{"$f":"AVERAGE(L621:L623)","v":118.97463399999999},55.221333333333341,45.173999999999999,10.047333333333333,1387.9682919999998,46.449303000000008,301.98992166666665,0,25.339999666666667,39.066444666666662,null,null,null,null,{"$f":"AVERAGE(Z621:Z623)","v":0},25.116666666666671,25.613333333333333,25.293333333333333,39.080000000000005,39.18,38.943333333333335,24.27]
[]
[]
[null,"VKL800; ISH Prototyp; mit Filter, mit 3-3,5cm Schalldämm.",4.8,1144,16,10,null,"2017-02-24","11:40:00","TT","VKL800, 4L, ISH-Prototyp, heizen",118.007317,55.235999999999997,44.712000000000003,10.523999999999999,1441.99434,48.599451999999999,333.74173200000001,0,25.565000000000001,38.469000000000001,25.565000000000001,38.469000000000001,"-",0,0,25.37,25.76,25.57,38.479999999999997,38.57,38.35,24.5]
[null,{"$f":"CONCATENATE(\"mit \",ROUND(L630,0),\" kg/h wasserseitig, \",ROUND(D630,0),\" 1/min Drehzahl\")","v":"mit 118 kg/h wasserseitig, 1144 1/min Drehzahl"},4.8,1144,16,10,null,"2017-02-24","11:40:14","TT","VKL800, 4L, ISH-Prototyp, heizen",117.468738,55.235999999999997,44.743000000000002,10.493,1431.184933,48.258456000000002,331.56542100000001,0,25.579332999999998,38.470666999999999,25.579332999999998,38.470666999999999,"-",0,0,25.4,25.77,25.57,38.479999999999997,38.57,38.35,24.51]
[null,null,4.8,1144,16,10,null,"2017-02-24","11:40:28","TT","VKL800, 4L, ISH-Prototyp, heizen",118.59574600000001,55.243000000000002,44.755000000000003,10.488,1444.2273749999999,48.704258000000003,334.86406499999998,0,25.59,38.470666999999999,25.59,38.470666999999999,"-",0,0,25.42,25.79,25.55,38.479999999999997,38.57,38.35,24.52]
["V92",{"$f":"B627","v":"VKL800; ISH Prototyp; mit Filter, mit 3-3,5cm Schalldämm."},{"$f":"AVERAGE(C627:C629)","v":4.8},{"$f":"AVERAGE(D627:D629)","v":1144},{"$f":"AVERAGE(E627:E629)","v":16},{"$f":"AVERAGE(F627:F629)","v":10},null,{"$f":"H629","v":"2017-02-24"},null,{"$f":"J629","v":"TT"},null,{"$f":"AVERAGE(L627:L629)","v":118.02393366666666},55.238333333333337,44.736666666666672,10.501666666666667,1439.1355493333333,48.520722000000006,333.39040599999998,0,25.578111000000003,38.470111333333335,null,null,null,null,{"$f":"AVERAGE(Z627:Z629)","v":0},25.396666666666665,25.77333333333333,25.563333333333333,38.479999999999997,38.57,38.35,24.51]
[]
[]
[]
[null,"KÜHLEN"]
[null,"Drehzahlvariation, VKL-2L, 2,1mm Lamellenabstand, ohne Filter, neue Kondensatwanne (flach), mit Metallauslass,  Vorlauf oben und Rücklauf unten"]
[null,"Hallenbedingung: 24,0°C, 983,3mbar, 35,4% rel.Feuchte, Taupunkt 7,8°C, "]
[]
[null,"VKL800-2L; ohne Filter",38.4,451,null,3.4,null,"2017-11-07","13:32:09","TT","VKL800, 2L, 2,1mm",207.20736199999999,10.67,12.305,-1.635,-393.36590899999999,36.963532000000001,152.60589899999999,0,21.312000000000001,13.613667,21.312000000000001,13.613667,"-",0,0,21.25,21.32,21.36,13.56,13.44,13.84,21.86]
[null,{"$f":"CONCATENATE(\"mit \",ROUND(L641,0),\" kg/h wasserseitig, \",ROUND(D641,0),\" 1/min Drehzahl\")","v":"mit 208 kg/h wasserseitig, 451 1/min Drehzahl"},38.4,451,null,3.4,null,"2017-11-07","13:33:05","TT","VKL800, 2L, 2,1mm",207.619969,10.632999999999999,12.295999999999999,-1.663,-400.89916499999998,37.576076999999998,155.42074400000001,0,21.302,13.598333,21.302,13.598333,"-",0,0,21.25,21.3,21.35,13.54,13.43,13.83,21.86]
[null,null,38.4,451,null,3.4,null,"2017-11-07","13:33:19","TT","VKL800, 2L, 2,1mm",207.826776,10.632,12.282,-1.65,-398.16146400000002,37.298498000000002,154.17260400000001,0,21.306999999999999,13.593999999999999,21.306999999999999,13.593999999999999,"-",0,0,21.26,21.31,21.35,13.54,13.42,13.82,21.86]
["V93",{"$f":"B638","v":"VKL800-2L; ohne Filter"},{"$f":"AVERAGE(C638:C640)","v":38.4},{"$f":"AVERAGE(D638:D640)","v":451},{"$f":"AVERAGE(E638:E640)","v":{"$error":"#DIV/0!"}},{"$f":"AVERAGE(F638:F640)","v":3.4},null,{"$f":"H640","v":"2017-11-07"},null,{"$f":"J640","v":"TT"},null,{"$f":"AVERAGE(L638:L640)","v":207.55136899999999},10.644999999999998,12.294333333333332,-1.6493333333333335,-397.47551266666665,37.279369000000003,154.06641566666667,0,21.307000000000002,13.601999999999999,null,null,null,null,{"$f":"AVERAGE(Z638:Z640)","v":0},21.253333333333334,21.310000000000002,21.353333333333335,13.546666666666667,13.43,13.83,21.86]
[]
[]
[]
[null,"VKL800-2L; ohne Filter",38.4,711,null,5.5,null,"2017-11-07","13:40:19","TT","VKL800, 2L, 2,1mm",208.541347,10.667,13.206,-2.5390000000000001,-614.79263400000002,58.145583000000002,247.34378799999999,0,21.240333,13.817,21.240333,13.817,"-",0,0,20.88,21.31,21.53,13.69,13.62,14.15,21.89]
[null,{"$f":"CONCATENATE(\"mit \",ROUND(L648,0),\" kg/h wasserseitig, \",ROUND(D648,0),\" 1/min Drehzahl\")","v":"mit 209 kg/h wasserseitig, 711 1/min Drehzahl"},38.4,711,null,5.5,null,"2017-11-07","13:41:01","TT","VKL800, 2L, 2,1mm",209.66926000000001,10.664999999999999,13.226000000000001,-2.5609999999999999,-623.47367599999995,58.890495000000001,250.690011,0,21.251999999999999,13.824332999999999,21.251999999999999,13.824332999999999,"-",0,0,20.88,21.34,21.54,13.7,13.62,14.15,21.89]
[null,null,38.4,711,null,5.5,null,"2017-11-07","13:41:43","TT","VKL800, 2L, 2,1mm",209.876677,10.663,13.205,-2.5419999999999998,-619.46033999999997,58.470913000000003,249.03160199999999,0,21.257332999999999,13.828333000000001,21.257332999999999,13.828333000000001,"-",0,0,20.9,21.33,21.54,13.7,13.62,14.16,21.85]
["V94",{"$f":"B645","v":"VKL800-2L; ohne Filter"},{"$f":"AVERAGE(C645:C647)","v":38.4},{"$f":"AVERAGE(D645:D647)","v":711},{"$f":"AVERAGE(E645:E647)","v":{"$error":"#DIV/0!"}},{"$f":"AVERAGE(F645:F647)","v":5.5},null,{"$f":"H647","v":"2017-11-07"},null,{"$f":"J647","v":"TT"},null,{"$f":"AVERAGE(L645:L647)","v":209.36242799999999},10.665000000000001,13.212333333333333,-2.547333333333333,-619.24221666666665,58.502330333333333,249.02180033333332,0,21.249888666666667,13.823222000000001,null,null,null,null,{"$f":"AVERAGE(Z645:Z647)","v":0},20.886666666666667,21.326666666666664,21.536666666666665,13.696666666666667,13.62,14.153333333333334,21.876666666666665]
[]
[]
[null,"VKL800-2L; ohne Filter",38.4,1009,null,8,null,"2017-11-07","13:50:49","TT","VKL800, 2L, 2,1mm",213.47541799999999,10.651999999999999,13.967000000000001,-3.3149999999999999,-821.68467499999997,77.170398000000006,358.05811599999998,0,21.299666999999999,14.446,21.299666999999999,14.446,"-",0,0,20.65,21.48,21.77,14.27,14.23,14.84,21.79]
[null,{"$f":"CONCATENATE(\"mit \",ROUND(L654,0),\" kg/h wasserseitig, \",ROUND(D654,0),\" 1/min Drehzahl\")","v":"mit 213 kg/h wasserseitig, 1009 1/min Drehzahl"},38.4,1009,null,8,null,"2017-11-07","13:51:31","TT","VKL800, 2L, 2,1mm",212.62655599999999,10.66,13.971,-3.3109999999999999,-817.4298,76.761178999999998,355.20202699999999,0,21.309000000000001,14.436,21.309000000000001,14.436,"-",0,0,20.68,21.49,21.76,14.26,14.22,14.83,21.74]
[null,null,38.4,1009,null,8,null,"2017-11-07","13:52:13","TT","VKL800, 2L, 2,1mm",212.83746600000001,10.673,13.977,-3.3039999999999998,-816.51073499999995,76.990577000000002,356.35813100000001,0,21.278333,14.435333,21.278333,14.435333,"-",0,0,20.67,21.46,21.7,14.26,14.21,14.83,21.76]
["V95",{"$f":"B651","v":"VKL800-2L; ohne Filter"},{"$f":"AVERAGE(C651:C653)","v":38.4},{"$f":"AVERAGE(D651:D653)","v":1009},{"$f":"AVERAGE(E651:E653)","v":{"$error":"#DIV/0!"}},{"$f":"AVERAGE(F651:F653)","v":8},null,{"$f":"H653","v":"2017-11-07"},null,{"$f":"J653","v":"TT"},null,{"$f":"AVERAGE(L651:L653)","v":212.97981333333334},10.661666666666667,13.971666666666669,-3.31,-818.54173666666657,76.974051333333335,356.53942466666666,0,21.295666666666666,14.439110999999999,null,null,null,null,{"$f":"AVERAGE(Z651:Z653)","v":0},20.666666666666668,21.47666666666667,21.743333333333336,14.263333333333334,14.22,14.833333333333334,21.763333333333335]
[]
[]
[null,"VKL800-2L; ohne Filter",40,1146,null,10,null,"2017-11-07","13:57:07","TT","VKL800, 2L, 2,1mm",218.68870999999999,10.659000000000001,14.227,-3.5680000000000001,-905.99330699999996,85.927727000000004,413.14186799999999,0,21.202667000000002,14.653333,21.202667000000002,14.653333,"-",0,0,20.67,21.24,21.7,14.52,14.48,14.96,21.67]
[null,{"$f":"CONCATENATE(\"mit \",ROUND(L660,0),\" kg/h wasserseitig, \",ROUND(D660,0),\" 1/min Drehzahl\")","v":"mit 219 kg/h wasserseitig, 1146 1/min Drehzahl"},40,1146,null,10,null,"2017-11-07","13:57:35","TT","VKL800, 2L, 2,1mm",218.687229,10.673999999999999,14.189,-3.5150000000000001,-892.529404,85.159602000000007,409.65007600000001,0,21.154667,14.647667,21.154667,14.647667,"-",0,0,20.64,21.16,21.66,14.52,14.47,14.95,21.68]
[null,null,40,1146,null,10,null,"2017-11-07","13:58:59","TT","VKL800, 2L, 2,1mm",219.12120100000001,10.66,14.205,-3.5449999999999999,-901.93329700000004,86.054125999999997,413.71192400000001,0,21.140999999999998,14.63,21.140999999999998,14.63,"-",0,0,20.67,21.07,21.69,14.5,14.46,14.93,21.66]
["V96",{"$f":"B657","v":"VKL800-2L; ohne Filter"},{"$f":"AVERAGE(C657:C659)","v":40},{"$f":"AVERAGE(D657:D659)","v":1146},{"$f":"AVERAGE(E657:E659)","v":{"$error":"#DIV/0!"}},{"$f":"AVERAGE(F657:F659)","v":10},null,{"$f":"H659","v":"2017-11-07"},null,{"$f":"J659","v":"TT"},null,{"$f":"AVERAGE(L657:L659)","v":218.83238000000003},10.664333333333333,14.207000000000001,-3.5426666666666669,-900.1520026666667,85.713818333333336,412.167956,0,21.166111333333333,14.643666666666668,null,null,null,null,{"$f":"AVERAGE(Z657:Z659)","v":0},20.66,21.156666666666666,21.683333333333334,14.513333333333334,14.47,14.946666666666667,21.67]
[]
[]
[]
[]
[]
[null,"Wassermengenvariation, VKL-2L, 2,1mm Lamellenabstand, ohne Filter, neue Kondensatwanne (flach), mit Metallauslass"]
[]
[]
[null,"VKL800-2L; ohne Filter",1.8,725,null,5.6,null,"2017-11-07","15:09:21","TT","VKL800, 2L, 2,1mm",36.759737999999999,11.064,18.023,-6.9589999999999996,-297.02501100000001,28.873822000000001,240.706356,0,21.350999999999999,17.665666999999999,21.350999999999999,17.665666999999999,"-",0,0,21.15,21.22,21.68,17.66,17.63,17.71,22.02]
[null,{"$f":"CONCATENATE(\"mit \",ROUND(L672,0),\" kg/h wasserseitig, \",ROUND(D672,0),\" 1/min Drehzahl\")","v":"mit 37 kg/h wasserseitig, 725 1/min Drehzahl"},1.8,725,null,5.6,null,"2017-11-07","15:10:45","TT","VKL800, 2L, 2,1mm",36.579208000000001,11.077999999999999,18.053000000000001,-6.9749999999999996,-296.24586199999999,28.845751,241.84679299999999,0,21.347999999999999,17.689667,21.347999999999999,17.689667,"-",0,0,21.15,21.18,21.71,17.68,17.649999999999999,17.739999999999998,22.01]
[null,null,1.8,725,null,5.6,null,"2017-11-07","15:10:59","TT","VKL800, 2L, 2,1mm",36.651094999999998,11.073,18.061,-6.9880000000000004,-297.381282,28.931892999999999,242.84009800000001,0,21.351666999999999,17.694333,21.351666999999999,17.694333,"-",0,0,21.14,21.2,21.71,17.68,17.649999999999999,17.75,22.02]
["V97",{"$f":"B669","v":"VKL800-2L; ohne Filter"},{"$f":"AVERAGE(C669:C671)","v":1.8},{"$f":"AVERAGE(D669:D671)","v":725},{"$f":"AVERAGE(E669:E671)","v":{"$error":"#DIV/0!"}},{"$f":"AVERAGE(F669:F671)","v":5.5999999999999988},null,{"$f":"H671","v":"2017-11-07"},null,{"$f":"J671","v":"TT"},null,{"$f":"AVERAGE(L669:L671)","v":36.663346999999995},11.071666666666667,18.045666666666666,-6.9740000000000002,-296.88405166666666,28.883821999999999,241.79774899999998,0,21.350222333333335,17.683222333333333,null,null,null,null,{"$f":"AVERAGE(Z669:Z671)","v":0},21.146666666666665,21.2,21.7,17.673333333333336,17.643333333333334,17.733333333333334,22.016666666666666]
[]
[]
[]
[null,"VKL800-2L; ohne Filter",9.3000000000000007,725,null,5.6,null,"2017-11-07","15:22:23","TT","VKL800, 2L, 2,1mm",96.081162000000006,10.784000000000001,15.331,-4.5469999999999997,-507.26743199999999,48.301983999999997,260.35141099999998,0,21.286000000000001,15.467000000000001,21.286000000000001,15.467000000000001,"-",0,0,21.07,21.14,21.64,15.4,15.35,15.65,22.05]
[null,{"$f":"CONCATENATE(\"mit \",ROUND(L679,0),\" kg/h wasserseitig, \",ROUND(D679,0),\" 1/min Drehzahl\")","v":"mit 96 kg/h wasserseitig, 725 1/min Drehzahl"},9.3000000000000007,725,null,5.6,null,"2017-11-07","15:22:51","TT","VKL800, 2L, 2,1mm",95.436243000000005,10.778,15.333,-4.5549999999999997,-504.74903699999999,48.040835000000001,258.71799600000003,0,21.284666999999999,15.458,21.284666999999999,15.458,"-",0,0,21.04,21.17,21.64,15.39,15.34,15.64,22.05]
[null,null,9.3000000000000007,725,null,5.6,null,"2017-11-07","15:23:19","TT","VKL800, 2L, 2,1mm",95.436007000000004,10.779,15.334,-4.5549999999999997,-504.74778700000002,48.072744,258.43644699999999,0,21.278666999999999,15.445667,21.278666999999999,15.445667,"-",0,0,21.06,21.17,21.61,15.37,15.33,15.63,22.05]
["V98",{"$f":"B676","v":"VKL800-2L; ohne Filter"},{"$f":"AVERAGE(C676:C678)","v":9.3000000000000007},{"$f":"AVERAGE(D676:D678)","v":725},{"$f":"AVERAGE(E676:E678)","v":{"$error":"#DIV/0!"}},{"$f":"AVERAGE(F676:F678)","v":5.5999999999999988},null,{"$f":"H678","v":"2017-11-07"},null,{"$f":"J678","v":"TT"},null,{"$f":"AVERAGE(L676:L678)","v":95.651137333333338},10.780333333333333,15.332666666666668,-4.5523333333333333,-505.58808533333331,48.138520999999997,259.16861799999998,0,21.283111333333334,15.456888999999999,null,null,null,null,{"$f":"AVERAGE(Z676:Z678)","v":0},21.056666666666668,21.16,21.63,15.386666666666665,15.339999999999998,15.64,22.05]
[]
[]
[null,"VKL800-2L; ohne Filter",34.6,725,null,5.6,null,"2017-11-07","15:45:54","TT","VKL800, 2L, 2,1mm",197.071528,10.68,13.478,-2.798,-640.24379099999999,59.694535000000002,262.150645,0,21.405332999999999,14.111333,21.405332999999999,14.111333,"-",0,0,21.12,21.34,21.76,14,13.94,14.39,22.19]
[null,{"$f":"CONCATENATE(\"mit \",ROUND(L685,0),\" kg/h wasserseitig, \",ROUND(D685,0),\" 1/min Drehzahl\")","v":"mit 197 kg/h wasserseitig, 725 1/min Drehzahl"},34.6,725,null,5.6,null,"2017-11-07","15:46:08","TT","VKL800, 2L, 2,1mm",197.66058000000001,10.683,13.474,-2.7909999999999999,-640.55095400000005,59.741742000000002,262.27641399999999,0,21.405000000000001,14.111000000000001,21.405000000000001,14.111000000000001,"-",0,0,21.09,21.35,21.77,13.99,13.94,14.39,22.2]
[null,null,34.6,725,null,5.6,null,"2017-11-07","15:50:48","TT","VKL800, 2L, 2,1mm",197.661857,10.682,13.496,-2.8140000000000001,-645.83376299999998,59.381551999999999,259.56420300000002,0,21.558,14.127000000000001,21.558,14.127000000000001,"-",0,0,21.38,21.44,21.86,14,13.95,14.43,22.21]
["V99",{"$f":"B682","v":"VKL800-2L; ohne Filter"},{"$f":"AVERAGE(C682:C684)","v":34.6},{"$f":"AVERAGE(D682:D684)","v":725},{"$f":"AVERAGE(E682:E684)","v":{"$error":"#DIV/0!"}},{"$f":"AVERAGE(F682:F684)","v":5.5999999999999988},null,{"$f":"H684","v":"2017-11-07"},null,{"$f":"J684","v":"TT"},null,{"$f":"AVERAGE(L682:L684)","v":197.46465499999999},10.681666666666667,13.482666666666667,-2.8010000000000002,-642.20950266666671,59.605943000000003,261.33042066666667,0,21.456111000000003,14.116444333333334,null,null,null,null,{"$f":"AVERAGE(Z682:Z684)","v":0},21.196666666666669,21.376666666666665,21.796666666666667,13.996666666666668,13.943333333333333,14.403333333333334,22.2]
[]
[]
[null,"VKL800-2L; ohne Filter",79.5,725,null,5.6,null,"2017-11-07","16:09:57","TT","VKL800, 2L, 2,1mm",311.12208299999998,10.683999999999999,12.613,-1.929,-696.84605699999997,64.312377999999995,262.68590899999998,0,21.519333,13.596667,21.519333,13.596667,"-",0,0,21.2,21.42,21.94,13.45,13.4,13.94,22.39]
[null,{"$f":"CONCATENATE(\"mit \",ROUND(L691,0),\" kg/h wasserseitig, \",ROUND(D691,0),\" 1/min Drehzahl\")","v":"mit 311 kg/h wasserseitig, 725 1/min Drehzahl"},79.5,725,null,5.6,null,"2017-11-07","16:10:25","TT","VKL800, 2L, 2,1mm",310.81069200000002,10.685,12.62,-1.9350000000000001,-698.31392200000005,64.467680999999999,263.30570999999998,0,21.516999999999999,13.596333,21.516999999999999,13.596333,"-",0,0,21.21,21.4,21.94,13.45,13.4,13.94,22.4]
[null,null,79.5,725,null,5.6,null,"2017-11-07","16:10:39","TT","VKL800, 2L, 2,1mm",311.93603899999999,10.680999999999999,12.627000000000001,-1.946,-704.826412,65.030884999999998,265.75012099999998,0,21.519333,13.598333,21.519333,13.598333,"-",0,0,21.2,21.42,21.94,13.45,13.39,13.95,22.39]
["V100",{"$f":"B688","v":"VKL800-2L; ohne Filter"},{"$f":"AVERAGE(C688:C690)","v":79.5},{"$f":"AVERAGE(D688:D690)","v":725},{"$f":"AVERAGE(E688:E690)","v":{"$error":"#DIV/0!"}},{"$f":"AVERAGE(F688:F690)","v":5.5999999999999988},null,{"$f":"H690","v":"2017-11-07"},null,{"$f":"J690","v":"TT"},null,{"$f":"AVERAGE(L688:L690)","v":311.28960466666666},10.683333333333332,12.62,-1.9366666666666665,-699.99546366666664,64.603648000000007,263.91391333333331,0,21.518555333333335,13.597110999999998,null,null,null,null,{"$f":"AVERAGE(Z688:Z690)","v":0},21.203333333333333,21.413333333333338,21.94,13.449999999999998,13.396666666666667,13.943333333333333,22.393333333333334]
[]
[]
[null,"Vergleich Filter / ohne Filter"]
[]
[null,"VKL800-2L; ohne Filter",31,725,null,5.6,null,"2017-11-07","16:27:15","TT","VKL800, 2L, 2,1mm",185.62716599999999,10.71,13.696999999999999,-2.9870000000000001,-643.79935799999998,58.532535000000003,260.05306999999999,0,21.709,14.315333000000001,21.709,14.315333000000001,"-",0,0,21.46,21.64,22.03,14.17,14.12,14.66,22.4]
[null,{"$f":"CONCATENATE(\"mit \",ROUND(L699,0),\" kg/h wasserseitig, \",ROUND(D699,0),\" 1/min Drehzahl\")","v":"mit 185 kg/h wasserseitig, 725 1/min Drehzahl"},31,725,null,5.6,null,"2017-11-07","16:27:29","TT","VKL800, 2L, 2,1mm",185.052279,10.711,13.698,-2.9870000000000001,-641.80551000000003,58.30885,259.01414,0,21.718,14.317667,21.718,14.317667,"-",0,0,21.46,21.66,22.03,14.17,14.12,14.66,22.4]
[null,null,31,725,null,5.6,null,"2017-11-07","16:27:43","TT","VKL800, 2L, 2,1mm",185.05304799999999,10.709,13.695,-2.9860000000000002,-641.59330899999998,58.270159999999997,258.95182899999998,0,21.719667000000001,14.32,21.719667000000001,14.32,"-",0,0,21.45,21.69,22.02,14.17,14.13,14.66,22.4]
["V101",{"$f":"B696","v":"VKL800-2L; ohne Filter"},{"$f":"AVERAGE(C696:C698)","v":31},{"$f":"AVERAGE(D696:D698)","v":725},{"$f":"AVERAGE(E696:E698)","v":{"$error":"#DIV/0!"}},{"$f":"AVERAGE(F696:F698)","v":5.5999999999999988},null,{"$f":"H698","v":"2017-11-07"},null,{"$f":"J698","v":"TT"},null,{"$f":"AVERAGE(L696:L698)","v":185.24416433333332},10.709999999999999,13.696666666666667,-2.9866666666666668,-642.39939233333325,58.370515000000005,259.33967966666665,0,21.71555566666667,14.317666666666668,null,null,null,null,{"$f":"AVERAGE(Z696:Z698)","v":0},21.456666666666667,21.66333333333333,22.026666666666667,14.17,14.123333333333333,14.660000000000002,22.399999999999995]
[]
[]
[null,"VKL800-2L; mit Filter",31,725,null,5.55,null,"2017-11-07","16:48:44","TT","VKL800, 2L, 2,1mm",184.132947,10.696,13.252000000000001,-2.556,-546.46976099999995,49.185721000000001,220.52945500000001,0,21.806332999999999,14.405666999999999,21.806332999999999,14.405666999999999,"-",0,0,21.56,21.87,21.98,14.24,14.2,14.78,22.49]
[null,{"$f":"CONCATENATE(\"mit \",ROUND(L705,0),\" kg/h wasserseitig, \",ROUND(D705,0),\" 1/min Drehzahl\")","v":"mit 184 kg/h wasserseitig, 725 1/min Drehzahl"},31,725,null,5.55,null,"2017-11-07","16:49:26","TT","VKL800, 2L, 2,1mm",184.49949100000001,10.692,13.247,-2.5550000000000002,-547.34336399999995,49.289490999999998,221.220777,0,21.796666999999999,14.407333,21.796666999999999,14.407333,"-",0,0,21.55,21.85,21.99,14.24,14.21,14.77,22.49]
[null,null,31,725,null,5.55,null,"2017-11-07","16:49:40","TT","VKL800, 2L, 2,1mm",184.50126499999999,10.698,13.25,-2.552,-546.70595000000003,49.229134999999999,220.82369299999999,0,21.803332999999999,14.409333,21.803332999999999,14.409333,"-",0,0,21.59,21.83,21.99,14.24,14.2,14.78,22.49]
["V101",{"$f":"B702","v":"VKL800-2L; mit Filter"},{"$f":"AVERAGE(C702:C704)","v":31},{"$f":"AVERAGE(D702:D704)","v":725},{"$f":"AVERAGE(E702:E704)","v":{"$error":"#DIV/0!"}},{"$f":"AVERAGE(F702:F704)","v":5.55},null,{"$f":"H704","v":"2017-11-07"},null,{"$f":"J704","v":"TT"},null,{"$f":"AVERAGE(L702:L704)","v":184.37790099999998},10.695333333333332,13.249666666666668,-2.5543333333333336,-546.83969166666668,49.234782333333328,220.85797499999998,0,21.802110999999996,14.407444333333332,null,null,null,null,{"$f":"AVERAGE(Z702:Z704)","v":0},21.566666666666666,21.849999999999998,21.986666666666665,14.24,14.203333333333333,14.776666666666666,22.49]
[]
[]
[]
[null,"mit 3D-Strömung und Blindanteil"]
[]
[null,"VKL800-2L; ohne Filter",31,725,null,5.5,null,"2017-11-07","17:10:26","TT","VKL800, 2L, 2,1mm",184.869618,10.694000000000001,13.151999999999999,-2.4580000000000002,-527.61994300000003,47.395269999999996,201.754368,0,21.826333000000002,14.016,21.826333000000002,14.016,"-",0,0,21.67,21.81,22,13.81,13.86,14.39,22.64]
[null,{"$f":"CONCATENATE(\"mit \",ROUND(L714,0),\" kg/h wasserseitig, \",ROUND(D714,0),\" 1/min Drehzahl\")","v":"mit 185 kg/h wasserseitig, 725 1/min Drehzahl"},31,725,null,5.5,null,"2017-11-07","17:10:54","TT","VKL800, 2L, 2,1mm",185.05428000000001,10.688000000000001,13.196,-2.508,-538.8904,48.328088000000001,205.71285,0,21.838667000000001,14.015000000000001,21.838667000000001,14.015000000000001,"-",0,0,21.65,21.85,22.02,13.81,13.85,14.39,22.65]
[null,null,31,725,null,5.5,null,"2017-11-07","17:11:50","TT","VKL800, 2L, 2,1mm",185.052528,10.69,13.183999999999999,-2.4940000000000002,-535.87716599999999,47.980406000000002,204.10171299999999,0,21.858667000000001,14.017333000000001,21.858667000000001,14.017333000000001,"-",0,0,21.68,21.87,22.03,13.81,13.86,14.39,22.64]
["V102",{"$f":"B711","v":"VKL800-2L; ohne Filter"},{"$f":"AVERAGE(C711:C713)","v":31},{"$f":"AVERAGE(D711:D713)","v":725},{"$f":"AVERAGE(E711:E713)","v":{"$error":"#DIV/0!"}},{"$f":"AVERAGE(F711:F713)","v":5.5},null,{"$f":"H713","v":"2017-11-07"},null,{"$f":"J713","v":"TT"},null,{"$f":"AVERAGE(L711:L713)","v":184.99214199999997},10.690666666666667,13.177333333333332,-2.4866666666666668,-534.1291696666666,47.901254666666659,203.85631033333334,0,21.841222333333334,14.016111,null,null,null,null,{"$f":"AVERAGE(Z711:Z713)","v":0},21.666666666666668,21.843333333333334,22.016666666666666,13.81,13.856666666666667,14.39,22.643333333333334]
[]
[]
[]
[null,"mit 3D-Strömung und Blindanteil"]
[]
[null,"VKL800-2L; ohne Filter",37.299999999999997,488,null,3.5,null,"2017-11-07","17:29:37","TT","VKL800, 2L, 2,1mm",204.441194,10.667999999999999,12.224,-1.556,-369.36163299999998,32.998359000000001,135.969537,0,21.861332999999998,13.748333000000001,21.861332999999998,13.748333000000001,"-",0,0,21.65,21.94,21.99,13.51,13.6,14.13,22.72]
[null,{"$f":"CONCATENATE(\"mit \",ROUND(L723,0),\" kg/h wasserseitig, \",ROUND(D723,0),\" 1/min Drehzahl\")","v":"mit 205 kg/h wasserseitig, 488 1/min Drehzahl"},37.299999999999997,488,null,3.5,null,"2017-11-07","17:29:51","TT","VKL800, 2L, 2,1mm",204.959844,10.686,12.222,-1.536,-365.53904899999998,32.721165999999997,134.59001499999999,0,21.857333000000001,13.746,21.857333000000001,13.746,"-",0,0,21.65,21.94,21.99,13.51,13.61,14.13,22.72]
[null,null,37.299999999999997,488,null,3.5,null,"2017-11-07","17:30:19","TT","VKL800, 2L, 2,1mm",204.437983,10.691000000000001,12.226000000000001,-1.5349999999999999,-364.37095299999999,32.603957000000001,133.94525400000001,0,21.866667,13.742333,21.866667,13.742333,"-",0,0,21.68,21.93,21.99,13.5,13.6,14.12,22.69]
["V103",{"$f":"B720","v":"VKL800-2L; ohne Filter"},{"$f":"AVERAGE(C720:C722)","v":37.299999999999997},{"$f":"AVERAGE(D720:D722)","v":488},{"$f":"AVERAGE(E720:E722)","v":{"$error":"#DIV/0!"}},{"$f":"AVERAGE(F720:F722)","v":3.5},null,{"$f":"H722","v":"2017-11-07"},null,{"$f":"J722","v":"TT"},null,{"$f":"AVERAGE(L720:L722)","v":204.61300700000001},10.681666666666667,12.223999999999998,-1.5423333333333333,-366.42387833333333,32.774494000000004,134.83493533333333,0,21.861777666666665,13.745555333333334,null,null,null,null,{"$f":"AVERAGE(Z720:Z722)","v":0},21.659999999999997,21.936666666666667,21.99,13.506666666666666,13.603333333333333,14.126666666666667,22.709999999999997]
[]
[]
[null,"VKL800-2L; ohne Filter",37.299999999999997,717,null,5.5,null,"2017-11-07","17:35:55","TT","VKL800, 2L, 2,1mm",204.43952100000001,10.683999999999999,12.912000000000001,-2.2280000000000002,-528.87595399999998,47.437075,197.695359,0,21.832999999999998,13.843332999999999,21.832999999999998,13.843332999999999,"-",0,0,21.67,21.8,22.03,13.63,13.69,14.2,22.73]
[null,{"$f":"CONCATENATE(\"mit \",ROUND(L729,0),\" kg/h wasserseitig, \",ROUND(D729,0),\" 1/min Drehzahl\")","v":"mit 205 kg/h wasserseitig, 717 1/min Drehzahl"},37.299999999999997,717,null,5.5,null,"2017-11-07","17:36:09","TT","VKL800, 2L, 2,1mm",204.44013100000001,10.693,12.914999999999999,-2.222,-527.45326699999998,47.334943000000003,197.08133100000001,0,21.835999999999999,13.843,21.835999999999999,13.843,"-",0,0,21.66,21.82,22.03,13.63,13.69,14.21,22.73]
[null,null,37.299999999999997,717,null,5.5,null,"2017-11-07","17:36:23","TT","VKL800, 2L, 2,1mm",204.74678599999999,10.698,12.906000000000001,-2.2080000000000002,-524.91615999999999,47.176406999999998,196.469278,0,21.824667000000002,13.845333,21.824667000000002,13.845333,"-",0,0,21.66,21.78,22.03,13.63,13.69,14.21,22.71]
["V104",{"$f":"B726","v":"VKL800-2L; ohne Filter"},{"$f":"AVERAGE(C726:C728)","v":37.299999999999997},{"$f":"AVERAGE(D726:D728)","v":717},{"$f":"AVERAGE(E726:E728)","v":{"$error":"#DIV/0!"}},{"$f":"AVERAGE(F726:F728)","v":5.5},null,{"$f":"H728","v":"2017-11-07"},null,{"$f":"J728","v":"TT"},null,{"$f":"AVERAGE(L726:L728)","v":204.542146},10.691666666666668,12.911,-2.2193333333333336,-527.08179366666661,47.31614166666666,197.08198933333335,0,21.831222333333333,13.843888666666667,null,null,null,null,{"$f":"AVERAGE(Z726:Z728)","v":0},21.66333333333333,21.8,22.03,13.63,13.69,14.206666666666669,22.723333333333333]
[]
[]
[null,"VKL800-2L; ohne Filter",37.299999999999997,1038,null,8,null,"2017-11-07","17:41:04","TT","VKL800, 2L, 2,1mm",205.56827000000001,10.691000000000001,13.701000000000001,-3.01,-718.44968400000005,64.510163000000006,284.18525899999997,0,21.827999999999999,14.277666999999999,21.827999999999999,14.277666999999999,"-",0,0,21.5,21.81,22.18,14.08,14.1,14.66,22.66]
[null,{"$f":"CONCATENATE(\"mit \",ROUND(L735,0),\" kg/h wasserseitig, \",ROUND(D735,0),\" 1/min Drehzahl\")","v":"mit 205 kg/h wasserseitig, 1038 1/min Drehzahl"},37.299999999999997,1038,null,8,null,"2017-11-07","17:41:33","TT","VKL800, 2L, 2,1mm",204.438571,10.704000000000001,13.698,-2.9940000000000002,-710.70343400000002,63.870058999999998,281.61851999999999,0,21.831333000000001,14.294333,21.831333000000001,14.294333,"-",0,0,21.49,21.81,22.2,14.1,14.12,14.67,22.65]
[null,null,37.299999999999997,1038,null,8,null,"2017-11-07","17:42:01","TT","VKL800, 2L, 2,1mm",204.441194,10.704000000000001,13.721,-3.0169999999999999,-716.17226700000003,64.290278000000001,283.88600500000001,0,21.843667,14.309333000000001,21.843667,14.309333000000001,"-",0,0,21.48,21.84,22.2,14.11,14.13,14.69,22.65]
["V105",{"$f":"B732","v":"VKL800-2L; ohne Filter"},{"$f":"AVERAGE(C732:C734)","v":37.299999999999997},{"$f":"AVERAGE(D732:D734)","v":1038},{"$f":"AVERAGE(E732:E734)","v":{"$error":"#DIV/0!"}},{"$f":"AVERAGE(F732:F734)","v":8},null,{"$f":"H734","v":"2017-11-07"},null,{"$f":"J734","v":"TT"},null,{"$f":"AVERAGE(L732:L734)","v":204.81601166666667},10.699666666666667,13.706666666666669,-3.0069999999999997,-715.1084616666667,64.223500000000001,283.22992799999997,0,21.834333333333333,14.293777666666665,null,null,null,null,{"$f":"AVERAGE(Z732:Z734)","v":0},21.49,21.819999999999997,22.193333333333332,14.096666666666666,14.116666666666667,14.673333333333332,22.653333333333336]
[]
[]
[null,"VKL800-2L; ohne Filter",37.299999999999997,1145,null,10,null,"2017-11-07","17:53:31","TT","VKL800, 2L, 2,1mm",204.75422399999999,10.698,13.974,-3.2759999999999998,-778.84411699999998,69.467292,317.205108,0,21.909666999999999,14.576667,21.909666999999999,14.576667,"-",0,0,21.59,21.88,22.26,14.37,14.37,14.99,22.62]
[null,{"$f":"CONCATENATE(\"mit \",ROUND(L741,0),\" kg/h wasserseitig, \",ROUND(D741,0),\" 1/min Drehzahl\")","v":"mit 205 kg/h wasserseitig, 1145 1/min Drehzahl"},37.299999999999997,1145,null,10,null,"2017-11-07","17:53:45","TT","VKL800, 2L, 2,1mm",205.362718,10.696999999999999,13.974,-3.2770000000000001,-781.39715699999999,69.626692000000006,318.01360899999997,0,21.919667,14.581333000000001,21.919667,14.581333000000001,"-",0,0,21.6,21.89,22.27,14.37,14.38,15,22.63]
[null,null,37.299999999999997,1145,null,10,null,"2017-11-07","17:53:59","TT","VKL800, 2L, 2,1mm",204.75693699999999,10.693,13.967000000000001,-3.274,-778.37894600000004,69.271338999999998,316.38285999999999,0,21.929666999999998,14.582000000000001,21.929666999999998,14.582000000000001,"-",0,0,21.61,21.9,22.28,14.37,14.38,14.99,22.63]
["V106",{"$f":"B738","v":"VKL800-2L; ohne Filter"},{"$f":"AVERAGE(C738:C740)","v":37.299999999999997},{"$f":"AVERAGE(D738:D740)","v":1145},{"$f":"AVERAGE(E738:E740)","v":{"$error":"#DIV/0!"}},{"$f":"AVERAGE(F738:F740)","v":10},null,{"$f":"H740","v":"2017-11-07"},null,{"$f":"J740","v":"TT"},null,{"$f":"AVERAGE(L738:L740)","v":204.95795966666665},10.696,13.971666666666666,-3.2756666666666665,-779.54007333333323,69.455107666666663,317.20052566666664,0,21.919667,14.58,null,null,null,null,{"$f":"AVERAGE(Z738:Z740)","v":0},21.599999999999998,21.889999999999997,22.27,14.37,14.376666666666667,14.993333333333334,22.626666666666665]
[]
[]
[]
[]
[]
[]
[]
[]
[null,"KÜHLEN"]
[null,"Drehzahlvariation, VKL-2L, 2,1mm Lamellenabstand, ohne Filter, neue Kondensatwanne (flach), mit Metallauslass, Vorlauf oben und Rücklauf unten, WT unten mit Klebeband abgeklebt, Kondensatwanne rechts, links unt vorne abgedichtet"]
[null,"Hallenbedingung: 24,4°C, 984mbar, 36,7% rel.Feuchte, Taupunkt 8,6°C, 39,1relFeuchte KP"]
[]
[null,"VKL800-2L; ohne Filter",35.9,466,null,3.5,null,"2017-11-08","12:53:46","TT","VKL800, 2L, 2,1mm Lamellenabstand, WT abgedichtet",200.05024499999999,10.706,12.792999999999999,-2.0870000000000002,-484.76953400000002,38.893576000000003,154.62373099999999,0,23.17,13.806666999999999,23.17,13.806666999999999,"-",0,0,22.89,23.23,23.39,13.78,13.76,13.89,23.62]
[null,{"$f":"CONCATENATE(\"mit \",ROUND(L757,0),\" kg/h wasserseitig, \",ROUND(D757,0),\" 1/min Drehzahl\")","v":"mit 200 kg/h wasserseitig, 466 1/min Drehzahl"},35.9,466,null,3.5,null,"2017-11-08","12:54:00","TT","VKL800, 2L, 2,1mm Lamellenabstand, WT abgedichtet",199.92318800000001,10.705,12.792,-2.0870000000000002,-484.46164499999998,38.927173000000003,154.80107000000001,0,23.150333,13.803667000000001,23.150333,13.803667000000001,"-",0,0,22.89,23.17,23.39,13.78,13.76,13.88,23.61]
[null,null,35.9,466,null,3.5,null,"2017-11-08","12:54:14","TT","VKL800, 2L, 2,1mm Lamellenabstand, WT abgedichtet",200.25143399999999,10.708,12.785,-2.077,-482.93191999999999,38.735782999999998,153.90062800000001,0,23.175332999999998,13.803667000000001,23.175332999999998,13.803667000000001,"-",0,0,22.9,23.24,23.39,13.78,13.75,13.89,23.6]
["V107",{"$f":"B754","v":"VKL800-2L; ohne Filter"},{"$f":"AVERAGE(C754:C756)","v":35.9},{"$f":"AVERAGE(D754:D756)","v":466},{"$f":"AVERAGE(E754:E756)","v":{"$error":"#DIV/0!"}},{"$f":"AVERAGE(F754:F756)","v":3.5},null,{"$f":"H756","v":"2017-11-08"},null,{"$f":"J756","v":"TT"},null,{"$f":"AVERAGE(L754:L756)","v":200.07495566666668},10.706333333333333,12.790000000000001,-2.0836666666666668,-484.05436633333329,38.852177333333337,154.44180966666667,0,23.165222,13.804667,null,null,null,null,{"$f":"AVERAGE(Z754:Z756)","v":0},22.893333333333334,23.213333333333335,23.39,13.78,13.756666666666666,13.886666666666668,23.610000000000003]
[]
[]
[]
[null,"VKL800-2L; ohne Filter",35.9,711,null,5.5,null,"2017-11-08","13:01:56","TT","VKL800, 2L, 2,1mm Lamellenabstand, WT abgedichtet",200.85093000000001,10.715999999999999,13.929,-3.2130000000000001,-749.30452300000002,60.621707999999998,254.252218,0,23.076333000000002,14.274667000000001,23.076333000000002,14.274667000000001,"-",0,0,22.63,23.02,23.57,14.25,14.21,14.36,23.54]
[null,{"$f":"CONCATENATE(\"mit \",ROUND(L764,0),\" kg/h wasserseitig, \",ROUND(D764,0),\" 1/min Drehzahl\")","v":"mit 201 kg/h wasserseitig, 711 1/min Drehzahl"},35.9,711,null,5.5,null,"2017-11-08","13:02:10","TT","VKL800, 2L, 2,1mm Lamellenabstand, WT abgedichtet",201.17598799999999,10.714,13.91,-3.1960000000000002,-746.54620899999998,60.281502000000003,252.84706299999999,0,23.098333,14.280333000000001,23.098333,14.280333000000001,"-",0,0,22.63,23.09,23.57,14.25,14.22,14.37,23.54]
[null,null,35.9,711,null,5.5,null,"2017-11-08","13:02:38","TT","VKL800, 2L, 2,1mm Lamellenabstand, WT abgedichtet",201.37493799999999,10.718999999999999,13.898999999999999,-3.18,-743.54339800000002,60.066516999999997,251.93480199999999,0,23.097667000000001,14.283333000000001,23.097667000000001,14.283333000000001,"-",0,0,22.63,23.08,23.58,14.26,14.22,14.38,23.53]
["V108",{"$f":"B761","v":"VKL800-2L; ohne Filter"},{"$f":"AVERAGE(C761:C763)","v":35.9},{"$f":"AVERAGE(D761:D763)","v":711},{"$f":"AVERAGE(E761:E763)","v":{"$error":"#DIV/0!"}},{"$f":"AVERAGE(F761:F763)","v":5.5},null,{"$f":"H763","v":"2017-11-08"},null,{"$f":"J763","v":"TT"},null,{"$f":"AVERAGE(L761:L763)","v":201.13395199999999},10.716333333333333,13.912666666666667,-3.1963333333333335,-746.46470999999985,60.323242333333333,253.01136099999999,0,23.090777666666668,14.279444333333332,null,null,null,null,{"$f":"AVERAGE(Z761:Z763)","v":0},22.63,23.063333333333333,23.573333333333334,14.253333333333332,14.216666666666667,14.37,23.536666666666665]
[]
[]
[null,"VKL800-2L; ohne Filter",35.9,1010,null,8,null,"2017-11-08","13:11:58","TT","VKL800, 2L, 2,1mm Lamellenabstand, WT abgedichtet",200.85202699999999,10.739000000000001,15.016,-4.2770000000000001,-997.44567099999995,80.525754000000006,373.89320800000002,0,23.125667,15.158333000000001,23.125667,15.158333000000001,"-",0,0,22.43,23.35,23.59,15.09,15.06,15.32,23.48]
[null,{"$f":"CONCATENATE(\"mit \",ROUND(L770,0),\" kg/h wasserseitig, \",ROUND(D770,0),\" 1/min Drehzahl\")","v":"mit 201 kg/h wasserseitig, 1010 1/min Drehzahl"},35.9,1010,null,8,null,"2017-11-08","13:12:12","TT","VKL800, 2L, 2,1mm Lamellenabstand, WT abgedichtet",200.45013599999999,10.750999999999999,15.013,-4.2619999999999996,-991.95867699999997,80.106491000000005,371.58766400000002,0,23.134,15.161333000000001,23.134,15.161333000000001,"-",0,0,22.46,23.37,23.57,15.1,15.06,15.33,23.47]
[null,null,35.9,1010,null,8,null,"2017-11-08","13:12:26","TT","VKL800, 2L, 2,1mm Lamellenabstand, WT abgedichtet",200.848624,10.757999999999999,15.010999999999999,-4.2530000000000001,-991.83179199999995,80.141547000000003,371.43142699999999,0,23.134,15.159000000000001,23.134,15.159000000000001,"-",0,0,22.46,23.39,23.55,15.1,15.06,15.32,23.49]
["V109",{"$f":"B767","v":"VKL800-2L; ohne Filter"},{"$f":"AVERAGE(C767:C769)","v":35.9},{"$f":"AVERAGE(D767:D769)","v":1010},{"$f":"AVERAGE(E767:E769)","v":{"$error":"#DIV/0!"}},{"$f":"AVERAGE(F767:F769)","v":8},null,{"$f":"H769","v":"2017-11-08"},null,{"$f":"J769","v":"TT"},null,{"$f":"AVERAGE(L767:L769)","v":200.71692899999996},10.749333333333334,15.013333333333334,-4.2640000000000002,-993.74537999999995,80.257930666666667,372.30409966666667,0,23.13122233333333,15.159555333333335,null,null,null,null,{"$f":"AVERAGE(Z767:Z769)","v":0},22.45,23.37,23.569999999999997,15.096666666666666,15.06,15.323333333333332,23.48]
[]
[]
[null,"VKL800-2L; ohne Filter",35.9,1145,null,10,null,"2017-11-08","13:50:14","TT","VKL800, 2L, 2,1mm Lamellenabstand, WT abgedichtet",204.029943,10.733000000000001,15.324999999999999,-4.5919999999999996,-1087.8513829999999,88.390502999999995,431.82853399999999,0,23.040333,15.516667,23.040333,15.516667,"-",0,0,22.54,23.02,23.57,15.43,15.38,15.75,23.46]
[null,{"$f":"CONCATENATE(\"mit \",ROUND(L776,0),\" kg/h wasserseitig, \",ROUND(D776,0),\" 1/min Drehzahl\")","v":"mit 204 kg/h wasserseitig, 1145 1/min Drehzahl"},35.9,1145,null,10,null,"2017-11-08","13:50:28","TT","VKL800, 2L, 2,1mm Lamellenabstand, WT abgedichtet",204.032758,10.726000000000001,15.331,-4.6050000000000004,-1090.946152,88.534056000000007,432.76941399999998,0,23.048333,15.519667,23.048333,15.519667,"-",0,0,22.51,23.06,23.57,15.43,15.38,15.75,23.45]
[null,null,35.9,1145,null,10,null,"2017-11-08","13:50:42","TT","VKL800, 2L, 2,1mm Lamellenabstand, WT abgedichtet",203.627848,10.721,15.34,-4.6189999999999998,-1092.0912189999999,88.603014000000002,433.54997700000001,0,23.046666999999999,15.523667,23.046666999999999,15.523667,"-",0,0,22.49,23.09,23.57,15.44,15.38,15.75,23.43]
["V110",{"$f":"B773","v":"VKL800-2L; ohne Filter"},{"$f":"AVERAGE(C773:C775)","v":35.9},{"$f":"AVERAGE(D773:D775)","v":1145},{"$f":"AVERAGE(E773:E775)","v":{"$error":"#DIV/0!"}},{"$f":"AVERAGE(F773:F775)","v":10},null,{"$f":"H775","v":"2017-11-08"},null,{"$f":"J775","v":"TT"},null,{"$f":"AVERAGE(L773:L775)","v":203.89684966666667},10.726666666666668,15.331999999999999,-4.6053333333333333,-1090.2962513333332,88.509190999999987,432.71597500000001,0,23.045111000000002,15.520000333333334,null,null,null,null,{"$f":"AVERAGE(Z773:Z775)","v":0},22.513333333333332,23.056666666666668,23.570000000000004,15.433333333333332,15.38,15.75,23.446666666666669]
[]
[]
[]
[]
[]
[]
[null,"KÜHLEN"]
[null,"Drehzahlvariation, VKL-2L, 2,1mm Lamellenabstand, ohne Filter, neue Kondensatwanne (flach), mit Metallauslass, Vorlauf unten und Rücklauf oben, WT unten mit Klebeband abgeklebt, Kondensatwanne rechts, links unt vorne "]
[null,"Hallenbedingung: 24,4°C, 984mbar, 36,7% rel.Feuchte, Taupunkt 8,6°C, 39,1relFeuchte KP"]
[]
[null,"VKL800-2L; ohne Filter",38.1,475,null,3.5,null,"2017-11-08","14:32:52","TT","VKL800, 2L, 2,1mm Lamellenabstand, WT abgedichtet",207.919073,10.715,12.875,-2.16,-521.46103400000004,42.175755000000002,162.220921,0,23.079000000000001,13.478667,23.079000000000001,13.478667,"-",0,0,22.91,23.02,23.31,13.47,13.41,13.55,23.76]
[null,{"$f":"CONCATENATE(\"mit \",ROUND(L790,0),\" kg/h wasserseitig, \",ROUND(D790,0),\" 1/min Drehzahl\")","v":"mit 208 kg/h wasserseitig, 475 1/min Drehzahl"},38.1,475,null,3.5,null,"2017-11-08","14:33:20","TT","VKL800, 2L, 2,1mm Lamellenabstand, WT abgedichtet",207.82968099999999,10.725,12.86,-2.1349999999999998,-515.20400500000005,41.715797999999999,160.302256,0,23.075333000000001,13.476667000000001,23.075333000000001,13.476667000000001,"-",0,0,22.91,23.01,23.31,13.47,13.4,13.56,23.75]
[null,null,38.1,475,null,3.5,null,"2017-11-08","14:34:16","TT","VKL800, 2L, 2,1mm Lamellenabstand, WT abgedichtet",207.002793,10.73,12.865,-2.1349999999999998,-513.15417400000001,41.572263999999997,159.62566100000001,0,23.073667,13.472667,23.073667,13.472667,"-",0,0,22.94,22.99,23.29,13.47,13.4,13.55,23.74]
["V111",{"$f":"B787","v":"VKL800-2L; ohne Filter"},{"$f":"AVERAGE(C787:C789)","v":38.1},{"$f":"AVERAGE(D787:D789)","v":475},{"$f":"AVERAGE(E787:E789)","v":{"$error":"#DIV/0!"}},{"$f":"AVERAGE(F787:F789)","v":3.5},null,{"$f":"H789","v":"2017-11-08"},null,{"$f":"J789","v":"TT"},null,{"$f":"AVERAGE(L787:L789)","v":207.58384899999999},10.723333333333334,12.866666666666667,-2.1433333333333331,-516.60640433333333,41.821272333333333,160.71627933333335,0,23.076000000000004,13.476000333333333,null,null,null,null,{"$f":"AVERAGE(Z787:Z789)","v":0},22.92,23.006666666666664,23.303333333333331,13.47,13.403333333333334,13.553333333333333,23.75]
[]
[]
[]
[null,"VKL800-2L; ohne Filter",38.1,711,null,5.5,null,"2017-11-08","14:40:34","TT","VKL800, 2L, 2,1mm Lamellenabstand, WT abgedichtet",207.20725999999999,10.75,13.962,-3.2120000000000002,-772.77717299999995,62.801882999999997,248.87089900000001,0,23.055,13.781333,23.055,13.781333,"-",0,0,22.73,22.9,23.54,13.77,13.7,13.88,23.66]
[null,{"$f":"CONCATENATE(\"mit \",ROUND(L797,0),\" kg/h wasserseitig, \",ROUND(D797,0),\" 1/min Drehzahl\")","v":"mit 207 kg/h wasserseitig, 711 1/min Drehzahl"},38.1,711,null,5.5,null,"2017-11-08","14:41:16","TT","VKL800, 2L, 2,1mm Lamellenabstand, WT abgedichtet",207.41531000000001,10.744999999999999,13.945,-3.2,-770.66310699999997,62.815555000000003,249.67080999999999,0,23.013667000000002,13.795,23.013667000000002,13.795,"-",0,0,22.72,22.87,23.45,13.78,13.71,13.89,23.63]
[null,null,38.1,711,null,5.5,null,"2017-11-08","14:41:44","TT","VKL800, 2L, 2,1mm Lamellenabstand, WT abgedichtet",207.00062299999999,10.734999999999999,13.930999999999999,-3.1960000000000002,-768.16091100000006,62.746282999999998,249.971926,0,22.977333000000002,13.799666999999999,22.977333000000002,13.799666999999999,"-",0,0,22.68,22.83,23.42,13.79,13.72,13.89,23.61]
["V112",{"$f":"B794","v":"VKL800-2L; ohne Filter"},{"$f":"AVERAGE(C794:C796)","v":38.1},{"$f":"AVERAGE(D794:D796)","v":711},{"$f":"AVERAGE(E794:E796)","v":{"$error":"#DIV/0!"}},{"$f":"AVERAGE(F794:F796)","v":5.5},null,{"$f":"H796","v":"2017-11-08"},null,{"$f":"J796","v":"TT"},null,{"$f":"AVERAGE(L794:L796)","v":207.207731},10.743333333333332,13.946,-3.202666666666667,-770.53373033333321,62.787906999999997,249.50454500000001,0,23.015333333333334,13.792,null,null,null,null,{"$f":"AVERAGE(Z794:Z796)","v":0},22.709999999999997,22.866666666666664,23.47,13.78,13.71,13.886666666666668,23.633333333333336]
[]
[]
[null,"VKL800-2L; ohne Filter",38.1,1021,null,8,null,"2017-11-08","14:47:06","TT","VKL800, 2L, 2,1mm Lamellenabstand, WT abgedichtet",206.999831,10.721,14.951000000000001,-4.2300000000000004,-1016.679672,86.685776000000004,380.49816099999998,0,22.449332999999999,14.469333000000001,22.449332999999999,14.469333000000001,"-",0,0,22.19,21.97,23.19,14.43,14.36,14.61,23.54]
[null,{"$f":"CONCATENATE(\"mit \",ROUND(L803,0),\" kg/h wasserseitig, \",ROUND(D803,0),\" 1/min Drehzahl\")","v":"mit 208 kg/h wasserseitig, 1021 1/min Drehzahl"},38.1,1021,null,8,null,"2017-11-08","14:47:20","TT","VKL800, 2L, 2,1mm Lamellenabstand, WT abgedichtet",207.91769400000001,10.734999999999999,14.927,-4.1920000000000002,-1012.013962,86.605485000000002,380.053764,0,22.420332999999999,14.467667,22.420332999999999,14.467667,"-",0,0,22.17,21.94,23.16,14.43,14.37,14.61,23.53]
[null,null,38.1,1021,null,8,null,"2017-11-08","14:48:30","TT","VKL800, 2L, 2,1mm Lamellenabstand, WT abgedichtet",207.919186,10.77,14.914,-4.1440000000000001,-1000.433195,86.177379000000002,377.89050300000002,0,22.379000000000001,14.472333000000001,22.379000000000001,14.472333000000001,"-",0,0,22.12,21.85,23.17,14.43,14.37,14.62,23.48]
["V113",{"$f":"B800","v":"VKL800-2L; ohne Filter"},{"$f":"AVERAGE(C800:C802)","v":38.1},{"$f":"AVERAGE(D800:D802)","v":1021},{"$f":"AVERAGE(E800:E802)","v":{"$error":"#DIV/0!"}},{"$f":"AVERAGE(F800:F802)","v":8},null,{"$f":"H802","v":"2017-11-08"},null,{"$f":"J802","v":"TT"},null,{"$f":"AVERAGE(L800:L802)","v":207.61223700000002},10.741999999999999,14.930666666666667,-4.1886666666666672,-1009.708943,86.489546666666683,379.48080933333335,0,22.416222000000001,14.469777666666667,null,null,null,null,{"$f":"AVERAGE(Z800:Z802)","v":0},22.16,21.919999999999998,23.173333333333336,14.43,14.366666666666665,14.613333333333332,23.516666666666666]
[]
[]
[null,"VKL800-2L; ohne Filter",38.5,1145,null,10,null,"2017-11-08","14:54:34","TT","VKL800, 2L, 2,1mm Lamellenabstand, WT abgedichtet",208.95853199999999,10.749000000000001,15.285,-4.5359999999999996,-1100.5427970000001,94.705651000000003,434.59442300000001,0,22.369667,14.806666999999999,22.369667,14.806666999999999,"-",0,0,22.02,22.18,22.91,14.75,14.69,14.98,23.4]
[null,{"$f":"CONCATENATE(\"mit \",ROUND(L809,0),\" kg/h wasserseitig, \",ROUND(D809,0),\" 1/min Drehzahl\")","v":"mit 208 kg/h wasserseitig, 1145 1/min Drehzahl"},38.5,1145,null,10,null,"2017-11-08","14:56:40","TT","VKL800, 2L, 2,1mm Lamellenabstand, WT abgedichtet",206.69694100000001,10.741,15.289,-4.548,-1091.5114249999999,94.500426000000004,435.38396599999999,0,22.291333000000002,14.804,22.291333000000002,14.804,"-",0,0,22.05,22.09,22.74,14.75,14.69,14.97,23.44]
[null,null,38.5,1145,null,10,null,"2017-11-08","14:57:22","TT","VKL800, 2L, 2,1mm Lamellenabstand, WT abgedichtet",207.41238200000001,10.759,15.287000000000001,-4.5279999999999996,-1090.472904,94.536011999999999,434.969719,0,22.294,14.806666999999999,22.294,14.806666999999999,"-",0,0,22,22.05,22.83,14.75,14.7,14.97,23.42]
["V114",{"$f":"B806","v":"VKL800-2L; ohne Filter"},{"$f":"AVERAGE(C806:C808)","v":38.5},{"$f":"AVERAGE(D806:D808)","v":1145},{"$f":"AVERAGE(E806:E808)","v":{"$error":"#DIV/0!"}},{"$f":"AVERAGE(F806:F808)","v":10},null,{"$f":"H808","v":"2017-11-08"},null,{"$f":"J808","v":"TT"},null,{"$f":"AVERAGE(L806:L808)","v":207.68928500000001},10.749666666666668,15.286999999999999,-4.5373333333333328,-1094.1757086666667,94.580696333333321,434.98270266666668,0,22.318333333333332,14.805777999999998,null,null,null,null,{"$f":"AVERAGE(Z806:Z808)","v":0},22.02333333333333,22.106666666666666,22.826666666666664,14.75,14.693333333333333,14.973333333333334,23.42]
[]
[]
[]
[]
[]
[]
[null,"VKL800-2L; ohne Filter",42.5,714,null,5.5,null,"2017-11-08","15:40:33","TT","VKL800, 2L, 2,1mm Lamellenabstand, WT abgedichtet",220.03255200000001,10.728999999999999,13.788,-3.0590000000000002,-781.52017599999999,64.786552,257.925881,0,22.792000000000002,13.742667000000001,22.792000000000002,13.742667000000001,"-",0,0,22.41,22.6,23.36,13.74,13.68,13.8,23.44]
[null,{"$f":"CONCATENATE(\"mit \",ROUND(L819,0),\" kg/h wasserseitig, \",ROUND(D819,0),\" 1/min Drehzahl\")","v":"mit 220 kg/h wasserseitig, 714 1/min Drehzahl"},42.5,714,null,5.5,null,"2017-11-08","15:40:47","TT","VKL800, 2L, 2,1mm Lamellenabstand, WT abgedichtet",219.81261000000001,10.736000000000001,13.78,-3.044,-776.910574,64.434692999999996,256.310157,0,22.793333000000001,13.740667,22.793333000000001,13.740667,"-",0,0,22.42,22.59,23.36,13.74,13.68,13.8,23.44]
[null,null,42.5,714,null,5.5,null,"2017-11-08","15:41:01","TT","VKL800, 2L, 2,1mm Lamellenabstand, WT abgedichtet",219.59487300000001,10.74,13.782999999999999,-3.0430000000000001,-775.88602400000002,64.356836999999999,255.87792999999999,0,22.795999999999999,13.74,22.795999999999999,13.74,"-",0,0,22.43,22.59,23.36,13.74,13.68,13.79,23.43]
["V115",{"$f":"B816","v":"VKL800-2L; ohne Filter"},{"$f":"AVERAGE(C816:C818)","v":42.5},{"$f":"AVERAGE(D816:D818)","v":714},{"$f":"AVERAGE(E816:E818)","v":{"$error":"#DIV/0!"}},{"$f":"AVERAGE(F816:F818)","v":5.5},null,{"$f":"H818","v":"2017-11-08"},null,{"$f":"J818","v":"TT"},null,{"$f":"AVERAGE(L816:L818)","v":219.81334500000003},10.734999999999999,13.783666666666667,-3.0486666666666671,-778.10559133333334,64.526027333333332,256.704656,0,22.793777666666671,13.741111333333334,null,null,null,null,{"$f":"AVERAGE(Z816:Z818)","v":0},22.419999999999998,22.593333333333334,23.36,13.74,13.68,13.796666666666667,23.436666666666667]
[]
[]
[null,"VKL800-2L; ohne Filter, ohne Klebeband unter dem WT",42.5,714,null,5.5,null,"2017-11-08","16:00:52","TT","VKL800, 2L, 2,1mm Lamellenabstand, WT abgedichtet",220.28183899999999,10.72,13.638,-2.9180000000000001,-746.34179500000005,62.425778000000001,271.11229400000002,0,22.675667000000001,14.454000000000001,22.675667000000001,14.454000000000001,"-",0,0,22.22,22.5,23.3,14.4,14.31,14.65,23.45]
[null,{"$f":"CONCATENATE(\"mit \",ROUND(L825,0),\" kg/h wasserseitig, \",ROUND(D825,0),\" 1/min Drehzahl\")","v":"mit 221 kg/h wasserseitig, 714 1/min Drehzahl"},42.5,714,null,5.5,null,"2017-11-08","16:02:16","TT","VKL800, 2L, 2,1mm Lamellenabstand, WT abgedichtet",220.72004999999999,10.754,13.646000000000001,-2.8919999999999999,-741.16321400000004,62.176383000000001,268.71909499999998,0,22.674333000000001,14.436999999999999,22.674333000000001,14.436999999999999,"-",0,0,22.24,22.5,23.29,14.38,14.29,14.64,23.44]
[null,null,42.5,714,null,5.5,null,"2017-11-08","16:02:02","TT","VKL800, 2L, 2,1mm Lamellenabstand, WT abgedichtet",221.38301799999999,10.759,13.625,-2.8660000000000001,-736.70610999999997,61.918483000000002,267.742346,0,22.657,14.439333,22.657,14.439333,"-",0,0,22.23,22.46,23.28,14.38,14.3,14.64,23.44]
["V116",{"$f":"B822","v":"VKL800-2L; ohne Filter, ohne Klebeband unter dem WT"},{"$f":"AVERAGE(C822:C824)","v":42.5},{"$f":"AVERAGE(D822:D824)","v":714},{"$f":"AVERAGE(E822:E824)","v":{"$error":"#DIV/0!"}},{"$f":"AVERAGE(F822:F824)","v":5.5},null,{"$f":"H824","v":"2017-11-08"},null,{"$f":"J824","v":"TT"},null,{"$f":"AVERAGE(L822:L824)","v":220.79496900000001},10.744333333333335,13.636333333333333,-2.8919999999999999,-741.40370633333339,62.173548000000004,269.19124499999998,0,22.669,14.443444333333332,null,null,null,null,{"$f":"AVERAGE(Z822:Z824)","v":0},22.23,22.486666666666668,23.290000000000003,14.386666666666668,14.300000000000002,14.643333333333333,23.443333333333332]
[]
[]
[]
[null,"VKL800-2L; ohne Filter, ohne Klebeband unter dem WT, ohne Softpad rechts von Kondensatwanne (Wasseranschlussseite)",42.5,714,null,5.5,null,"2017-11-08","16:05:32","TT","VKL800, 2L, 2,1mm Lamellenabstand, WT abgedichtet",220.941507,10.742000000000001,13.605,-2.863,-734.46725900000001,61.386353999999997,264.30205899999999,0,22.706666999999999,14.407333,22.706666999999999,14.407333,"-",0,0,22.3,22.57,23.25,14.37,14.28,14.57,23.42]
[null,{"$f":"CONCATENATE(\"mit \",ROUND(L832,0),\" kg/h wasserseitig, \",ROUND(D832,0),\" 1/min Drehzahl\")","v":"mit 221 kg/h wasserseitig, 714 1/min Drehzahl"},42.5,714,null,5.5,null,"2017-11-08","16:05:46","TT","VKL800, 2L, 2,1mm Lamellenabstand, WT abgedichtet",221.379367,10.741,13.603999999999999,-2.863,-735.922821,61.518292000000002,264.900327,0,22.703666999999999,14.406667000000001,22.703666999999999,14.406667000000001,"-",0,0,22.28,22.56,23.27,14.36,14.28,14.58,23.4]
[null,null,42.5,714,null,5.5,null,"2017-11-08","16:06:00","TT","VKL800, 2L, 2,1mm Lamellenabstand, WT abgedichtet",221.40561500000001,10.743,13.601000000000001,-2.8580000000000001,-734.724694,61.462665000000001,264.68172600000003,0,22.696999999999999,14.406667000000001,22.696999999999999,14.406667000000001,"-",0,0,22.28,22.54,23.28,14.36,14.28,14.58,23.39]
["V117",{"$f":"B829","v":"VKL800-2L; ohne Filter, ohne Klebeband unter dem WT, ohne Softpad rechts von Kondensatwanne (Wasseranschlussseite)"},{"$f":"AVERAGE(C829:C831)","v":42.5},{"$f":"AVERAGE(D829:D831)","v":714},{"$f":"AVERAGE(E829:E831)","v":{"$error":"#DIV/0!"}},{"$f":"AVERAGE(F829:F831)","v":5.5},null,{"$f":"H831","v":"2017-11-08"},null,{"$f":"J831","v":"TT"},null,{"$f":"AVERAGE(L829:L831)","v":221.24216300000001},10.741999999999999,13.603333333333333,-2.8613333333333331,-735.03825800000004,61.455770333333334,264.62803733333334,0,22.702444666666665,14.406889,null,null,null,null,{"$f":"AVERAGE(Z829:Z831)","v":0},22.286666666666665,22.556666666666661,23.266666666666666,14.363333333333332,14.28,14.576666666666666,23.403333333333336]
[]
[]
[]
[null,"VKL800-2L; ohne Filter, ohne Klebeband unter dem WT, ohne Softpad rechts von Kondensatwanne (Wasseranschlussseite), ohne Softpad links von Kondensatwanne",42.5,714,null,5.5,null,"2017-11-08","16:12:18","TT","VKL800, 2L, 2,1mm Lamellenabstand, WT abgedichtet",222.28973500000001,10.728,13.631,-2.903,-749.27324399999998,62.228551000000003,260.67835100000002,0,22.768667000000001,14.184333000000001,22.768667000000001,14.184333000000001,"-",0,0,22.28,22.67,23.35,14.04,13.98,14.53,23.41]
[null,{"$f":"CONCATENATE(\"mit \",ROUND(L839,0),\" kg/h wasserseitig, \",ROUND(D839,0),\" 1/min Drehzahl\")","v":"mit 222 kg/h wasserseitig, 714 1/min Drehzahl"},42.5,714,null,5.5,null,"2017-11-08","16:12:46","TT","VKL800, 2L, 2,1mm Lamellenabstand, WT abgedichtet",221.847342,10.737,13.64,-2.903,-747.78206699999998,62.254646999999999,260.50348400000001,0,22.748667000000001,14.175667000000001,22.748667000000001,14.175667000000001,"-",0,0,22.27,22.59,23.38,14.03,13.97,14.53,23.4]
[null,null,42.5,714,null,5.5,null,"2017-11-08","16:13:42","TT","VKL800, 2L, 2,1mm Lamellenabstand, WT abgedichtet",222.06905800000001,10.739000000000001,13.632999999999999,-2.8940000000000001,-746.20878700000003,62.350332999999999,260.77669900000001,0,22.707000000000001,14.161,22.707000000000001,14.161,"-",0,0,22.23,22.51,23.38,14.01,13.96,14.52,23.38]
["V118",{"$f":"B836","v":"VKL800-2L; ohne Filter, ohne Klebeband unter dem WT, ohne Softpad rechts von Kondensatwanne (Wasseranschlussseite), ohne Softpad links von Kondensatwanne"},{"$f":"AVERAGE(C836:C838)","v":42.5},{"$f":"AVERAGE(D836:D838)","v":714},{"$f":"AVERAGE(E836:E838)","v":{"$error":"#DIV/0!"}},{"$f":"AVERAGE(F836:F838)","v":5.5},null,{"$f":"H838","v":"2017-11-08"},null,{"$f":"J838","v":"TT"},null,{"$f":"AVERAGE(L836:L838)","v":222.06871166666667},10.734666666666667,13.634666666666666,-2.9,-747.75469933333341,62.277843666666662,260.65284466666668,0,22.741444666666666,14.173666666666668,null,null,null,null,{"$f":"AVERAGE(Z836:Z838)","v":0},22.26,22.590000000000003,23.37,14.026666666666666,13.97,14.526666666666666,23.396666666666665]
[]
[]
[]
[null,"VKL800-2L; ohne Filter, ohne Klebeband unter dem WT, ohne Softpad rechts von Kondensatwanne (Wasseranschlussseite), ohne Softpad links von Kondensatwanne",42.5,714,null,5.5,null,"2017-11-08","16:27:14","TT","VKL800, 2L, 2,1mm Lamellenabstand, WT abgedichtet",222.28888699999999,10.743,13.592000000000001,-2.8490000000000002,-735.33287299999995,61.801333999999997,265.17803600000002,0,22.641332999999999,14.359667,22.641332999999999,14.359667,"-",0,0,22.22,22.3,23.39,14.19,14.12,14.77,23.4]
[null,{"$f":"CONCATENATE(\"mit \",ROUND(L846,0),\" kg/h wasserseitig, \",ROUND(D846,0),\" 1/min Drehzahl\")","v":"mit 222 kg/h wasserseitig, 714 1/min Drehzahl"},42.5,714,null,5.5,null,"2017-11-08","16:27:28","TT","VKL800, 2L, 2,1mm Lamellenabstand, WT abgedichtet",222.510672,10.741,13.59,-2.8490000000000002,-736.06653800000004,61.875129000000001,265.60296799999998,0,22.637,14.360333000000001,22.637,14.360333000000001,"-",0,0,22.22,22.3,23.38,14.19,14.12,14.77,23.4]
[null,null,42.5,714,null,5.5,null,"2017-11-08","16:27:42","TT","VKL800, 2L, 2,1mm Lamellenabstand, WT abgedichtet",222.507518,10.743,13.587,-2.8439999999999999,-734.76432499999999,61.814160999999999,265.293342,0,22.629667000000001,14.358000000000001,22.629667000000001,14.358000000000001,"-",0,0,22.22,22.3,23.37,14.19,14.12,14.77,23.4]
["V119",{"$f":"B843","v":"VKL800-2L; ohne Filter, ohne Klebeband unter dem WT, ohne Softpad rechts von Kondensatwanne (Wasseranschlussseite), ohne Softpad links von Kondensatwanne"},{"$f":"AVERAGE(C843:C845)","v":42.5},{"$f":"AVERAGE(D843:D845)","v":714},{"$f":"AVERAGE(E843:E845)","v":{"$error":"#DIV/0!"}},{"$f":"AVERAGE(F843:F845)","v":5.5},null,{"$f":"H845","v":"2017-11-08"},null,{"$f":"J845","v":"TT"},null,{"$f":"AVERAGE(L843:L845)","v":222.43569233333332},10.742333333333335,13.589666666666668,-2.8473333333333333,-735.38791200000003,61.830207999999999,265.35811533333327,0,22.635999999999999,14.359333333333334,null,null,null,null,{"$f":"AVERAGE(Z843:Z845)","v":0},22.22,22.3,23.38,14.19,14.12,14.770000000000001,23.399999999999995]
[]
[]
[]
[]
[]
[]
[]
[null,"KÜHLEN"]
[null,"Drehzahlvariation, VKL-2L, 2,1mm Lamellenabstand, ohne Filter, neue Kondensatwanne (flach), mit Metallauslass, Vorlauf unten und Rücklauf oben"]
[null,"Hallenbedingung: 24,4°C, 984mbar, 36,7% rel.Feuchte, Taupunkt 8,6°C, 39,1relFeuchte KP"]
[]
[null,"VKL800-2L; ohne Filter",37,479,null,3.5,null,"2017-11-08","16:43:42","TT","VKL800, 2L, 2,1mm Lamellenabstand, WT abgedichtet",205.66574499999999,10.731999999999999,12.81,-2.0779999999999998,-496.228024,40.216227000000003,171.94079199999999,0,23.071000000000002,14.451667,23.071000000000002,14.451667,"-",0,0,22.88,23.01,23.33,14.3,14.24,14.82,23.68]
[null,{"$f":"CONCATENATE(\"mit \",ROUND(L861,0),\" kg/h wasserseitig, \",ROUND(D861,0),\" 1/min Drehzahl\")","v":"mit 206 kg/h wasserseitig, 479 1/min Drehzahl"},37,479,null,3.5,null,"2017-11-08","16:43:56","TT","VKL800, 2L, 2,1mm Lamellenabstand, WT abgedichtet",206.793409,10.723000000000001,12.803000000000001,-2.08,-499.42905999999999,40.461441999999998,173.183887,0,23.066333,14.453666999999999,23.066333,14.453666999999999,"-",0,0,22.87,23,23.33,14.3,14.24,14.82,23.68]
[null,null,37,479,null,3.5,null,"2017-11-08","16:44:10","TT","VKL800, 2L, 2,1mm Lamellenabstand, WT abgedichtet",206.28575799999999,10.718999999999999,12.797000000000001,-2.0779999999999998,-497.72398399999997,40.329839,172.68619699999999,0,23.060333,14.452332999999999,23.060333,14.452332999999999,"-",0,0,22.86,22.98,23.33,14.3,14.24,14.81,23.7]
["V120",{"$f":"B858","v":"VKL800-2L; ohne Filter"},{"$f":"AVERAGE(C858:C860)","v":37},{"$f":"AVERAGE(D858:D860)","v":479},{"$f":"AVERAGE(E858:E860)","v":{"$error":"#DIV/0!"}},{"$f":"AVERAGE(F858:F860)","v":3.5},null,{"$f":"H860","v":"2017-11-08"},null,{"$f":"J860","v":"TT"},null,{"$f":"AVERAGE(L858:L860)","v":206.24830399999999},10.724666666666666,12.803333333333333,-2.0786666666666664,-497.7936893333333,40.335836,172.60362533333333,0,23.065888666666666,14.452555666666667,null,null,null,null,{"$f":"AVERAGE(Z858:Z860)","v":0},22.87,22.99666666666667,23.33,14.300000000000002,14.24,14.816666666666668,23.686666666666667]
[]
[]
[]
[null,"VKL800-2L; ohne Filter",38.200000000000003,714,null,5.5,null,"2017-11-08","16:58:24","TT","VKL800, 2L, 2,1mm Lamellenabstand, WT abgedichtet",207.826425,10.725,13.88,-3.1549999999999998,-761.33169799999996,61.364725999999997,265.28563300000002,0,23.131667,14.560667,23.131667,14.560667,"-",0,0,22.72,23.1,23.58,14.36,14.28,15.04,23.57]
[null,{"$f":"CONCATENATE(\"mit \",ROUND(L868,0),\" kg/h wasserseitig, \",ROUND(D868,0),\" 1/min Drehzahl\")","v":"mit 208 kg/h wasserseitig, 714 1/min Drehzahl"},38.200000000000003,714,null,5.5,null,"2017-11-08","16:59:20","TT","VKL800, 2L, 2,1mm Lamellenabstand, WT abgedichtet",207.91952499999999,10.72,13.863,-3.1429999999999998,-758.77573900000004,61.004641999999997,263.61583999999999,0,23.158000000000001,14.561667,23.158000000000001,14.561667,"-",0,0,22.7,23.14,23.64,14.35,14.28,15.05,23.59]
[null,null,38.200000000000003,714,null,5.5,null,"2017-11-08","16:59:34","TT","VKL800, 2L, 2,1mm Lamellenabstand, WT abgedichtet",207.206706,10.726000000000001,13.869,-3.1429999999999998,-756.174397,60.800386000000003,262.49832300000003,0,23.163,14.559666999999999,23.163,14.559666999999999,"-",0,0,22.7,23.08,23.58,14.26,14.22,14.38,23.53]
["V121",{"$f":"B865","v":"VKL800-2L; ohne Filter"},{"$f":"AVERAGE(C865:C867)","v":38.200000000000003},{"$f":"AVERAGE(D865:D867)","v":714},{"$f":"AVERAGE(E865:E867)","v":{"$error":"#DIV/0!"}},{"$f":"AVERAGE(F865:F867)","v":5.5},null,{"$f":"H867","v":"2017-11-08"},null,{"$f":"J867","v":"TT"},null,{"$f":"AVERAGE(L865:L867)","v":207.65088533333332},10.723666666666666,13.870666666666667,-3.1469999999999998,-758.76061133333349,61.056584666666673,263.79993200000001,0,23.150889000000003,14.560667,null,null,null,null,{"$f":"AVERAGE(Z865:Z867)","v":0},22.706666666666667,23.106666666666666,23.599999999999998,14.323333333333332,14.26,14.823333333333332,23.563333333333333]
[]
[]
[null,"VKL800-2L; ohne Filter",38.700000000000003,1023,null,8,null,"2017-11-08","17:09:36","TT","VKL800, 2L, 2,1mm Lamellenabstand, WT abgedichtet",209.66902200000001,10.744999999999999,15.019,-4.274,-1040.5011609999999,83.402450000000002,385.18195800000001,0,23.220666999999999,15.153,23.220666999999999,15.153,"-",0,0,22.39,23.48,23.79,14.9,14.83,15.73,23.4]
[null,{"$f":"CONCATENATE(\"mit \",ROUND(L874,0),\" kg/h wasserseitig, \",ROUND(D874,0),\" 1/min Drehzahl\")","v":"mit 210 kg/h wasserseitig, 1023 1/min Drehzahl"},38.700000000000003,1023,null,8,null,"2017-11-08","17:10:04","TT","VKL800, 2L, 2,1mm Lamellenabstand, WT abgedichtet",209.45881299999999,10.759,15.026999999999999,-4.2679999999999998,-1037.9987490000001,83.371161000000001,384.812071,0,23.209333000000001,15.153333,23.209333000000001,15.153333,"-",0,0,22.4,23.45,23.78,14.9,14.82,15.73,23.4]
[null,null,38.700000000000003,1023,null,8,null,"2017-11-08","17:10:18","TT","VKL800, 2L, 2,1mm Lamellenabstand, WT abgedichtet",209.66619600000001,10.76,15.031000000000001,-4.2709999999999999,-1039.756799,83.487779000000003,385.17694899999998,0,23.213999999999999,15.151999999999999,23.213999999999999,15.151999999999999,"-",0,0,22.4,23.45,23.79,14.9,14.82,15.73,23.39]
["V122",{"$f":"B871","v":"VKL800-2L; ohne Filter"},{"$f":"AVERAGE(C871:C873)","v":38.700000000000003},{"$f":"AVERAGE(D871:D873)","v":1023},{"$f":"AVERAGE(E871:E873)","v":{"$error":"#DIV/0!"}},{"$f":"AVERAGE(F871:F873)","v":8},null,{"$f":"H873","v":"2017-11-08"},null,{"$f":"J873","v":"TT"},null,{"$f":"AVERAGE(L871:L873)","v":209.59801033333335},10.754666666666665,15.025666666666666,-4.2709999999999999,-1039.418903,83.420463333333331,385.05699266666664,0,23.21466666666667,15.152777666666667,null,null,null,null,{"$f":"AVERAGE(Z871:Z873)","v":0},22.396666666666665,23.459999999999997,23.786666666666665,14.9,14.823333333333332,15.729999999999999,23.396666666666665]
[]
[]
[null,"VKL800-2L; ohne Filter",37,1145,null,10,null,"2017-11-08","17:18:02","TT","VKL800, 2L, 2,1mm Lamellenabstand, WT abgedichtet",209.876745,10.759,15.381,-4.6219999999999999,-1126.336198,90.997457999999995,434.814663,0,23.136666999999999,15.400333,23.136666999999999,15.400333,"-",0,0,22.44,23.25,23.73,15.13,15.06,16.02,23.28]
[null,{"$f":"CONCATENATE(\"mit \",ROUND(L880,0),\" kg/h wasserseitig, \",ROUND(D880,0),\" 1/min Drehzahl\")","v":"mit 210 kg/h wasserseitig, 1145 1/min Drehzahl"},37,1145,null,10,null,"2017-11-08","17:18:16","TT","VKL800, 2L, 2,1mm Lamellenabstand, WT abgedichtet",210.58609300000001,10.757999999999999,15.366,-4.6079999999999997,-1126.7198330000001,91.077506999999997,435.26282800000001,0,23.129000000000001,15.398,23.129000000000001,15.398,"-",0,0,22.42,23.24,23.73,15.12,15.05,16.02,23.3]
[null,null,37,1145,null,10,null,"2017-11-08","17:18:30","TT","VKL800, 2L, 2,1mm Lamellenabstand, WT abgedichtet",210.58518900000001,10.757999999999999,15.347,-4.5890000000000004,-1122.069252,90.828843000000006,434.42153000000002,0,23.111667000000001,15.397667,23.111667000000001,15.397667,"-",0,0,22.41,23.2,23.72,15.13,15.05,16.010000000000002,23.3]
["V123",{"$f":"B877","v":"VKL800-2L; ohne Filter"},{"$f":"AVERAGE(C877:C879)","v":37},{"$f":"AVERAGE(D877:D879)","v":1145},{"$f":"AVERAGE(E877:E879)","v":{"$error":"#DIV/0!"}},{"$f":"AVERAGE(F877:F879)","v":10},null,{"$f":"H879","v":"2017-11-08"},null,{"$f":"J879","v":"TT"},null,{"$f":"AVERAGE(L877:L879)","v":210.34934233333334},10.758333333333333,15.364666666666666,-4.6063333333333336,-1125.0417610000002,90.967936000000009,434.83300700000001,0,23.125778,15.398666666666665,null,null,null,null,{"$f":"AVERAGE(Z877:Z879)","v":0},22.423333333333332,23.23,23.72666666666667,15.126666666666667,15.053333333333333,16.016666666666666,23.293333333333333]
[]
[]
[]
[]
[]
[null,"1. Wassermengenvariation, VKL-2L, 2,1mm Lamellenabstand, ohne Filter, neue Kondensatwanne (flach), mit Metallauslass"]
[]
[]
[null,"VKL800-2L; ohne Filter",1.9,717,null,5.5,null,"2017-11-09","10:23:52","TT","VKL800-2L-2,1mmLamellenabstand",38.834001000000001,11.172000000000001,19.478999999999999,-8.3070000000000004,-374.56753400000002,31.246075000000001,257.52039400000001,0,23.159666999999999,18.815667000000001,23.159666999999999,18.815667000000001,"-",0,0,22.81,23.2,23.47,18.739999999999998,18.68,19.04,23.36]
[null,{"$f":"CONCATENATE(\"mit \",ROUND(L892,0),\" kg/h wasserseitig, \",ROUND(D892,0),\" 1/min Drehzahl\")","v":"mit 39 kg/h wasserseitig, 717 1/min Drehzahl"},1.9,717,null,5.5,null,"2017-11-09","10:24:34","TT","VKL800-2L-2,1mmLamellenabstand",38.987147,11.167999999999999,19.495000000000001,-8.327,-376.95004399999999,31.439577,259.53679499999998,0,23.157667,18.82,23.157667,18.82,"-",0,0,22.83,23.19,23.45,18.739999999999998,18.68,19.05,23.37]
[null,null,1.9,717,null,5.5,null,"2017-11-09","10:25:30","TT","VKL800-2L-2,1mmLamellenabstand",38.834637000000001,11.175000000000001,19.518999999999998,-8.3439999999999994,-376.24204099999997,31.371804000000001,258.77092399999998,0,23.167999999999999,18.825666999999999,23.167999999999999,18.825666999999999,"-",0,0,22.82,23.2,23.48,18.739999999999998,18.690000000000001,19.05,23.37]
["V124",{"$f":"B889","v":"VKL800-2L; ohne Filter"},{"$f":"AVERAGE(C889:C891)","v":1.8999999999999997},{"$f":"AVERAGE(D889:D891)","v":717},{"$f":"AVERAGE(E889:E891)","v":{"$error":"#DIV/0!"}},{"$f":"AVERAGE(F889:F891)","v":5.5},null,{"$f":"H891","v":"2017-11-09"},null,{"$f":"J891","v":"TT"},null,{"$f":"AVERAGE(L889:L891)","v":38.885261666666665},11.171666666666667,19.497666666666667,-8.3260000000000005,-375.919873,31.352485333333334,258.60937100000001,0,23.161777999999998,18.820444666666663,null,null,null,null,{"$f":"AVERAGE(Z889:Z891)","v":0},22.820000000000004,23.196666666666669,23.466666666666669,18.739999999999998,18.683333333333334,19.046666666666667,23.366666666666671]
[]
[]
[]
[null,"VKL800-2L; ohne Filter",11,717,null,5.5,null,"2017-11-09","10:48:30","TT","VKL800-2L-2,1mmLamellenabstand",105.044527,10.827999999999999,16.036000000000001,-5.2080000000000002,-635.21125800000004,51.828595,261.98170299999998,0,23.084,15.842667,23.084,15.842667,"-",0,0,22.64,23.16,23.45,15.65,15.59,16.3,23.3]
[null,{"$f":"CONCATENATE(\"mit \",ROUND(L899,0),\" kg/h wasserseitig, \",ROUND(D899,0),\" 1/min Drehzahl\")","v":"mit 105 kg/h wasserseitig, 717 1/min Drehzahl"},11,717,null,5.5,null,"2017-11-09","10:48:44","TT","VKL800-2L-2,1mmLamellenabstand",104.52134599999999,10.826000000000001,16.04,-5.2140000000000004,-632.77571499999999,51.608817999999999,260.85712799999999,0,23.087,15.842333,23.087,15.842333,"-",0,0,22.65,23.17,23.45,15.65,15.59,16.3,23.29]
[null,null,11,717,null,5.5,null,"2017-11-09","10:48:58","TT","VKL800-2L-2,1mmLamellenabstand",104.938603,10.824999999999999,16.036999999999999,-5.2119999999999997,-635.05810899999994,51.809054000000003,262.06329899999997,0,23.082667000000001,15.845333,23.082667000000001,15.845333,"-",0,0,22.64,23.16,23.45,15.65,15.59,16.3,23.28]
["V125",{"$f":"B896","v":"VKL800-2L; ohne Filter"},{"$f":"AVERAGE(C896:C898)","v":11},{"$f":"AVERAGE(D896:D898)","v":717},{"$f":"AVERAGE(E896:E898)","v":{"$error":"#DIV/0!"}},{"$f":"AVERAGE(F896:F898)","v":5.5},null,{"$f":"H898","v":"2017-11-09"},null,{"$f":"J898","v":"TT"},null,{"$f":"AVERAGE(L896:L898)","v":104.83482533333334},10.826333333333332,16.037666666666667,-5.2113333333333332,-634.34836066666674,51.748822333333329,261.6340433333333,0,23.08455566666667,15.843444333333332,null,null,null,null,{"$f":"AVERAGE(Z896:Z898)","v":0},22.643333333333334,23.16333333333333,23.45,15.65,15.589999999999998,16.3,23.290000000000003]
[]
[]
[null,"VKL800-2L; ohne Filter",32.9,717,null,5.5,null,"2017-11-09","10:59:44","TT","VKL800-2L-2,1mmLamellenabstand",191.63348999999999,10.736000000000001,14.042,-3.306,-735.61070400000006,60.514206999999999,266.684372,0,22.891999999999999,14.654,22.891999999999999,14.654,"-",0,0,22.39,22.89,23.4,14.43,14.37,15.17,23.28]
[null,{"$f":"CONCATENATE(\"mit \",ROUND(L905,0),\" kg/h wasserseitig, \",ROUND(D905,0),\" 1/min Drehzahl\")","v":"mit 192 kg/h wasserseitig, 717 1/min Drehzahl"},32.9,717,null,5.5,null,"2017-11-09","11:00:12","TT","VKL800-2L-2,1mmLamellenabstand",191.823601,10.724,14.055,-3.331,-741.908682,60.940395000000002,268.57638200000002,0,22.898333000000001,14.648332999999999,22.898333000000001,14.648332999999999,"-",0,0,22.41,22.88,23.41,14.43,14.36,15.16,23.26]
[null,null,32.9,717,null,5.5,null,"2017-11-09","11:00:40","TT","VKL800-2L-2,1mmLamellenabstand",192.37433200000001,10.718,14.039,-3.3210000000000002,-741.80504299999996,60.930213999999999,268.64740799999998,0,22.892666999999999,14.646000000000001,22.892666999999999,14.646000000000001,"-",0,0,22.43,22.83,23.42,14.42,14.36,15.16,23.25]
["V126",{"$f":"B902","v":"VKL800-2L; ohne Filter"},{"$f":"AVERAGE(C902:C904)","v":32.9},{"$f":"AVERAGE(D902:D904)","v":717},{"$f":"AVERAGE(E902:E904)","v":{"$error":"#DIV/0!"}},{"$f":"AVERAGE(F902:F904)","v":5.5},null,{"$f":"H904","v":"2017-11-09"},null,{"$f":"J904","v":"TT"},null,{"$f":"AVERAGE(L902:L904)","v":191.94380766666666},10.725999999999999,14.045333333333334,-3.3193333333333332,-739.77480966666656,60.794938666666667,267.96938733333332,0,22.894333333333336,14.649444333333333,null,null,null,null,{"$f":"AVERAGE(Z902:Z904)","v":0},22.409999999999997,22.866666666666664,23.41,14.426666666666668,14.363333333333332,15.163333333333332,23.263333333333335]
[]
[]
[null,"VKL800-2L; ohne Filter",103,717,null,5.5,null,"2017-11-09","11:15:14","TT","VKL800-2L-2,1mmLamellenabstand",359.18218100000001,10.696999999999999,12.624000000000001,-1.927,-803.65616199999999,66.947170999999997,272.16900500000003,0,22.701333000000002,13.882667,22.701333000000002,13.882667,"-",0,0,22.15,22.68,23.28,13.66,13.59,14.39,23.15]
[null,{"$f":"CONCATENATE(\"mit \",ROUND(L911,0),\" kg/h wasserseitig, \",ROUND(D911,0),\" 1/min Drehzahl\")","v":"mit 359 kg/h wasserseitig, 717 1/min Drehzahl"},103,717,null,5.5,null,"2017-11-09","11:15:28","TT","VKL800-2L-2,1mmLamellenabstand",359.183492,10.702999999999999,12.638,-1.9350000000000001,-806.99551099999996,67.270180999999994,273.320583,0,22.699332999999999,13.881333,22.699332999999999,13.881333,"-",0,0,22.13,22.7,23.27,13.66,13.59,14.39,23.14]
[null,null,103,717,null,5.5,null,"2017-11-09","11:17:06","TT","VKL800-2L-2,1mmLamellenabstand",358.465259,10.696,12.65,-1.954,-813.28996199999995,67.809951999999996,275.77561100000003,0,22.689667,13.882,22.689667,13.882,"-",0,0,22.11,22.79,23.17,13.66,13.6,14.38,23.14]
["V127",{"$f":"B908","v":"VKL800-2L; ohne Filter"},{"$f":"AVERAGE(C908:C910)","v":103},{"$f":"AVERAGE(D908:D910)","v":717},{"$f":"AVERAGE(E908:E910)","v":{"$error":"#DIV/0!"}},{"$f":"AVERAGE(F908:F910)","v":5.5},null,{"$f":"H910","v":"2017-11-09"},null,{"$f":"J910","v":"TT"},null,{"$f":"AVERAGE(L908:L910)","v":358.94364400000001},10.698666666666666,12.637333333333332,-1.9386666666666665,-807.98054499999989,67.342434666666676,273.75506633333333,0,22.696777666666666,13.882,null,null,null,null,{"$f":"AVERAGE(Z908:Z910)","v":0},22.13,22.723333333333329,23.24,13.660000000000002,13.593333333333334,14.386666666666668,23.143333333333334]
[]
[]
[]
[]
[null,"KÜHLEN"]
[null,"Drehzahlvariation, VKL-2L, 2,1mm Lamellenabstand, ohne Filter, neue Kondensatwanne (flach), mit Metallauslass, Vorlauf unten und Rücklauf oben, mit 3D-Strömung und Blindanteil (2Elemente)"]
[null,"Hallenbedingung: 24,6°C, 990mbar, 35,1% rel.Feuchte, Taupunkt 8,2°C, 36,3relFeuchte KP"]
[]
[null,"VKL800-2L; ohne Filter",36.700000000000003,485,null,3.5,null,"2017-11-09","13:18:20","TT","VKL800-2L-2,1mmLamellenabstand",202.703057,10.731999999999999,12.608000000000001,-1.8759999999999999,-441.53680700000001,35.704746999999998,147.228475,0,23.098333,14.141667,23.098333,14.141667,"-",0,0,22.83,23.08,23.39,13.9,13.85,14.67,23.73]
[null,{"$f":"CONCATENATE(\"mit \",ROUND(L923,0),\" kg/h wasserseitig, \",ROUND(D923,0),\" 1/min Drehzahl\")","v":"mit 203 kg/h wasserseitig, 485 1/min Drehzahl"},36.700000000000003,485,null,3.5,null,"2017-11-09","13:18:34","TT","VKL800-2L-2,1mmLamellenabstand",202.70140599999999,10.738,12.608000000000001,-1.87,-440.121059,35.628678000000001,146.88212799999999,0,23.091000000000001,14.141999999999999,23.091000000000001,14.141999999999999,"-",0,0,22.83,23.08,23.36,13.9,13.85,14.67,23.74]
[null,null,36.700000000000003,485,null,3.5,null,"2017-11-09","13:18:48","TT","VKL800-2L-2,1mmLamellenabstand",202.70261600000001,10.739000000000001,12.603999999999999,-1.865,-438.94688400000001,35.556652999999997,146.55577600000001,0,23.084,14.138999999999999,23.084,14.138999999999999,"-",0,0,22.82,23.09,23.34,13.9,13.85,14.67,23.73]
["V128",{"$f":"B920","v":"VKL800-2L; ohne Filter"},{"$f":"AVERAGE(C920:C922)","v":36.700000000000003},{"$f":"AVERAGE(D920:D922)","v":485},{"$f":"AVERAGE(E920:E922)","v":{"$error":"#DIV/0!"}},{"$f":"AVERAGE(F920:F922)","v":3.5},null,{"$f":"H922","v":"2017-11-09"},null,{"$f":"J922","v":"TT"},null,{"$f":"AVERAGE(L920:L922)","v":202.70235966666667},10.736333333333334,12.606666666666667,-1.8703333333333332,-440.2015833333333,35.630026000000001,146.88879299999999,0,23.091111000000001,14.140889000000001,null,null,null,null,{"$f":"AVERAGE(Z920:Z922)","v":0},22.826666666666664,23.083333333333332,23.363333333333333,13.9,13.85,14.67,23.733333333333334]
[]
[]
[]
[null,"VKL800-2L; ohne Filter",36.700000000000003,717,null,5.5,null,"2017-11-09","13:29:04","TT","VKL800-2L-2,1mmLamellenabstand",202.90594100000001,10.726000000000001,13.507,-2.7810000000000001,-655.19342800000004,54.330817000000003,227.12699799999999,0,22.785333000000001,14.17,22.785333000000001,14.17,"-",0,0,22.46,22.87,23.02,13.92,13.87,14.72,23.71]
[null,{"$f":"CONCATENATE(\"mit \",ROUND(L930,0),\" kg/h wasserseitig, \",ROUND(D930,0),\" 1/min Drehzahl\")","v":"mit 203 kg/h wasserseitig, 717 1/min Drehzahl"},36.700000000000003,717,null,5.5,null,"2017-11-09","13:29:46","TT","VKL800-2L-2,1mmLamellenabstand",203.31120100000001,10.728999999999999,13.516999999999999,-2.7879999999999998,-658.15450099999998,54.638278999999997,228.28596099999999,0,22.774667000000001,14.164332999999999,22.774667000000001,14.164332999999999,"-",0,0,22.42,22.87,23.03,13.92,13.87,14.71,23.72]
[null,null,36.700000000000003,717,null,5.5,null,"2017-11-09","13:30:14","TT","VKL800-2L-2,1mmLamellenabstand",203.31106500000001,10.73,13.513,-2.7829999999999999,-656.97372800000005,54.644593,228.29178200000001,0,22.752666999999999,14.157999999999999,22.752666999999999,14.157999999999999,"-",0,0,22.41,22.88,22.97,13.91,13.86,14.71,23.71]
["V129",{"$f":"B927","v":"VKL800-2L; ohne Filter"},{"$f":"AVERAGE(C927:C929)","v":36.700000000000003},{"$f":"AVERAGE(D927:D929)","v":717},{"$f":"AVERAGE(E927:E929)","v":{"$error":"#DIV/0!"}},{"$f":"AVERAGE(F927:F929)","v":5.5},null,{"$f":"H929","v":"2017-11-09"},null,{"$f":"J929","v":"TT"},null,{"$f":"AVERAGE(L927:L929)","v":203.17606900000001},10.728333333333333,13.512333333333332,-2.7840000000000003,-656.77388566666662,54.537896333333343,227.90158033333333,0,22.770889,14.164111,null,null,null,null,{"$f":"AVERAGE(Z927:Z929)","v":0},22.430000000000003,22.873333333333335,23.006666666666664,13.916666666666666,13.866666666666665,14.713333333333333,23.713333333333335]
[]
[]
[null,"VKL800-2L; ohne Filter",36.700000000000003,1044,null,8,null,"2017-11-09","13:40:02","TT","VKL800-2L-2,1mmLamellenabstand",203.423359,10.747,14.542999999999999,-3.7959999999999998,-896.60427600000003,77.839241000000001,350.90589599999998,0,22.265667000000001,14.634667,22.265667000000001,14.634667,"-",0,0,21.28,22.48,23.04,14.37,14.32,15.22,23.71]
[null,{"$f":"CONCATENATE(\"mit \",ROUND(L936,0),\" kg/h wasserseitig, \",ROUND(D936,0),\" 1/min Drehzahl\")","v":"mit 203 kg/h wasserseitig, 1044 1/min Drehzahl"},36.700000000000003,1044,null,8,null,"2017-11-09","13:40:16","TT","VKL800-2L-2,1mmLamellenabstand",203.105547,10.75,14.55,-3.8,-896.14680799999996,77.774769000000006,350.39013399999999,0,22.272333,14.634,22.272333,14.634,"-",0,0,21.28,22.49,23.05,14.37,14.32,15.22,23.7]
[null,null,36.700000000000003,1044,null,8,null,"2017-11-09","13:40:30","TT","VKL800-2L-2,1mmLamellenabstand",203.10734400000001,10.750999999999999,14.557,-3.806,-897.56971899999996,77.909529000000006,351.05372599999998,0,22.271667000000001,14.635667,22.271667000000001,14.635667,"-",0,0,21.27,22.49,23.05,14.37,14.32,15.21,23.7]
["V130",{"$f":"B933","v":"VKL800-2L; ohne Filter"},{"$f":"AVERAGE(C933:C935)","v":36.700000000000003},{"$f":"AVERAGE(D933:D935)","v":1044},{"$f":"AVERAGE(E933:E935)","v":{"$error":"#DIV/0!"}},{"$f":"AVERAGE(F933:F935)","v":8},null,{"$f":"H935","v":"2017-11-09"},null,{"$f":"J935","v":"TT"},null,{"$f":"AVERAGE(L933:L935)","v":203.21208333333334},10.749333333333333,14.549999999999999,-3.8006666666666669,-896.77360099999999,77.841179666666676,350.783252,0,22.269888999999996,14.634777999999999,null,null,null,null,{"$f":"AVERAGE(Z933:Z935)","v":0},21.276666666666667,22.486666666666665,23.046666666666667,14.37,14.32,15.216666666666669,23.703333333333333]
[]
[]
[null,"VKL800-2L; ohne Filter",36.700000000000003,1145,null,10,null,"2017-11-09","13:45:25","TT","VKL800-2L-2,1mmLamellenabstand",204.03248600000001,10.766,14.824,-4.0579999999999998,-961.35800200000006,84.206540000000004,389.76702299999999,0,22.182666999999999,14.816333,22.182666999999999,14.816333,"-",0,0,21.32,22.68,22.55,14.55,14.5,15.41,23.7]
[null,{"$f":"CONCATENATE(\"mit \",ROUND(L942,0),\" kg/h wasserseitig, \",ROUND(D942,0),\" 1/min Drehzahl\")","v":"mit 203 kg/h wasserseitig, 1145 1/min Drehzahl"},36.700000000000003,1145,null,10,null,"2017-11-09","13:46:07","TT","VKL800-2L-2,1mmLamellenabstand",202.90361200000001,10.744999999999999,14.858000000000001,-4.1130000000000004,-968.99663599999997,84.786499000000006,393.73701399999999,0,22.173666999999998,14.823667,22.173666999999998,14.823667,"-",0,0,21.26,22.7,22.56,14.55,14.5,15.42,23.72]
[null,null,36.700000000000003,1145,null,10,null,"2017-11-09","13:47:59","TT","VKL800-2L-2,1mmLamellenabstand",203.10693699999999,10.763999999999999,14.846,-4.0819999999999999,-962.656924,84.900363999999996,394.65108099999998,0,22.102667,14.817667,22.102667,14.817667,"-",0,0,21.26,22.66,22.39,14.55,14.49,15.42,23.72]
["V131",{"$f":"B939","v":"VKL800-2L; ohne Filter"},{"$f":"AVERAGE(C939:C941)","v":36.700000000000003},{"$f":"AVERAGE(D939:D941)","v":1145},{"$f":"AVERAGE(E939:E941)","v":{"$error":"#DIV/0!"}},{"$f":"AVERAGE(F939:F941)","v":10},null,{"$f":"H941","v":"2017-11-09"},null,{"$f":"J941","v":"TT"},null,{"$f":"AVERAGE(L939:L941)","v":203.34767833333333},10.758333333333333,14.842666666666668,-4.0843333333333334,-964.33718733333342,84.631134333333335,392.71837266666665,0,22.153000333333335,14.819222333333334,null,null,null,null,{"$f":"AVERAGE(Z939:Z941)","v":0},21.28,22.679999999999996,22.5,14.550000000000002,14.496666666666668,15.416666666666666,23.713333333333335]
[]
[]
[]
[null,"2. Wassermengenvariation, VKL-2L, 2,1mm Lamellenabstand, ohne Filter, neue Kondensatwanne (flach), mit Metallauslass"]
[]
[]
[null,"VKL800-2L; ohne Filter",1.8,472,null,3.4,null,"2017-11-09","15:26:15","TT","VKL800-2L-2,1mmLamellenabstand",37.614023000000003,11.223000000000001,18.344000000000001,-7.1210000000000004,-311.00297899999998,24.946763000000001,171.708628,0,23.689667,18.280332999999999,23.689667,18.280332999999999,"-",0,0,23.47,23.61,23.99,18.2,18.13,18.52,24.08]
[null,{"$f":"CONCATENATE(\"mit \",ROUND(L952,0),\" kg/h wasserseitig, \",ROUND(D952,0),\" 1/min Drehzahl\")","v":"mit 38 kg/h wasserseitig, 472 1/min Drehzahl"},1.8,472,null,3.4,null,"2017-11-09","15:26:29","TT","VKL800-2L-2,1mmLamellenabstand",37.651178999999999,11.22,18.332999999999998,-7.1130000000000004,-310.96045900000001,24.956030999999999,171.69573299999999,0,23.680333000000001,18.271332999999998,23.680333000000001,18.271332999999998,"-",0,0,23.46,23.6,23.98,18.190000000000001,18.12,18.510000000000002,24.08]
[null,null,1.8,472,null,3.4,null,"2017-11-09","15:26:43","TT","VKL800-2L-2,1mmLamellenabstand",37.724798999999997,11.218999999999999,18.324999999999999,-7.1059999999999999,-311.26186300000001,24.978883,171.64002600000001,0,23.68,18.263999999999999,23.68,18.263999999999999,"-",0,0,23.46,23.61,23.97,18.18,18.11,18.5,24.08]
["V132",{"$f":"B949","v":"VKL800-2L; ohne Filter"},{"$f":"AVERAGE(C949:C951)","v":1.8},{"$f":"AVERAGE(D949:D951)","v":472},{"$f":"AVERAGE(E949:E951)","v":{"$error":"#DIV/0!"}},{"$f":"AVERAGE(F949:F951)","v":3.4},null,{"$f":"H951","v":"2017-11-09"},null,{"$f":"J951","v":"TT"},null,{"$f":"AVERAGE(L949:L951)","v":37.663333666666666},11.220666666666666,18.334,-7.1133333333333342,-311.0751003333333,24.960559,171.68146233333334,0,23.683333333333337,18.271888666666666,null,null,null,null,{"$f":"AVERAGE(Z949:Z951)","v":0},23.463333333333335,23.606666666666666,23.98,18.190000000000001,18.12,18.510000000000002,24.08]
[]
[]
[]
[null,"VKL800-2L; ohne Filter",12.7,472,null,3.4,null,"2017-11-09","15:41:05","TT","VKL800-2L-2,1mmLamellenabstand",113.965628,10.83,14.353,-3.5230000000000001,-466.18716499999999,36.471209999999999,169.04320200000001,0,23.612333,15.375999999999999,23.612333,15.375999999999999,"-",0,0,23.4,23.51,23.93,15.21,15.13,15.79,24.11]
[null,{"$f":"CONCATENATE(\"mit \",ROUND(L959,0),\" kg/h wasserseitig, \",ROUND(D959,0),\" 1/min Drehzahl\")","v":"mit 114 kg/h wasserseitig, 472 1/min Drehzahl"},12.7,472,null,3.4,null,"2017-11-09","15:41:47","TT","VKL800-2L-2,1mmLamellenabstand",113.741786,10.824,14.356,-3.532,-466.46012100000002,36.466887999999997,168.76651899999999,0,23.615333,15.360666999999999,23.615333,15.360666999999999,"-",0,0,23.41,23.5,23.94,15.19,15.12,15.78,24.11]
[null,null,12.7,472,null,3.4,null,"2017-11-09","15:45:59","TT","VKL800-2L-2,1mmLamellenabstand",113.28754600000001,10.835000000000001,14.356999999999999,-3.5219999999999998,-463.28186799999997,36.24203,166.14729800000001,0,23.617999999999999,15.290333,23.617999999999999,15.290333,"-",0,0,23.41,23.53,23.91,15.12,15.04,15.71,24.12]
["V133",{"$f":"B956","v":"VKL800-2L; ohne Filter"},{"$f":"AVERAGE(C956:C958)","v":12.699999999999998},{"$f":"AVERAGE(D956:D958)","v":472},{"$f":"AVERAGE(E956:E958)","v":{"$error":"#DIV/0!"}},{"$f":"AVERAGE(F956:F958)","v":3.4},null,{"$f":"H958","v":"2017-11-09"},null,{"$f":"J958","v":"TT"},null,{"$f":"AVERAGE(L956:L958)","v":113.66498666666666},10.829666666666668,14.355333333333334,-3.5256666666666665,-465.30971799999998,36.393375999999996,167.98567299999999,0,23.615221999999999,15.342333333333334,null,null,null,null,{"$f":"AVERAGE(Z956:Z958)","v":0},23.406666666666666,23.513333333333335,23.926666666666666,15.173333333333332,15.096666666666666,15.76,24.113333333333333]
[]
[]
[null,"VKL800-2L; ohne Filter",35.799999999999997,472,null,3.4,null,"2017-11-09","15:55:07","TT","VKL800-2L-2,1mmLamellenabstand",201.175355,10.742000000000001,12.956,-2.214,-517.16148499999997,40.206397000000003,170.89964800000001,0,23.604666999999999,14.567,23.604666999999999,14.567,"-",0,0,23.35,23.54,23.93,14.39,14.3,15.01,24.14]
[null,{"$f":"CONCATENATE(\"mit \",ROUND(L965,0),\" kg/h wasserseitig, \",ROUND(D965,0),\" 1/min Drehzahl\")","v":"mit 200 kg/h wasserseitig, 472 1/min Drehzahl"},35.799999999999997,472,null,3.4,null,"2017-11-09","15:55:21","TT","VKL800-2L-2,1mmLamellenabstand",199.92331300000001,10.739000000000001,12.95,-2.2109999999999999,-513.24645999999996,39.906162999999999,169.56212300000001,0,23.600332999999999,14.560333,23.600332999999999,14.560333,"-",0,0,23.34,23.54,23.92,14.38,14.3,15,24.15]
[null,null,35.799999999999997,472,null,3.4,null,"2017-11-09","15:55:35","TT","VKL800-2L-2,1mmLamellenabstand",199.92019300000001,10.737,12.952999999999999,-2.2160000000000002,-514.39909899999998,39.985419999999998,169.83020300000001,0,23.601666999999999,14.555667,23.601666999999999,14.555667,"-",0,0,23.34,23.55,23.92,14.37,14.29,15,24.15]
["V134",{"$f":"B962","v":"VKL800-2L; ohne Filter"},{"$f":"AVERAGE(C962:C964)","v":35.799999999999997},{"$f":"AVERAGE(D962:D964)","v":472},{"$f":"AVERAGE(E962:E964)","v":{"$error":"#DIV/0!"}},{"$f":"AVERAGE(F962:F964)","v":3.4},null,{"$f":"H964","v":"2017-11-09"},null,{"$f":"J964","v":"TT"},null,{"$f":"AVERAGE(L962:L964)","v":200.33962033333333},10.739333333333335,12.952999999999998,-2.2136666666666667,-514.93568133333326,40.03266,170.09732466666665,0,23.602222333333334,14.561,null,null,null,null,{"$f":"AVERAGE(Z962:Z964)","v":0},23.343333333333334,23.543333333333333,23.923333333333336,14.38,14.296666666666667,15.003333333333332,24.146666666666665]
[]
[]
[null,"VKL800-2L; ohne Filter",103,472,null,3.4,null,"2017-11-09","16:03:05","TT","VKL800-2L-2,1mmLamellenabstand",358.46556399999997,10.709,12.015000000000001,-1.306,-543.58116399999994,42.146787000000003,171.35719,0,23.606332999999999,14.132332999999999,23.606332999999999,14.132332999999999,"-",0,0,23.38,23.51,23.92,13.95,13.86,14.59,24.12]
[null,{"$f":"CONCATENATE(\"mit \",ROUND(L971,0),\" kg/h wasserseitig, \",ROUND(D971,0),\" 1/min Drehzahl\")","v":"mit 358 kg/h wasserseitig, 472 1/min Drehzahl"},103,472,null,3.4,null,"2017-11-09","16:03:33","TT","VKL800-2L-2,1mmLamellenabstand",358.463416,10.722,12.015000000000001,-1.2929999999999999,-538.167101,41.744267999999998,169.269318,0,23.614000000000001,14.118667,23.614000000000001,14.118667,"-",0,0,23.4,23.51,23.93,13.93,13.85,14.58,24.13]
[null,null,103,472,null,3.4,null,"2017-11-09","16:03:47","TT","VKL800-2L-2,1mmLamellenabstand",358.10553099999998,10.721,12.019,-1.298,-539.70880399999999,41.875763999999997,169.77806899999999,0,23.609332999999999,14.115333,23.609332999999999,14.115333,"-",0,0,23.39,23.51,23.93,13.93,13.85,14.57,24.13]
["V135",{"$f":"B968","v":"VKL800-2L; ohne Filter"},{"$f":"AVERAGE(C968:C970)","v":103},{"$f":"AVERAGE(D968:D970)","v":472},{"$f":"AVERAGE(E968:E970)","v":{"$error":"#DIV/0!"}},{"$f":"AVERAGE(F968:F970)","v":3.4},null,{"$f":"H970","v":"2017-11-09"},null,{"$f":"J970","v":"TT"},null,{"$f":"AVERAGE(L968:L970)","v":358.34483699999993},10.717333333333334,12.016333333333334,-1.2990000000000002,-540.48568966666664,41.922272999999997,170.13485900000001,0,23.609888666666667,14.122110999999999,null,null,null,null,{"$f":"AVERAGE(Z968:Z970)","v":0},23.39,23.51,23.926666666666666,13.936666666666667,13.853333333333333,14.58,24.126666666666665]
[]
[]
[]
[null,"3. Wassermengenvariation, VKL-2L, 2,1mm Lamellenabstand, ohne Filter, neue Kondensatwanne (flach), mit Metallauslass, Vorlauf unten und Rücklauf oben"]
[]
[]
[null,"VKL800-2L; ohne Filter",1.1000000000000001,1144,null,10,null,"2017-11-09","16:22:44","TT","VKL800-2L-2,1mmLamellenabstand",28.209403999999999,11.426,22.312999999999999,-10.887,-356.595552,28.655256000000001,425.60044499999998,0,23.870332999999999,21.367999999999999,23.870332999999999,21.367999999999999,"-",0,0,23.74,23.8,24.07,21.28,21.24,21.59,24.16]
[null,{"$f":"CONCATENATE(\"mit \",ROUND(L981,0),\" kg/h wasserseitig, \",ROUND(D981,0),\" 1/min Drehzahl\")","v":"mit 28 kg/h wasserseitig, 1144 1/min Drehzahl"},1.1000000000000001,1144,null,10,null,"2017-11-09","16:22:58","TT","VKL800-2L-2,1mmLamellenabstand",28.265868999999999,11.417,22.317,-10.9,-357.73597899999999,28.735351999999999,428.50272899999999,0,23.866333000000001,21.373000000000001,23.866333000000001,21.373000000000001,"-",0,0,23.75,23.78,24.07,21.28,21.25,21.59,24.17]
[null,null,1.1000000000000001,1144,null,10,null,"2017-11-09","16:23:12","TT","VKL800-2L-2,1mmLamellenabstand",27.875554000000001,11.423,22.321000000000002,-10.898,-352.73138,28.348535999999999,424.038749,0,23.865666999999998,21.381333000000001,23.865666999999998,21.381333000000001,"-",0,0,23.76,23.77,24.07,21.29,21.25,21.6,24.17]
["V136",{"$f":"B978","v":"VKL800-2L; ohne Filter"},{"$f":"AVERAGE(C978:C980)","v":1.1000000000000001},{"$f":"AVERAGE(D978:D980)","v":1144},{"$f":"AVERAGE(E978:E980)","v":{"$error":"#DIV/0!"}},{"$f":"AVERAGE(F978:F980)","v":10},null,{"$f":"H980","v":"2017-11-09"},null,{"$f":"J980","v":"TT"},null,{"$f":"AVERAGE(L978:L980)","v":28.116942333333338},11.421999999999999,22.316999999999997,-10.895000000000001,-355.687637,28.579714666666664,426.04730766666665,0,23.867444333333335,21.374110999999999,null,null,null,null,{"$f":"AVERAGE(Z978:Z980)","v":0},23.75,23.783333333333331,24.070000000000004,21.283333333333335,21.246666666666666,21.593333333333334,24.166666666666668]
[]
[]
[]
[null,"VKL800-2L; ohne Filter",12.6,1144,null,10,null,"2017-11-09","16:33:50","TT","VKL800-2L-2,1mmLamellenabstand",113.85149199999999,10.88,18.015000000000001,-7.1349999999999998,-943.20584399999996,74.311086000000003,442.98495000000003,0,23.572666999999999,17.213667000000001,23.572666999999999,17.213667000000001,"-",0,0,23.26,23.5,23.96,16.96,16.88,17.8,23.97]
[null,{"$f":"CONCATENATE(\"mit \",ROUND(L988,0),\" kg/h wasserseitig, \",ROUND(D988,0),\" 1/min Drehzahl\")","v":"mit 114 kg/h wasserseitig, 1144 1/min Drehzahl"},12.6,1144,null,10,null,"2017-11-09","16:34:04","TT","VKL800-2L-2,1mmLamellenabstand",113.851073,10.874000000000001,18.007000000000001,-7.133,-942.93799200000001,74.250984000000003,442.41851800000001,0,23.573333000000002,17.207999999999998,23.573333000000002,17.207999999999998,"-",0,0,23.25,23.51,23.96,16.95,16.88,17.79,23.96]
[null,null,12.6,1144,null,10,null,"2017-11-09","16:34:32","TT","VKL800-2L-2,1mmLamellenabstand",113.96579800000001,10.862,18.004000000000001,-7.1420000000000003,-945.07910500000003,74.405912999999998,443.67868499999997,0,23.563666999999999,17.202000000000002,23.563666999999999,17.202000000000002,"-",0,0,23.23,23.5,23.96,16.940000000000001,16.87,17.8,23.95]
["V137",{"$f":"B985","v":"VKL800-2L; ohne Filter"},{"$f":"AVERAGE(C985:C987)","v":12.6},{"$f":"AVERAGE(D985:D987)","v":1144},{"$f":"AVERAGE(E985:E987)","v":{"$error":"#DIV/0!"}},{"$f":"AVERAGE(F985:F987)","v":10},null,{"$f":"H987","v":"2017-11-09"},null,{"$f":"J987","v":"TT"},null,{"$f":"AVERAGE(L985:L987)","v":113.88945433333333},10.872,18.00866666666667,-7.1366666666666667,-943.74098033333337,74.322660999999997,443.02738433333326,0,23.569889,17.207888999999998,null,null,null,null,{"$f":"AVERAGE(Z985:Z987)","v":0},23.24666666666667,23.503333333333334,23.959999999999997,16.95,16.876666666666665,17.796666666666667,23.959999999999997]
[]
[]
[null,"VKL800-2L; ohne Filter",33.4,1144,null,10,null,"2017-11-09","16:42:02","TT","VKL800-2L-2,1mmLamellenabstand",194.81951100000001,10.754,15.86,-5.1059999999999999,-1155.0134499999999,91.266931999999997,450.21110900000002,0,23.409333,15.747332999999999,23.409333,15.747332999999999,"-",0,0,22.93,23.35,23.95,15.43,15.36,16.46,23.91]
[null,{"$f":"CONCATENATE(\"mit \",ROUND(L994,0),\" kg/h wasserseitig, \",ROUND(D994,0),\" 1/min Drehzahl\")","v":"mit 195 kg/h wasserseitig, 1144 1/min Drehzahl"},33.4,1144,null,10,null,"2017-11-09","16:42:16","TT","VKL800-2L-2,1mmLamellenabstand",195.556679,10.747,15.848000000000001,-5.101,-1158.2485320000001,91.537028000000007,451.62929200000002,0,23.400333,15.741,23.400333,15.741,"-",0,0,22.91,23.33,23.96,15.42,15.35,16.45,23.91]
[null,null,33.4,1144,null,10,null,"2017-11-09","16:42:30","TT","VKL800-2L-2,1mmLamellenabstand",195.015353,10.750999999999999,15.837999999999999,-5.0869999999999997,-1151.8722680000001,91.076295999999999,448.771952,0,23.398333000000001,15.732666999999999,23.398333000000001,15.732666999999999,"-",0,0,22.91,23.31,23.97,15.41,15.34,16.45,23.9]
["V138",{"$f":"B991","v":"VKL800-2L; ohne Filter"},{"$f":"AVERAGE(C991:C993)","v":33.4},{"$f":"AVERAGE(D991:D993)","v":1144},{"$f":"AVERAGE(E991:E993)","v":{"$error":"#DIV/0!"}},{"$f":"AVERAGE(F991:F993)","v":10},null,{"$f":"H993","v":"2017-11-09"},null,{"$f":"J993","v":"TT"},null,{"$f":"AVERAGE(L991:L993)","v":195.13051433333331},10.750666666666666,15.848666666666666,-5.0979999999999999,-1155.04475,91.293418666666682,450.20411766666666,0,23.402666333333332,15.740333333333332,null,null,null,null,{"$f":"AVERAGE(Z991:Z993)","v":0},22.916666666666668,23.33,23.959999999999997,15.420000000000002,15.35,16.453333333333333,23.906666666666666]
[]
[]
[null,"VKL800-2L; ohne Filter",103,1144,null,10,null,"2017-11-09","16:50:45","TT","VKL800-2L-2,1mmLamellenabstand",358.463416,10.803000000000001,13.904999999999999,-3.1019999999999999,-1291.1015829999999,103.412221,443.80812900000001,0,23.288,14.599667,23.288,14.599667,"-",0,0,22.74,23.09,24.03,14.25,14.17,15.38,23.87]
[null,{"$f":"CONCATENATE(\"mit \",ROUND(L1000,0),\" kg/h wasserseitig, \",ROUND(D1000,0),\" 1/min Drehzahl\")","v":"mit 359 kg/h wasserseitig, 1144 1/min Drehzahl"},103,1144,null,10,null,"2017-11-09","16:50:59","TT","VKL800-2L-2,1mmLamellenabstand",358.82572099999999,10.802,13.927,-3.125,-1301.9891600000001,104.209153,447.12181299999997,0,23.295999999999999,14.599333,23.295999999999999,14.599333,"-",0,0,22.72,23.12,24.05,14.25,14.17,15.38,23.88]
[null,null,103,1144,null,10,null,"2017-11-09","16:51:13","TT","VKL800-2L-2,1mmLamellenabstand",358.82070199999998,10.801,13.923999999999999,-3.1230000000000002,-1301.1376869999999,104.068814,446.43584299999998,0,23.303667000000001,14.599333,23.303667000000001,14.599333,"-",0,0,22.7,23.16,24.05,14.25,14.17,15.38,23.87]
["V139",{"$f":"B997","v":"VKL800-2L; ohne Filter"},{"$f":"AVERAGE(C997:C999)","v":103},{"$f":"AVERAGE(D997:D999)","v":1144},{"$f":"AVERAGE(E997:E999)","v":{"$error":"#DIV/0!"}},{"$f":"AVERAGE(F997:F999)","v":10},null,{"$f":"H999","v":"2017-11-09"},null,{"$f":"J999","v":"TT"},null,{"$f":"AVERAGE(L997:L999)","v":358.70327966666667},10.802,13.918666666666667,-3.1166666666666671,-1298.0761433333332,103.89672933333334,445.78859499999999,0,23.295889000000003,14.599444333333333,null,null,null,null,{"$f":"AVERAGE(Z997:Z999)","v":0},22.72,23.123333333333335,24.043333333333333,14.25,14.17,15.38,23.873333333333335]
[]
[]
[]
[null,"Drehzahlvariation mit Filter, VKL-2L, 2,1mm Lamellenabstand, ohne Filter, neue Kondensatwanne (flach), mit Metallauslass, Vorlauf unten und Rücklauf oben"]
[]
[]
[null,"VKL800-2L; mit Filter",35.700000000000003,476,null,3.5,null,"2017-11-09","17:20:48","TT","VKL800-2L-2,1mmLamellenabstand",199.72198800000001,10.757,12.603999999999999,-1.847,-428.31822899999997,32.740200999999999,137.63206500000001,0,23.839333,14.545,23.839333,14.545,"-",0,0,23.66,23.75,24.1,14.6,14.14,14.9,24.25]
[null,{"$f":"CONCATENATE(\"mit \",ROUND(L1010,0),\" kg/h wasserseitig, \",ROUND(D1010,0),\" 1/min Drehzahl\")","v":"mit 200 kg/h wasserseitig, 476 1/min Drehzahl"},35.700000000000003,476,null,3.5,null,"2017-11-09","17:21:02","TT","VKL800-2L-2,1mmLamellenabstand",199.124877,10.756,12.608000000000001,-1.8520000000000001,-428.19371100000001,32.716512000000002,137.57725199999999,0,23.844000000000001,14.548667,23.844000000000001,14.548667,"-",0,0,23.67,23.75,24.11,14.6,14.14,14.9,24.25]
[null,null,35.700000000000003,476,null,3.5,null,"2017-11-09","17:21:16","TT","VKL800-2L-2,1mmLamellenabstand",199.72394399999999,10.753,12.611000000000001,-1.8580000000000001,-430.87334099999998,32.910355000000003,138.40346600000001,0,23.845333,14.547667000000001,23.845333,14.547667000000001,"-",0,0,23.67,23.76,24.11,14.6,14.14,14.9,24.25]
["V140",{"$f":"B1007","v":"VKL800-2L; mit Filter"},{"$f":"AVERAGE(C1007:C1009)","v":35.700000000000003},{"$f":"AVERAGE(D1007:D1009)","v":476},{"$f":"AVERAGE(E1007:E1009)","v":{"$error":"#DIV/0!"}},{"$f":"AVERAGE(F1007:F1009)","v":3.5},null,{"$f":"H1009","v":"2017-11-09"},null,{"$f":"J1009","v":"TT"},null,{"$f":"AVERAGE(L1007:L1009)","v":199.52360299999998},10.755333333333333,12.607666666666667,-1.8523333333333334,-429.12842699999993,32.789022666666675,137.87092766666669,0,23.842888666666667,14.547111333333334,null,null,null,null,{"$f":"AVERAGE(Z1007:Z1009)","v":0},23.666666666666668,23.753333333333334,24.106666666666666,14.6,14.14,14.9,24.25]
[]
[]
[]
[null,"VKL800-2L; mit Filter",35.700000000000003,713,null,5.45,null,"2017-11-09","17:30:51","TT","VKL800-2L-2,1mmLamellenabstand",199.52205499999999,10.773999999999999,13.65,-2.8759999999999999,-666.275081,51.311134000000003,218.203541,0,23.759,14.639666999999999,23.759,14.639666999999999,"-",0,0,23.45,23.59,24.23,14.58,14.29,15.04,24.25]
[null,{"$f":"CONCATENATE(\"mit \",ROUND(L1017,0),\" kg/h wasserseitig, \",ROUND(D1017,0),\" 1/min Drehzahl\")","v":"mit 200 kg/h wasserseitig, 713 1/min Drehzahl"},35.700000000000003,713,null,5.45,null,"2017-11-09","17:31:05","TT","VKL800-2L-2,1mmLamellenabstand",199.71385000000001,10.782,13.657999999999999,-2.8759999999999999,-666.91555300000005,51.430432000000003,218.573081,0,23.749333,14.636666999999999,23.749333,14.636666999999999,"-",0,0,23.46,23.57,24.21,14.57,14.29,15.04,24.25]
[null,null,35.700000000000003,713,null,5.45,null,"2017-11-09","17:31:33","TT","VKL800-2L-2,1mmLamellenabstand",199.92372,10.779,13.662000000000001,-2.883,-669.24131899999998,51.656263000000003,219.640624,0,23.734667000000002,14.634667,23.734667000000002,14.634667,"-",0,0,23.46,23.54,24.2,14.58,14.29,15.04,24.23]
["V141",{"$f":"B1014","v":"VKL800-2L; mit Filter"},{"$f":"AVERAGE(C1014:C1016)","v":35.700000000000003},{"$f":"AVERAGE(D1014:D1016)","v":713},{"$f":"AVERAGE(E1014:E1016)","v":{"$error":"#DIV/0!"}},{"$f":"AVERAGE(F1014:F1016)","v":5.45},null,{"$f":"H1016","v":"2017-11-09"},null,{"$f":"J1016","v":"TT"},null,{"$f":"AVERAGE(L1014:L1016)","v":199.719875},10.778333333333331,13.656666666666666,-2.8783333333333334,-667.47731766666664,51.465943000000003,218.80574866666666,0,23.747666666666664,14.637000333333333,null,null,null,null,{"$f":"AVERAGE(Z1014:Z1016)","v":0},23.456666666666667,23.566666666666663,24.213333333333335,14.576666666666666,14.29,15.04,24.243333333333336]
[]
[]
[null,"VKL800-2L; mit Filter",35.700000000000003,1024,null,7.9,null,"2017-11-09","17:43:57","TT","VKL800-2L-2,1mmLamellenabstand",199.92341400000001,10.742000000000001,14.907,-4.165,-966.83518600000002,75.093995000000007,342.40623199999999,0,23.617000000000001,15.183999999999999,23.617000000000001,15.183999999999999,"-",0,0,22.78,23.79,24.28,15.02,14.84,15.69,24.02]
[null,{"$f":"CONCATENATE(\"mit \",ROUND(L1023,0),\" kg/h wasserseitig, \",ROUND(D1023,0),\" 1/min Drehzahl\")","v":"mit 200 kg/h wasserseitig, 1024 1/min Drehzahl"},35.700000000000003,1024,null,7.9,null,"2017-11-09","17:44:25","TT","VKL800-2L-2,1mmLamellenabstand",200.05096900000001,10.752000000000001,14.893000000000001,-4.141,-961.87728800000002,74.813508999999996,340.71772299999998,0,23.609000000000002,15.177667,23.609000000000002,15.177667,"-",0,0,22.77,23.81,24.25,15.02,14.83,15.69,24.02]
[null,null,35.700000000000003,1024,null,7.9,null,"2017-11-09","17:44:39","TT","VKL800-2L-2,1mmLamellenabstand",200.25150199999999,10.763999999999999,14.909000000000001,-4.1449999999999996,-963.77153999999996,75.013351,341.30774600000001,0,23.611999999999998,15.178667000000001,23.611999999999998,15.178667000000001,"-",0,0,22.77,23.83,24.24,15.02,14.84,15.68,24.01]
["V142",{"$f":"B1020","v":"VKL800-2L; mit Filter"},{"$f":"AVERAGE(C1020:C1022)","v":35.700000000000003},{"$f":"AVERAGE(D1020:D1022)","v":1024},{"$f":"AVERAGE(E1020:E1022)","v":{"$error":"#DIV/0!"}},{"$f":"AVERAGE(F1020:F1022)","v":7.9000000000000012},null,{"$f":"H1022","v":"2017-11-09"},null,{"$f":"J1022","v":"TT"},null,{"$f":"AVERAGE(L1020:L1022)","v":200.07529499999998},10.752666666666665,14.903,-4.1503333333333332,-964.16133799999989,74.973618333333334,341.47723366666668,0,23.612666666666666,15.180111333333334,null,null,null,null,{"$f":"AVERAGE(Z1020:Z1022)","v":0},22.77333333333333,23.81,24.256666666666664,15.020000000000001,14.836666666666668,15.686666666666667,24.016666666666666]
[]
[]
[null,"VKL800-2L; mit Filter",35.700000000000003,1145,null,9.1,null,"2017-11-09","17:53:17","TT","VKL800-2L-2,1mmLamellenabstand",199.92079200000001,10.778,15.295999999999999,-4.5179999999999998,-1048.764482,82.579880000000003,389.46390600000001,0,23.478000000000002,15.435667,23.478000000000002,15.435667,"-",0,0,22.78,23.44,24.21,15.25,15.09,15.96,23.96]
[null,{"$f":"CONCATENATE(\"mit \",ROUND(L1029,0),\" kg/h wasserseitig, \",ROUND(D1029,0),\" 1/min Drehzahl\")","v":"mit 200 kg/h wasserseitig, 1145 1/min Drehzahl"},35.700000000000003,1145,null,9.1,null,"2017-11-09","17:53:31","TT","VKL800-2L-2,1mmLamellenabstand",199.12606400000001,10.779,15.305,-4.5259999999999998,-1046.44508,82.436197000000007,388.94111600000002,0,23.472999999999999,15.437666999999999,23.472999999999999,15.437666999999999,"-",0,0,22.77,23.46,24.2,15.25,15.09,15.97,23.96]
[null,null,35.700000000000003,1145,null,9.1,null,"2017-11-09","17:53:45","TT","VKL800-2L-2,1mmLamellenabstand",199.72058699999999,10.78,15.298999999999999,-4.5190000000000001,-1047.9461240000001,82.593484000000004,389.67683899999997,0,23.468,15.436332999999999,23.468,15.436332999999999,"-",0,0,22.76,23.46,24.19,15.25,15.09,15.96,23.97]
["V143",{"$f":"B1026","v":"VKL800-2L; mit Filter"},{"$f":"AVERAGE(C1026:C1028)","v":35.700000000000003},{"$f":"AVERAGE(D1026:D1028)","v":1145},{"$f":"AVERAGE(E1026:E1028)","v":{"$error":"#DIV/0!"}},{"$f":"AVERAGE(F1026:F1028)","v":9.1},null,{"$f":"H1028","v":"2017-11-09"},null,{"$f":"J1028","v":"TT"},null,{"$f":"AVERAGE(L1026:L1028)","v":199.58914766666669},10.779000000000002,15.299999999999999,-4.5209999999999999,-1047.718562,82.536520333333328,389.36062033333337,0,23.472999999999999,15.436555666666665,null,null,null,null,{"$f":"AVERAGE(Z1026:Z1028)","v":0},22.77,23.453333333333337,24.2,15.25,15.089999999999998,15.963333333333333,23.963333333333335]
[]
[]
[]
[]
[]
[null,"VKL800-2L; mit Filter, mit 3D-Strömung und Blindanteil",35.700000000000003,1144,null,9.1,null,"2017-11-09","18:18:16","TT","VKL800-2L-2,1mmLamellenabstand",200.25256400000001,10.754,14.685,-3.931,-914.01834199999996,75.316698000000002,343.07972999999998,0,22.889666999999999,14.933,22.889666999999999,14.933,"-",0,0,22.93,22.89,22.85,14.66,14.79,15.35,24.09]
[null,{"$f":"CONCATENATE(\"mit \",ROUND(L1038,0),\" kg/h wasserseitig, \",ROUND(D1038,0),\" 1/min Drehzahl\")","v":"mit 200 kg/h wasserseitig, 1144 1/min Drehzahl"},35.700000000000003,1144,null,9.1,null,"2017-11-09","18:18:44","TT","VKL800-2L-2,1mmLamellenabstand",200.25931299999999,10.747999999999999,14.696999999999999,-3.9489999999999998,-918.23456399999998,75.641267999999997,344.417012,0,22.887333000000002,14.925000000000001,22.887333000000002,14.925000000000001,"-",0,0,22.91,22.89,22.86,14.65,14.77,15.35,24.08]
[null,null,35.700000000000003,1144,null,9.1,null,"2017-11-09","18:18:58","TT","VKL800-2L-2,1mmLamellenabstand",200.45044100000001,10.753,14.705,-3.952,-919.80916500000001,75.804282999999998,345.16657300000003,0,22.887,14.928333,22.887,14.928333,"-",0,0,22.9,22.88,22.88,14.66,14.77,15.35,24.07]
["V144",{"$f":"B1035","v":"VKL800-2L; mit Filter, mit 3D-Strömung und Blindanteil"},{"$f":"AVERAGE(C1035:C1037)","v":35.700000000000003},{"$f":"AVERAGE(D1035:D1037)","v":1144},{"$f":"AVERAGE(E1035:E1037)","v":{"$error":"#DIV/0!"}},{"$f":"AVERAGE(F1035:F1037)","v":9.1},null,{"$f":"H1037","v":"2017-11-09"},null,{"$f":"J1037","v":"TT"},null,{"$f":"AVERAGE(L1035:L1037)","v":200.3207726666667},10.751666666666665,14.695666666666666,-3.9440000000000004,-917.35402366666665,75.587416333333337,344.22110500000002,0,22.888000000000002,14.928777666666667,null,null,null,null,{"$f":"AVERAGE(Z1035:Z1037)","v":0},22.913333333333338,22.886666666666667,22.863333333333333,14.656666666666666,14.776666666666666,15.35,24.080000000000002]
[]
[]
[]
[]
[]
[null,"VKL-2L, 3,2mm"]
[]
[]
[null,"1. Wassermengenvariation, VKL-2L, 3,2mm Lamellenabstand, mit Filter, mit Metallauslass 12style/3, Vorlauf unten Rücklauf oben"]
[null,"Hallenbedingung: 24,7°C, 987mbar, 33,3% rel.Feuchte, Taupunkt 7,5°C, 33,4relFeuchte KP"]
[]
[null,"VKL1000-2L; mit Filter",2.7,428,null,3.5,null,"2017-11-10","10:28:07","TT","VKL1000, 2L, 3,2mm",46.034050999999998,11.13,17.116,-5.9859999999999998,-319.955581,25.520904999999999,146.634275,0,23.667000000000002,17.150333,23.667000000000002,17.150333,"-",0,0,23.66,23.68,23.66,17.07,17.059999999999999,17.32,23.97]
[null,{"$f":"CONCATENATE(\"mit \",ROUND(L1053,0),\" kg/h wasserseitig, \",ROUND(D1053,0),\" 1/min Drehzahl\")","v":"mit 46 kg/h wasserseitig, 428 1/min Drehzahl"},2.7,428,null,3.5,null,"2017-11-10","10:28:49","TT","VKL1000, 2L, 3,2mm",45.896799999999999,11.125,17.143999999999998,-6.0190000000000001,-320.760244,25.593934000000001,147.402657,0,23.657667,17.158667000000001,23.657667,17.158667000000001,"-",0,0,23.66,23.68,23.64,17.079999999999998,17.07,17.329999999999998,23.97]
[null,null,2.7,428,null,3.5,null,"2017-11-10","10:29:03","TT","VKL1000, 2L, 3,2mm",45.988067999999998,11.122999999999999,17.155000000000001,-6.032,-322.09225099999998,25.692699999999999,147.991998,0,23.659333,17.159333,23.659333,17.159333,"-",0,0,23.66,23.68,23.63,17.079999999999998,17.07,17.329999999999998,23.99]
["V145",{"$f":"B1050","v":"VKL1000-2L; mit Filter"},{"$f":"AVERAGE(C1050:C1052)","v":2.7000000000000006},{"$f":"AVERAGE(D1050:D1052)","v":428},{"$f":"AVERAGE(E1050:E1052)","v":{"$error":"#DIV/0!"}},{"$f":"AVERAGE(F1050:F1052)","v":3.5},null,{"$f":"H1052","v":"2017-11-10"},null,{"$f":"J1052","v":"TT"},null,{"$f":"AVERAGE(L1050:L1052)","v":45.972972999999996},11.125999999999999,17.138333333333332,-6.0123333333333333,-320.93602533333336,25.602513000000002,147.34297666666666,0,23.661333333333335,17.156110999999999,null,null,null,null,{"$f":"AVERAGE(Z1050:Z1052)","v":0},23.66,23.679999999999996,23.643333333333331,17.076666666666664,17.066666666666666,17.326666666666664,23.976666666666663]
[]
[]
[]
[null,"VKL1000-2L; mit Filter",12.2,428,null,3.5,null,"2017-11-10","10:43:25","TT","VKL1000, 2L, 3,2mm",107.35990700000001,10.824,14.477,-3.653,-455.37122199999999,35.362229999999997,160.73675600000001,0,23.701333000000002,15.240333,23.701333000000002,15.240333,"-",0,0,23.7,23.73,23.68,15.09,15.07,15.56,24.11]
[null,{"$f":"CONCATENATE(\"mit \",ROUND(L1060,0),\" kg/h wasserseitig, \",ROUND(D1060,0),\" 1/min Drehzahl\")","v":"mit 108 kg/h wasserseitig, 428 1/min Drehzahl"},12.2,428,null,3.5,null,"2017-11-10","10:43:39","TT","VKL1000, 2L, 3,2mm",107.571996,10.824,14.474,-3.65,-455.896097,35.426831999999997,161.023526,0,23.692667,15.237,23.692667,15.237,"-",0,0,23.7,23.7,23.68,15.09,15.07,15.56,24.1]
[null,null,12.2,428,null,3.5,null,"2017-11-10","10:43:53","TT","VKL1000, 2L, 3,2mm",107.78654899999999,10.821999999999999,14.47,-3.6480000000000001,-456.55507599999999,35.460588000000001,161.02775399999999,0,23.696999999999999,15.229333,23.696999999999999,15.229333,"-",0,0,23.7,23.71,23.68,15.08,15.06,15.55,24.1]
["V146",{"$f":"B1057","v":"VKL1000-2L; mit Filter"},{"$f":"AVERAGE(C1057:C1059)","v":12.199999999999998},{"$f":"AVERAGE(D1057:D1059)","v":428},{"$f":"AVERAGE(E1057:E1059)","v":{"$error":"#DIV/0!"}},{"$f":"AVERAGE(F1057:F1059)","v":3.5},null,{"$f":"H1059","v":"2017-11-10"},null,{"$f":"J1059","v":"TT"},null,{"$f":"AVERAGE(L1057:L1059)","v":107.57281733333333},10.823333333333332,14.473666666666666,-3.6503333333333337,-455.94079833333336,35.416550000000001,160.92934533333334,0,23.697000000000003,15.235555333333332,null,null,null,null,{"$f":"AVERAGE(Z1057:Z1059)","v":0},23.7,23.713333333333335,23.679999999999996,15.086666666666666,15.066666666666668,15.556666666666667,24.103333333333335]
[]
[]
[null,"VKL1000-2L; mit Filter",35.9,428,null,3.5,null,"2017-11-10","10:56:45","TT","VKL1000, 2L, 3,2mm",195.75159400000001,10.738,12.93,-2.1920000000000002,-498.21825699999999,38.294041999999997,158.344041,0,23.748332999999999,14.351333,23.748332999999999,14.351333,"-",0,0,23.76,23.77,23.71,14.17,14.16,14.73,24.18]
[null,{"$f":"CONCATENATE(\"mit \",ROUND(L1066,0),\" kg/h wasserseitig, \",ROUND(D1066,0),\" 1/min Drehzahl\")","v":"mit 196 kg/h wasserseitig, 428 1/min Drehzahl"},35.9,428,null,3.5,null,"2017-11-10","10:56:59","TT","VKL1000, 2L, 3,2mm",196.337322,10.741,12.926,-2.1850000000000001,-498.11324000000002,38.289895000000001,158.24891700000001,0,23.75,14.349333,23.75,14.349333,"-",0,0,23.76,23.78,23.71,14.17,14.16,14.72,24.18]
[null,null,35.9,428,null,3.5,null,"2017-11-10","10:57:13","TT","VKL1000, 2L, 3,2mm",196.87422799999999,10.744999999999999,12.923999999999999,-2.1789999999999998,-498.10382900000002,38.298985000000002,158.15619899999999,0,23.750667,14.344666999999999,23.750667,14.344666999999999,"-",0,0,23.76,23.78,23.71,14.16,14.15,14.72,24.18]
["V147",{"$f":"B1063","v":"VKL1000-2L; mit Filter"},{"$f":"AVERAGE(C1063:C1065)","v":35.9},{"$f":"AVERAGE(D1063:D1065)","v":428},{"$f":"AVERAGE(E1063:E1065)","v":{"$error":"#DIV/0!"}},{"$f":"AVERAGE(F1063:F1065)","v":3.5},null,{"$f":"H1065","v":"2017-11-10"},null,{"$f":"J1065","v":"TT"},null,{"$f":"AVERAGE(L1063:L1065)","v":196.32104800000002},10.741333333333332,12.926666666666668,-2.1853333333333338,-498.14510866666666,38.294307333333329,158.249719,0,23.749666666666666,14.348444333333333,null,null,null,null,{"$f":"AVERAGE(Z1063:Z1065)","v":0},23.76,23.776666666666667,23.709999999999997,14.166666666666666,14.156666666666666,14.723333333333334,24.179999999999996]
[]
[]
[null,"VKL1000-2L; mit Filter",66,433,null,3.5,null,"2017-11-10","13:58:46","TT","VKL1000, 2L, 3,2mm",275.594583,10.744999999999999,12.321,-1.5760000000000001,-504.31358999999998,39.298183999999999,157.884242,0,23.577999999999999,14.038333,23.577999999999999,14.038333,"-",0,0,23.53,23.65,23.56,13.79,13.8,14.53,24.26]
[null,{"$f":"CONCATENATE(\"mit \",ROUND(L1072,0),\" kg/h wasserseitig, \",ROUND(D1072,0),\" 1/min Drehzahl\")","v":"mit 276 kg/h wasserseitig, 433 1/min Drehzahl"},66,433,null,3.5,null,"2017-11-10","13:59:00","TT","VKL1000, 2L, 3,2mm",275.594312,10.753,12.329000000000001,-1.5760000000000001,-504.31309399999998,39.376900999999997,158.17148,0,23.560333,14.038,23.560333,14.038,"-",0,0,23.52,23.61,23.55,13.79,13.8,14.53,24.27]
[null,null,66,433,null,3.5,null,"2017-11-10","14:01:20","TT","VKL1000, 2L, 3,2mm",275.90019799999999,10.717000000000001,12.305999999999999,-1.589,-509.03739899999999,39.508245000000002,158.979815,0,23.601333,14.038667,23.601333,14.038667,"-",0,0,23.57,23.64,23.6,13.79,13.8,14.53,24.25]
["V148",{"$f":"B1069","v":"VKL1000-2L; mit Filter"},{"$f":"AVERAGE(C1069:C1071)","v":66},{"$f":"AVERAGE(D1069:D1071)","v":433},{"$f":"AVERAGE(E1069:E1071)","v":{"$error":"#DIV/0!"}},{"$f":"AVERAGE(F1069:F1071)","v":3.5},null,{"$f":"H1071","v":"2017-11-10"},null,{"$f":"J1071","v":"TT"},null,{"$f":"AVERAGE(L1069:L1071)","v":275.69636433333335},10.738333333333332,12.318666666666665,-1.5803333333333331,-505.88802766666663,39.394443333333335,158.345179,0,23.579888666666665,14.038333333333332,null,null,null,null,{"$f":"AVERAGE(Z1069:Z1071)","v":0},23.540000000000003,23.633333333333336,23.570000000000004,13.79,13.800000000000002,14.53,24.26]
[]
[]
[null,"VKL1000-2L; mit Filter",105,428,null,3.5,null,"2017-11-10","11:08:27","TT","VKL1000, 2L, 3,2mm",355.797933,10.696999999999999,11.989000000000001,-1.292,-533.75224600000001,41.107405,162.711377,0,23.681332999999999,13.884333,23.681332999999999,13.884333,"-",0,0,23.67,23.72,23.66,13.69,13.68,14.28,24.24]
[null,{"$f":"CONCATENATE(\"mit \",ROUND(L1078,0),\" kg/h wasserseitig, \",ROUND(D1078,0),\" 1/min Drehzahl\")","v":"mit 356 kg/h wasserseitig, 428 1/min Drehzahl"},105,428,null,3.5,null,"2017-11-10","11:08:41","TT","VKL1000, 2L, 3,2mm",355.85435100000001,10.694000000000001,11.978999999999999,-1.2849999999999999,-530.94457699999998,40.910074000000002,161.96017499999999,0,23.672332999999998,13.881667,23.672332999999998,13.881667,"-",0,0,23.67,23.69,23.65,13.69,13.68,14.28,24.23]
[null,null,105,428,null,3.5,null,"2017-11-10","11:08:55","TT","VKL1000, 2L, 3,2mm",356.564864,10.698,11.964,-1.266,-524.138465,40.365955,159.64487600000001,0,23.682666999999999,13.877333,23.682666999999999,13.877333,"-",0,0,23.68,23.72,23.65,13.68,13.68,14.28,24.23]
["V149",{"$f":"B1075","v":"VKL1000-2L; mit Filter"},{"$f":"AVERAGE(C1075:C1077)","v":105},{"$f":"AVERAGE(D1075:D1077)","v":428},{"$f":"AVERAGE(E1075:E1077)","v":{"$error":"#DIV/0!"}},{"$f":"AVERAGE(F1075:F1077)","v":3.5},null,{"$f":"H1077","v":"2017-11-10"},null,{"$f":"J1077","v":"TT"},null,{"$f":"AVERAGE(L1075:L1077)","v":356.07238266666667},10.696333333333333,11.977333333333334,-1.2809999999999999,-529.61176266666666,40.794478000000005,161.43880933333335,0,23.678777666666665,13.881110999999999,null,null,null,null,{"$f":"AVERAGE(Z1075:Z1077)","v":0},23.673333333333336,23.709999999999997,23.653333333333336,13.686666666666667,13.68,14.28,24.233333333333334]
[]
[]
[]
[null,"2. Wassermengenvariation, VKL-2L, 3,2mm Lamellenabstand, mit Filter, mit Metallauslass 12style/3, Vorlauf unten Rücklauf oben"]
[]
[]
[null,"VKL1000-2L; mit Filter",3,671,null,5.5,null,"2017-11-10","11:31:52","TT","VKL1000, 2L, 3,2mm",52.047618,11.038,18.709,-7.6710000000000003,-463.58205800000002,36.693213,251.760671,0,23.672000000000001,18.172667000000001,23.672000000000001,18.172667000000001,"-",0,0,23.6,23.72,23.69,18.07,18.05,18.399999999999999,24.25]
[null,{"$f":"CONCATENATE(\"mit \",ROUND(L1088,0),\" kg/h wasserseitig, \",ROUND(D1088,0),\" 1/min Drehzahl\")","v":"mit 52 kg/h wasserseitig, 671 1/min Drehzahl"},3,671,null,5.5,null,"2017-11-10","11:32:06","TT","VKL1000, 2L, 3,2mm",51.853895999999999,11.039,18.706,-7.6669999999999998,-461.61577299999999,36.583910000000003,251.715068,0,23.657,18.18,23.657,18.18,"-",0,0,23.57,23.72,23.69,18.079999999999998,18.05,18.41,24.25]
[null,null,3,671,null,5.5,null,"2017-11-10","11:32:48","TT","VKL1000, 2L, 3,2mm",51.905444000000003,11.053000000000001,18.696000000000002,-7.6429999999999998,-460.62822899999998,36.651850000000003,253.52185,0,23.620667000000001,18.194333,23.620667000000001,18.194333,"-",0,0,23.5,23.68,23.68,18.100000000000001,18.07,18.420000000000002,24.23]
["V150",{"$f":"B1085","v":"VKL1000-2L; mit Filter"},{"$f":"AVERAGE(C1085:C1087)","v":3},{"$f":"AVERAGE(D1085:D1087)","v":671},{"$f":"AVERAGE(E1085:E1087)","v":{"$error":"#DIV/0!"}},{"$f":"AVERAGE(F1085:F1087)","v":5.5},null,{"$f":"H1087","v":"2017-11-10"},null,{"$f":"J1087","v":"TT"},null,{"$f":"AVERAGE(L1085:L1087)","v":51.93565266666667},11.043333333333331,18.703666666666667,-7.6603333333333339,-461.94201999999996,36.642991000000002,252.33252966666666,0,23.649889000000002,18.182333333333332,null,null,null,null,{"$f":"AVERAGE(Z1085:Z1087)","v":0},23.556666666666668,23.706666666666667,23.686666666666667,18.083333333333332,18.056666666666668,18.41,24.243333333333336]
[]
[]
[]
[null,"VKL1000-2L; mit Filter",13.7,671,null,5.5,null,"2017-11-10","11:44:50","TT","VKL1000, 2L, 3,2mm",115.093846,10.811999999999999,15.927,-5.1150000000000002,-683.55194500000005,53.592301999999997,271.60440199999999,0,23.566666999999999,16.050332999999998,23.566666999999999,16.050332999999998,"-",0,0,23.45,23.66,23.59,15.87,15.82,16.46,24.17]
[null,{"$f":"CONCATENATE(\"mit \",ROUND(L1095,0),\" kg/h wasserseitig, \",ROUND(D1095,0),\" 1/min Drehzahl\")","v":"mit 115 kg/h wasserseitig, 671 1/min Drehzahl"},13.7,671,null,5.5,null,"2017-11-10","11:45:32","TT","VKL1000, 2L, 3,2mm",115.645425,10.827,15.901999999999999,-5.0750000000000002,-681.456729,53.398724999999999,269.314772,0,23.588667000000001,16.031666999999999,23.588667000000001,16.031666999999999,"-",0,0,23.47,23.73,23.57,15.86,15.8,16.440000000000001,24.18]
[null,null,13.7,671,null,5.5,null,"2017-11-10","11:46:14","TT","VKL1000, 2L, 3,2mm",115.760059,10.829000000000001,15.871,-5.0419999999999998,-677.696685,53.184662000000003,267.66349600000001,0,23.571332999999999,16.009667,23.571332999999999,16.009667,"-",0,0,23.48,23.68,23.56,15.83,15.78,16.41,24.2]
["V151",{"$f":"B1092","v":"VKL1000-2L; mit Filter"},{"$f":"AVERAGE(C1092:C1094)","v":13.699999999999998},{"$f":"AVERAGE(D1092:D1094)","v":671},{"$f":"AVERAGE(E1092:E1094)","v":{"$error":"#DIV/0!"}},{"$f":"AVERAGE(F1092:F1094)","v":5.5},null,{"$f":"H1094","v":"2017-11-10"},null,{"$f":"J1094","v":"TT"},null,{"$f":"AVERAGE(L1092:L1094)","v":115.49977666666666},10.822666666666668,15.9,-5.0773333333333337,-680.90178633333335,53.391896333333335,269.52755666666667,0,23.575555666666663,16.030555666666665,null,null,null,null,{"$f":"AVERAGE(Z1092:Z1094)","v":0},23.466666666666669,23.689999999999998,23.573333333333334,15.853333333333332,15.799999999999999,16.436666666666667,24.183333333333334]
[]
[]
[null,"VKL1000-2L; mit Filter",37,671,null,5.5,null,"2017-11-10","11:53:30","TT","VKL1000, 2L, 3,2mm",200.85026300000001,10.74,14.071,-3.331,-776.82075199999997,61.2361,274.09390300000001,0,23.425667000000001,14.961333,23.425667000000001,14.961333,"-",0,0,23.23,23.55,23.49,14.77,14.7,15.42,24.19]
[null,{"$f":"CONCATENATE(\"mit \",ROUND(L1101,0),\" kg/h wasserseitig, \",ROUND(D1101,0),\" 1/min Drehzahl\")","v":"mit 201 kg/h wasserseitig, 671 1/min Drehzahl"},37,671,null,5.5,null,"2017-11-10","11:53:44","TT","VKL1000, 2L, 3,2mm",201.04921400000001,10.731999999999999,14.064,-3.3319999999999999,-777.823666,61.265253999999999,274.04845699999998,0,23.428000000000001,14.951333,23.428000000000001,14.951333,"-",0,0,23.26,23.54,23.49,14.76,14.69,15.41,24.19]
[null,null,37,671,null,5.5,null,"2017-11-10","11:53:58","TT","VKL1000, 2L, 3,2mm",201.049677,10.731,14.061999999999999,-3.331,-777.59201800000005,61.279186000000003,273.94529599999998,0,23.420332999999999,14.943,23.420332999999999,14.943,"-",0,0,23.28,23.48,23.49,14.75,14.68,15.4,24.19]
["V152",{"$f":"B1098","v":"VKL1000-2L; mit Filter"},{"$f":"AVERAGE(C1098:C1100)","v":37},{"$f":"AVERAGE(D1098:D1100)","v":671},{"$f":"AVERAGE(E1098:E1100)","v":{"$error":"#DIV/0!"}},{"$f":"AVERAGE(F1098:F1100)","v":5.5},null,{"$f":"H1100","v":"2017-11-10"},null,{"$f":"J1100","v":"TT"},null,{"$f":"AVERAGE(L1098:L1100)","v":200.98305133333335},10.734333333333334,14.065666666666665,-3.3313333333333333,-777.41214533333334,61.260179999999998,274.02921866666668,0,23.424666666666667,14.951888666666667,null,null,null,null,{"$f":"AVERAGE(Z1098:Z1100)","v":0},23.256666666666671,23.523333333333337,23.49,14.76,14.69,15.409999999999998,24.19]
[]
[]
[null,"VKL1000-2L; mit Filter",66,671,null,5.5,null,"2017-11-10","14:09:30","TT","VKL1000, 2L, 3,2mm",276.450647,10.723000000000001,13.236000000000001,-2.5129999999999999,-806.64766299999997,63.397421999999999,265.67071299999998,0,23.446667000000001,14.378667,23.446667000000001,14.378667,"-",0,0,23.32,23.56,23.45,14.13,14.11,14.89,24.28]
[null,{"$f":"CONCATENATE(\"mit \",ROUND(L1107,0),\" kg/h wasserseitig, \",ROUND(D1107,0),\" 1/min Drehzahl\")","v":"mit 276 kg/h wasserseitig, 671 1/min Drehzahl"},66,671,null,5.5,null,"2017-11-10","14:09:44","TT","VKL1000, 2L, 3,2mm",276.17244399999998,10.72,13.233000000000001,-2.5129999999999999,-805.83590200000003,63.396735,265.91164500000002,0,23.431000000000001,14.380333,23.431000000000001,14.380333,"-",0,0,23.29,23.56,23.44,14.14,14.11,14.89,24.29]
[null,null,66,671,null,5.5,null,"2017-11-10","14:09:58","TT","VKL1000, 2L, 3,2mm",276.17579000000001,10.724,13.227,-2.5030000000000001,-802.638958,63.272989000000003,265.53149100000002,0,23.409333,14.381667,23.409333,14.381667,"-",0,0,23.24,23.55,23.44,14.14,14.11,14.89,24.31]
["V153",{"$f":"B1104","v":"VKL1000-2L; mit Filter"},{"$f":"AVERAGE(C1104:C1106)","v":66},{"$f":"AVERAGE(D1104:D1106)","v":671},{"$f":"AVERAGE(E1104:E1106)","v":{"$error":"#DIV/0!"}},{"$f":"AVERAGE(F1104:F1106)","v":5.5},null,{"$f":"H1106","v":"2017-11-10"},null,{"$f":"J1106","v":"TT"},null,{"$f":"AVERAGE(L1104:L1106)","v":276.26629366666663},10.722333333333333,13.231999999999999,-2.5096666666666665,-805.040841,63.355715333333336,265.70461633333338,0,23.429000000000002,14.380222333333334,null,null,null,null,{"$f":"AVERAGE(Z1104:Z1106)","v":0},23.283333333333331,23.556666666666668,23.443333333333332,14.136666666666668,14.11,14.89,24.293333333333333]
[]
[]
[]
[null,"VKL1000-2L; mit Filter",105,671,null,5.5,null,"2017-11-10","12:00:49","TT","VKL1000, 2L, 3,2mm",356.20656100000002,10.702,12.715999999999999,-2.0139999999999998,-832.98112800000001,65.448205999999999,270.662419,0,23.429333,14.238,23.429333,14.238,"-",0,0,23.37,23.55,23.37,14.02,13.95,14.74,24.17]
[null,{"$f":"CONCATENATE(\"mit \",ROUND(L1114,0),\" kg/h wasserseitig, \",ROUND(D1114,0),\" 1/min Drehzahl\")","v":"mit 356 kg/h wasserseitig, 671 1/min Drehzahl"},105,671,null,5.5,null,"2017-11-10","12:01:03","TT","VKL1000, 2L, 3,2mm",355.79301600000002,10.702,12.723000000000001,-2.0209999999999999,-834.90586699999994,65.578823999999997,270.83600999999999,0,23.433333000000001,14.226667000000001,23.433333000000001,14.226667000000001,"-",0,0,23.4,23.54,23.36,14.01,13.94,14.73,24.17]
[null,null,105,671,null,5.5,null,"2017-11-10","12:01:31","TT","VKL1000, 2L, 3,2mm",356.21217899999999,10.715999999999999,12.714,-1.998,-826.37663499999996,64.946292999999997,267.31429700000001,0,23.44,14.207333,23.44,14.207333,"-",0,0,23.45,23.51,23.36,13.99,13.92,14.71,24.19]
["V154",{"$f":"B1111","v":"VKL1000-2L; mit Filter"},{"$f":"AVERAGE(C1111:C1113)","v":105},{"$f":"AVERAGE(D1111:D1113)","v":671},{"$f":"AVERAGE(E1111:E1113)","v":{"$error":"#DIV/0!"}},{"$f":"AVERAGE(F1111:F1113)","v":5.5},null,{"$f":"H1113","v":"2017-11-10"},null,{"$f":"J1113","v":"TT"},null,{"$f":"AVERAGE(L1111:L1113)","v":356.07058533333338},10.706666666666665,12.717666666666666,-2.0110000000000001,-831.42120999999997,65.324440999999993,269.604242,0,23.434222000000002,14.223999999999998,null,null,null,null,{"$f":"AVERAGE(Z1111:Z1113)","v":0},23.406666666666666,23.533333333333335,23.363333333333333,14.006666666666668,13.936666666666667,14.726666666666667,24.176666666666666]
[]
[]
[]
[]
[null,"3. Wassermengenvariation, VKL-2L, 3,2mm Lamellenabstand, mit Filter, mit Metallauslass 12style/3, Vorlauf unten Rücklauf oben"]
[]
[]
[null,"VKL1000-2L; mit Filter",3,1139,null,10,null,"2017-11-10","12:29:26","TT","VKL1000, 2L, 3,2mm",51.801893999999997,11.089,20.366,-9.2769999999999992,-557.99071500000002,46.142901000000002,508.74316199999998,0,23.181667000000001,19.905999999999999,23.181667000000001,19.905999999999999,"-",0,0,23.03,23.27,23.24,19.809999999999999,19.760000000000002,20.149999999999999,24.18]
[null,{"$f":"CONCATENATE(\"mit \",ROUND(L1125,0),\" kg/h wasserseitig, \",ROUND(D1125,0),\" 1/min Drehzahl\")","v":"mit 52 kg/h wasserseitig, 1139 1/min Drehzahl"},3,1139,null,10,null,"2017-11-10","12:29:40","TT","VKL1000, 2L, 3,2mm",52.097627000000003,11.08,20.367000000000001,-9.2870000000000008,-561.78115200000002,46.412851000000003,512.51197999999999,0,23.184000000000001,19.910333000000001,23.184000000000001,19.910333000000001,"-",0,0,23.03,23.27,23.25,19.809999999999999,19.760000000000002,20.16,24.19]
[null,null,3,1139,null,10,null,"2017-11-10","12:29:54","TT","VKL1000, 2L, 3,2mm",51.854224000000002,11.083,20.367999999999999,-9.2850000000000001,-559.03607099999999,46.221701000000003,510.68363599999998,0,23.177667,19.908332999999999,23.177667,19.908332999999999,"-",0,0,23.03,23.26,23.25,19.809999999999999,19.760000000000002,20.16,24.21]
["V155",{"$f":"B1122","v":"VKL1000-2L; mit Filter"},{"$f":"AVERAGE(C1122:C1124)","v":3},{"$f":"AVERAGE(D1122:D1124)","v":1139},{"$f":"AVERAGE(E1122:E1124)","v":{"$error":"#DIV/0!"}},{"$f":"AVERAGE(F1122:F1124)","v":10},null,{"$f":"H1124","v":"2017-11-10"},null,{"$f":"J1124","v":"TT"},null,{"$f":"AVERAGE(L1122:L1124)","v":51.917914999999994},11.084000000000001,20.367000000000001,-9.2829999999999995,-559.60264599999994,46.259151000000003,510.64625933333332,0,23.181111333333334,19.908221999999999,null,null,null,null,{"$f":"AVERAGE(Z1122:Z1124)","v":0},23.03,23.266666666666666,23.246666666666666,19.809999999999999,19.760000000000002,20.156666666666666,24.193333333333339]
[]
[]
[]
[null,"VKL1000-2L; mit Filter",14,1139,null,10,null,"2017-11-10","12:46:08","TT","VKL1000, 2L, 3,2mm",117.773776,10.831,17.548999999999999,-6.718,-918.67601999999999,76.814516999999995,511.43559599999998,0,22.790666999999999,17.425999999999998,22.790666999999999,17.425999999999998,"-",0,0,22.48,22.96,22.93,17.2,17.149999999999999,17.920000000000002,24.12]
[null,{"$f":"CONCATENATE(\"mit \",ROUND(L1132,0),\" kg/h wasserseitig, \",ROUND(D1132,0),\" 1/min Drehzahl\")","v":"mit 118 kg/h wasserseitig, 1139 1/min Drehzahl"},14,1139,null,10,null,"2017-11-10","12:46:22","TT","VKL1000, 2L, 3,2mm",117.350984,10.835000000000001,17.571999999999999,-6.7370000000000001,-917.96698800000001,76.808751000000001,511.42219799999998,0,22.786332999999999,17.425667000000001,22.786332999999999,17.425667000000001,"-",0,0,22.48,22.94,22.94,17.2,17.149999999999999,17.920000000000002,24.12]
[null,null,14,1139,null,10,null,"2017-11-10","12:46:36","TT","VKL1000, 2L, 3,2mm",117.65719799999999,10.842000000000001,17.584,-6.742,-921.04538400000001,77.006191000000001,511.64196299999998,0,22.802667,17.426333,22.802667,17.426333,"-",0,0,22.49,22.96,22.95,17.2,17.16,17.920000000000002,24.11]
["V156",{"$f":"B1129","v":"VKL1000-2L; mit Filter"},{"$f":"AVERAGE(C1129:C1131)","v":14},{"$f":"AVERAGE(D1129:D1131)","v":1139},{"$f":"AVERAGE(E1129:E1131)","v":{"$error":"#DIV/0!"}},{"$f":"AVERAGE(F1129:F1131)","v":10},null,{"$f":"H1131","v":"2017-11-10"},null,{"$f":"J1131","v":"TT"},null,{"$f":"AVERAGE(L1129:L1131)","v":117.59398599999999},10.836,17.568333333333332,-6.7323333333333331,-919.22946400000001,76.876486333333332,511.49991900000003,0,22.793222333333333,17.425999999999998,null,null,null,null,{"$f":"AVERAGE(Z1129:Z1131)","v":0},22.483333333333334,22.953333333333337,22.94,17.2,17.153333333333332,17.920000000000002,24.116666666666664]
[]
[]
[null,"VKL1000-2L; mit Filter",36.5,1139,null,10,null,"2017-11-10","12:54:34","TT","VKL1000, 2L, 3,2mm",198.39666199999999,10.744999999999999,15.590999999999999,-4.8460000000000001,-1116.327317,92.782433999999995,507.63524000000001,0,22.776667,16.209,22.776667,16.209,"-",0,0,22.41,23,22.92,15.95,15.89,16.79,24.13]
[null,{"$f":"CONCATENATE(\"mit \",ROUND(L1138,0),\" kg/h wasserseitig, \",ROUND(D1138,0),\" 1/min Drehzahl\")","v":"mit 199 kg/h wasserseitig, 1139 1/min Drehzahl"},36.5,1139,null,10,null,"2017-11-10","12:54:48","TT","VKL1000, 2L, 3,2mm",198.39527200000001,10.76,15.601000000000001,-4.8410000000000002,-1115.1676990000001,92.788881000000003,506.90210200000001,0,22.778333,16.207999999999998,22.778333,16.207999999999998,"-",0,0,22.44,22.99,22.91,15.94,15.89,16.79,24.12]
[null,null,36.5,1139,null,10,null,"2017-11-10","12:55:02","TT","VKL1000, 2L, 3,2mm",198.92692199999999,10.781000000000001,15.61,-4.8289999999999997,-1115.3843549999999,92.909983999999994,506.05066299999999,0,22.786000000000001,16.203333000000001,22.786000000000001,16.203333000000001,"-",0,0,22.47,23,22.89,15.94,15.89,16.78,24.11]
["V157",{"$f":"B1135","v":"VKL1000-2L; mit Filter"},{"$f":"AVERAGE(C1135:C1137)","v":36.5},{"$f":"AVERAGE(D1135:D1137)","v":1139},{"$f":"AVERAGE(E1135:E1137)","v":{"$error":"#DIV/0!"}},{"$f":"AVERAGE(F1135:F1137)","v":10},null,{"$f":"H1137","v":"2017-11-10"},null,{"$f":"J1137","v":"TT"},null,{"$f":"AVERAGE(L1135:L1137)","v":198.57295199999999},10.762,15.600666666666667,-4.8386666666666676,-1115.6264570000001,92.827099666666655,506.86266833333337,0,22.780333333333335,16.206777666666667,null,null,null,null,{"$f":"AVERAGE(Z1135:Z1137)","v":0},22.439999999999998,22.996666666666666,22.906666666666666,15.943333333333333,15.89,16.786666666666665,24.12]
[]
[]
[null,"VKL1000-2L; mit Filter",66,1139,null,10,null,"2017-11-10","14:19:46","TT","VKL1000, 2L, 3,2mm",279.27795800000001,10.782,14.484999999999999,-3.7029999999999998,-1200.781956,99.912519000000003,491.75536099999999,0,22.800332999999998,15.507667,22.800332999999998,15.507667,"-",0,0,22.36,23.07,22.97,15.25,15.2,16.07,24.16]
[null,{"$f":"CONCATENATE(\"mit \",ROUND(L1144,0),\" kg/h wasserseitig, \",ROUND(D1144,0),\" 1/min Drehzahl\")","v":"mit 279 kg/h wasserseitig, 1139 1/min Drehzahl"},66,1139,null,10,null,"2017-11-10","14:20:00","TT","VKL1000, 2L, 3,2mm",278.42894799999999,10.779,14.484999999999999,-3.706,-1198.10142,99.562456999999995,490.03045100000003,0,22.812667000000001,15.510667,22.812667000000001,15.510667,"-",0,0,22.37,23.09,22.98,15.26,15.21,16.07,24.15]
[null,null,66,1139,null,10,null,"2017-11-10","14:20:14","TT","VKL1000, 2L, 3,2mm",279.55855700000001,10.772,14.478999999999999,-3.7069999999999999,-1203.2868129999999,99.857827,491.56787000000003,0,22.821999999999999,15.511333,22.821999999999999,15.511333,"-",0,0,22.36,23.1,23.01,15.25,15.21,16.07,24.15]
["V158",{"$f":"B1141","v":"VKL1000-2L; mit Filter"},{"$f":"AVERAGE(C1141:C1143)","v":66},{"$f":"AVERAGE(D1141:D1143)","v":1139},{"$f":"AVERAGE(E1141:E1143)","v":{"$error":"#DIV/0!"}},{"$f":"AVERAGE(F1141:F1143)","v":10},null,{"$f":"H1143","v":"2017-11-10"},null,{"$f":"J1143","v":"TT"},null,{"$f":"AVERAGE(L1141:L1143)","v":279.08848766666665},10.777666666666667,14.482999999999999,-3.7053333333333334,-1200.7233963333331,99.777601000000004,491.11789400000004,0,22.811666666666667,15.509889000000001,null,null,null,null,{"$f":"AVERAGE(Z1141:Z1143)","v":0},22.363333333333333,23.086666666666662,22.986666666666668,15.253333333333332,15.206666666666669,16.07,24.153333333333336]
[]
[]
[]
[null,"VKL1000-2L; mit Filter",105,1139,null,10,null,"2017-11-10","13:36:23","TT","VKL1000, 2L, 3,2mm",356.21201000000002,10.741,13.71,-2.9689999999999999,-1227.983514,105.099582,500.81210299999998,0,22.425000000000001,15.102,22.425000000000001,15.102,"-",0,0,21.93,22.69,22.65,14.82,14.77,15.72,23.94]
[null,{"$f":"CONCATENATE(\"mit \",ROUND(L1151,0),\" kg/h wasserseitig, \",ROUND(D1151,0),\" 1/min Drehzahl\")","v":"mit 356 kg/h wasserseitig, 1139 1/min Drehzahl"},105,1139,null,10,null,"2017-11-10","13:36:38","TT","VKL1000, 2L, 3,2mm",355.79460999999998,10.738,13.706,-2.968,-1226.1314769999999,105.021968,500.55804599999999,0,22.413,15.097333000000001,22.413,15.097333000000001,"-",0,0,21.9,22.7,22.64,14.81,14.76,15.72,23.92]
[null,null,105,1139,null,10,null,"2017-11-10","13:36:52","TT","VKL1000, 2L, 3,2mm",356.56568900000002,10.739000000000001,13.692,-2.9529999999999998,-1222.578569,104.94236600000001,500.65882800000003,0,22.388999999999999,15.096,22.388999999999999,15.096,"-",0,0,21.87,22.66,22.64,14.81,14.76,15.71,23.9]
["V159",{"$f":"B1148","v":"VKL1000-2L; mit Filter"},{"$f":"AVERAGE(C1148:C1150)","v":105},{"$f":"AVERAGE(D1148:D1150)","v":1139},{"$f":"AVERAGE(E1148:E1150)","v":{"$error":"#DIV/0!"}},{"$f":"AVERAGE(F1148:F1150)","v":10},null,{"$f":"H1150","v":"2017-11-10"},null,{"$f":"J1150","v":"TT"},null,{"$f":"AVERAGE(L1148:L1150)","v":356.19076966666671},10.739333333333335,13.702666666666667,-2.9633333333333329,-1225.5645199999999,105.02130533333333,500.67632566666663,0,22.409000000000002,15.098444333333333,null,null,null,null,{"$f":"AVERAGE(Z1148:Z1150)","v":0},21.900000000000002,22.683333333333334,22.643333333333334,14.813333333333334,14.763333333333334,15.716666666666669,23.919999999999998]
[]
[]
[]
[]
[null,"Drehzahlvariation, VKL-2L, 3,2mm Lamellenabstand, mit Filter, mit Metallauslass 12style/3, Vorlauf unten Rücklauf oben"]
[]
[]
[null,"VKL1000-2L; mit Filter",37.4,421,null,3.3,null,"2017-11-10","14:36:32","TT","VKL1000, 2L, 3,2mm",199.52574000000001,10.744999999999999,12.82,-2.0750000000000002,-480.71847300000002,37.172786000000002,153.58309700000001,0,23.677,14.329000000000001,23.677,14.329000000000001,"-",0,0,23.68,23.67,23.68,14.09,14.11,14.78,24.38]
[null,{"$f":"CONCATENATE(\"mit \",ROUND(L1162,0),\" kg/h wasserseitig, \",ROUND(D1162,0),\" 1/min Drehzahl\")","v":"mit 200 kg/h wasserseitig, 421 1/min Drehzahl"},37.4,421,null,3.3,null,"2017-11-10","14:37:00","TT","VKL1000, 2L, 3,2mm",199.921052,10.749000000000001,12.829000000000001,-2.08,-482.83155399999998,37.347738,154.23070000000001,0,23.677,14.327332999999999,23.677,14.327332999999999,"-",0,0,23.67,23.67,23.69,14.09,14.11,14.78,24.38]
[null,null,37.4,421,null,3.3,null,"2017-11-10","14:37:14","TT","VKL1000, 2L, 3,2mm",200.253129,10.75,12.83,-2.08,-483.63355799999999,37.405915999999998,154.486884,0,23.679333,14.329667000000001,23.679333,14.329667000000001,"-",0,0,23.68,23.67,23.7,14.09,14.11,14.79,24.37]
["V160",{"$f":"B1159","v":"VKL1000-2L; mit Filter"},{"$f":"AVERAGE(C1159:C1161)","v":37.4},{"$f":"AVERAGE(D1159:D1161)","v":421},{"$f":"AVERAGE(E1159:E1161)","v":{"$error":"#DIV/0!"}},{"$f":"AVERAGE(F1159:F1161)","v":3.2999999999999994},null,{"$f":"H1161","v":"2017-11-10"},null,{"$f":"J1161","v":"TT"},null,{"$f":"AVERAGE(L1159:L1161)","v":199.89997366666668},10.747999999999999,12.826333333333332,-2.0783333333333336,-482.39452833333331,37.308813333333326,154.10022700000002,0,23.677777666666667,14.328666666666669,null,null,null,null,{"$f":"AVERAGE(Z1159:Z1161)","v":0},23.676666666666666,23.67,23.69,14.089999999999998,14.11,14.783333333333331,24.376666666666665]
[]
[]
[]
[null,"VKL1000-2L; mit Filter",37.4,650,null,5.2,null,"2017-11-10","14:48:54","TT","VKL1000, 2L, 3,2mm",202.4992,10.755000000000001,13.95,-3.1949999999999998,-751.22140899999999,59.097003000000001,257.901161,0,23.466667000000001,14.767333000000001,23.466667000000001,14.767333000000001,"-",0,0,23.35,23.52,23.53,14.55,14.51,15.24,24.39]
[null,{"$f":"CONCATENATE(\"mit \",ROUND(L1169,0),\" kg/h wasserseitig, \",ROUND(D1169,0),\" 1/min Drehzahl\")","v":"mit 202 kg/h wasserseitig, 650 1/min Drehzahl"},37.4,650,null,5.2,null,"2017-11-10","14:49:08","TT","VKL1000, 2L, 3,2mm",201.775801,10.755000000000001,13.958,-3.2029999999999998,-750.41205000000002,59.034880999999999,257.64304499999997,0,23.466332999999999,14.767666999999999,23.466332999999999,14.767666999999999,"-",0,0,23.32,23.53,23.54,14.54,14.52,15.24,24.37]
[null,null,37.4,650,null,5.2,null,"2017-11-10","14:49:22","TT","VKL1000, 2L, 3,2mm",202.1788,10.755000000000001,13.962,-3.2069999999999999,-752.849827,59.214238000000002,258.48002100000002,0,23.469000000000001,14.770333000000001,23.469000000000001,14.770333000000001,"-",0,0,23.31,23.54,23.56,14.54,14.51,15.25,24.35]
["V161",{"$f":"B1166","v":"VKL1000-2L; mit Filter"},{"$f":"AVERAGE(C1166:C1168)","v":37.4},{"$f":"AVERAGE(D1166:D1168)","v":650},{"$f":"AVERAGE(E1166:E1168)","v":{"$error":"#DIV/0!"}},{"$f":"AVERAGE(F1166:F1168)","v":5.2},null,{"$f":"H1168","v":"2017-11-10"},null,{"$f":"J1168","v":"TT"},null,{"$f":"AVERAGE(L1166:L1168)","v":202.15126699999999},10.755000000000001,13.956666666666669,-3.2016666666666667,-751.49442866666675,59.115374000000003,258.00807566666668,0,23.467333333333332,14.768444333333335,null,null,null,null,{"$f":"AVERAGE(Z1166:Z1168)","v":0},23.326666666666668,23.53,23.543333333333333,14.543333333333331,14.513333333333334,15.243333333333334,24.370000000000005]
[]
[]
[null,"VKL1000-2L; mit Filter",37.4,925,null,7.7,null,"2017-11-10","15:05:00","TT","VKL1000, 2L, 3,2mm",204.02957000000001,10.801,14.866,-4.0650000000000004,-963.002567,79.137887000000006,384.46645699999999,0,22.969667000000001,15.489000000000001,22.969667000000001,15.489000000000001,"-",0,0,22.61,23.16,23.14,15.26,15.21,16,24.17]
[null,{"$f":"CONCATENATE(\"mit \",ROUND(L1175,0),\" kg/h wasserseitig, \",ROUND(D1175,0),\" 1/min Drehzahl\")","v":"mit 204 kg/h wasserseitig, 925 1/min Drehzahl"},37.4,925,null,7.7,null,"2017-11-10","15:05:14","TT","VKL1000, 2L, 3,2mm",203.828709,10.811,14.901999999999999,-4.0910000000000002,-968.20788300000004,79.563471000000007,385.85687200000001,0,22.98,15.486000000000001,22.98,15.486000000000001,"-",0,0,22.6,23.18,23.15,15.25,15.21,16,24.16]
[null,null,37.4,925,null,7.7,null,"2017-11-10","15:05:28","TT","VKL1000, 2L, 3,2mm",203.82843800000001,10.813000000000001,14.913,-4.0999999999999996,-970.33660199999997,79.710016999999993,386.68802399999998,0,22.986332999999998,15.492000000000001,22.986332999999998,15.492000000000001,"-",0,0,22.59,23.2,23.17,15.26,15.21,16.010000000000002,24.16]
["V162",{"$f":"B1172","v":"VKL1000-2L; mit Filter"},{"$f":"AVERAGE(C1172:C1174)","v":37.4},{"$f":"AVERAGE(D1172:D1174)","v":925},{"$f":"AVERAGE(E1172:E1174)","v":{"$error":"#DIV/0!"}},{"$f":"AVERAGE(F1172:F1174)","v":7.7},null,{"$f":"H1174","v":"2017-11-10"},null,{"$f":"J1174","v":"TT"},null,{"$f":"AVERAGE(L1172:L1174)","v":203.89557233333335},10.808333333333335,14.893666666666666,-4.0853333333333337,-967.18235066666659,79.47045833333334,385.67045100000001,0,22.978666666666669,15.488999999999999,null,null,null,null,{"$f":"AVERAGE(Z1172:Z1174)","v":0},22.599999999999998,23.180000000000003,23.153333333333336,15.256666666666666,15.21,16.003333333333334,24.16333333333333]
[]
[]
[null,"VKL1000-2L; mit Filter",37.4,1140,null,10,null,"2017-11-10","15:14:20","TT","VKL1000, 2L, 3,2mm",203.82860700000001,10.798,15.430999999999999,-4.633,-1096.481272,93.127337999999995,500.03170399999999,0,22.571999999999999,16.023,22.571999999999999,16.023,"-",0,0,22.2,22.71,22.8,15.78,15.73,16.55,24.16]
[null,{"$f":"CONCATENATE(\"mit \",ROUND(L1181,0),\" kg/h wasserseitig, \",ROUND(D1181,0),\" 1/min Drehzahl\")","v":"mit 204 kg/h wasserseitig, 1140 1/min Drehzahl"},37.4,1140,null,10,null,"2017-11-10","15:14:48","TT","VKL1000, 2L, 3,2mm",203.828709,10.787000000000001,15.436,-4.649,-1100.2685039999999,93.637215999999995,504.86813899999999,0,22.537333,16.028666999999999,22.537333,16.028666999999999,"-",0,0,22.18,22.69,22.74,15.78,15.74,16.559999999999999,24.18]
[null,null,37.4,1140,null,10,null,"2017-11-10","15:15:02","TT","VKL1000, 2L, 3,2mm",204.030011,10.781000000000001,15.43,-4.649,-1101.355131,93.758949999999999,506.04057,0,22.527667000000001,16.027667000000001,22.527667000000001,16.027667000000001,"-",0,0,22.18,22.69,22.71,15.79,15.74,16.559999999999999,24.18]
["V163",{"$f":"B1178","v":"VKL1000-2L; mit Filter"},{"$f":"AVERAGE(C1178:C1180)","v":37.4},{"$f":"AVERAGE(D1178:D1180)","v":1140},{"$f":"AVERAGE(E1178:E1180)","v":{"$error":"#DIV/0!"}},{"$f":"AVERAGE(F1178:F1180)","v":10},null,{"$f":"H1180","v":"2017-11-10"},null,{"$f":"J1180","v":"TT"},null,{"$f":"AVERAGE(L1178:L1180)","v":203.89577566666671},10.788666666666666,15.432333333333332,-4.6436666666666673,-1099.3683023333333,93.507834666666668,503.64680433333325,0,22.545666666666666,16.026444666666666,null,null,null,null,{"$f":"AVERAGE(Z1178:Z1180)","v":0},22.186666666666667,22.696666666666669,22.75,15.783333333333331,15.736666666666666,16.556666666666668,24.173333333333336]
[]
[]
[]
[]
[]
[null,"Drehzahlvariation, VKL-2L, 3,2mm Lamellenabstand, ohne Filter, mit Metallauslass 12style/3, Vorlauf unten Rücklauf oben"]
[]
[]
[null,"VKL1000-2L; ohne Filter",38.5,416,null,3.3,null,"2017-11-10","15:37:12","TT","VKL1000, 2L, 3,2mm",203.82769200000001,10.763,13.236000000000001,-2.4729999999999999,-585.27649599999995,46.155025999999999,184.32602,0,23.443667000000001,13.960667000000001,23.443667000000001,13.960667000000001,"-",0,0,23.43,23.48,23.43,13.65,13.83,14.4,24.36]
[null,{"$f":"CONCATENATE(\"mit \",ROUND(L1193,0),\" kg/h wasserseitig, \",ROUND(D1193,0),\" 1/min Drehzahl\")","v":"mit 204 kg/h wasserseitig, 416 1/min Drehzahl"},38.5,416,null,3.3,null,"2017-11-10","15:38:36","TT","VKL1000, 2L, 3,2mm",204.95412400000001,10.73,13.24,-2.5099999999999998,-597.31602199999998,46.914548000000003,187.72181699999999,0,23.462,13.959,23.462,13.959,"-",0,0,23.42,23.53,23.43,13.64,13.84,14.4,24.34]
[null,null,38.5,416,null,3.3,null,"2017-11-10","15:38:50","TT","VKL1000, 2L, 3,2mm",203.62683100000001,10.736000000000001,13.231999999999999,-2.496,-590.13770599999998,46.341040999999997,185.264396,0,23.470666999999999,13.957333,23.470666999999999,13.957333,"-",0,0,23.45,23.54,23.42,13.64,13.83,14.4,24.33]
["V164",{"$f":"B1190","v":"VKL1000-2L; ohne Filter"},{"$f":"AVERAGE(C1190:C1192)","v":38.5},{"$f":"AVERAGE(D1190:D1192)","v":416},{"$f":"AVERAGE(E1190:E1192)","v":{"$error":"#DIV/0!"}},{"$f":"AVERAGE(F1190:F1192)","v":3.2999999999999994},null,{"$f":"H1192","v":"2017-11-10"},null,{"$f":"J1192","v":"TT"},null,{"$f":"AVERAGE(L1190:L1192)","v":204.13621566666669},10.743,13.235999999999999,-2.4929999999999999,-590.91007466666667,46.470205,185.77074433333334,0,23.458777999999999,13.959000000000001,null,null,null,null,{"$f":"AVERAGE(Z1190:Z1192)","v":0},23.433333333333334,23.516666666666669,23.426666666666666,13.643333333333333,13.833333333333334,14.4,24.343333333333334]
[]
[]
[]
[null,"VKL1000-2L; ohne Filter",38.5,647,null,5.3,null,"2017-11-10","15:47:14","TT","VKL1000, 2L, 3,2mm",204.44009700000001,10.739000000000001,14.356,-3.617,-858.59502699999996,68.088424000000003,301.65233799999999,0,23.349,14.848333,23.349,14.848333,"-",0,0,23.37,23.29,23.39,14.53,14.66,15.36,24.38]
[null,{"$f":"CONCATENATE(\"mit \",ROUND(L1200,0),\" kg/h wasserseitig, \",ROUND(D1200,0),\" 1/min Drehzahl\")","v":"mit 204 kg/h wasserseitig, 647 1/min Drehzahl"},38.5,647,null,5.3,null,"2017-11-10","15:50:44","TT","VKL1000, 2L, 3,2mm",204.546909,10.75,14.377000000000001,-3.6269999999999998,-861.41862400000002,68.258211000000003,303.596745,0,23.37,14.896000000000001,23.37,14.896000000000001,"-",0,0,23.49,23.34,23.28,14.58,14.71,15.4,24.32]
[null,null,38.5,647,null,5.3,null,"2017-11-10","15:51:12","TT","VKL1000, 2L, 3,2mm",204.03119799999999,10.753,14.371,-3.6179999999999999,-857.11465799999996,67.918961999999993,301.877994,0,23.372667,14.893000000000001,23.372667,14.893000000000001,"-",0,0,23.52,23.34,23.26,14.57,14.71,15.4,24.31]
["V165",{"$f":"B1197","v":"VKL1000-2L; ohne Filter"},{"$f":"AVERAGE(C1197:C1199)","v":38.5},{"$f":"AVERAGE(D1197:D1199)","v":647},{"$f":"AVERAGE(E1197:E1199)","v":{"$error":"#DIV/0!"}},{"$f":"AVERAGE(F1197:F1199)","v":5.3},null,{"$f":"H1199","v":"2017-11-10"},null,{"$f":"J1199","v":"TT"},null,{"$f":"AVERAGE(L1197:L1199)","v":204.33940133333331},10.747333333333335,14.368,-3.6206666666666667,-859.04276966666657,68.088532333333333,302.37569233333329,0,23.363889,14.879111,null,null,null,null,{"$f":"AVERAGE(Z1197:Z1199)","v":0},23.459999999999997,23.323333333333334,23.310000000000002,14.56,14.693333333333333,15.386666666666665,24.33666666666667]
[]
[]
[null,"VKL1000-2L; ohne Filter",38.5,922,null,7.9,null,"2017-11-10","16:01:14","TT","VKL1000, 2L, 3,2mm",204.95581999999999,10.82,15.252000000000001,-4.4320000000000004,-1054.711757,87.700192999999999,448.98946799999999,0,22.846333000000001,15.830667,22.846333000000001,15.830667,"-",0,0,22.32,23.23,23,15.54,15.62,16.329999999999998,24.27]
[null,{"$f":"CONCATENATE(\"mit \",ROUND(L1206,0),\" kg/h wasserseitig, \",ROUND(D1206,0),\" 1/min Drehzahl\")","v":"mit 205 kg/h wasserseitig, 922 1/min Drehzahl"},38.5,922,null,7.9,null,"2017-11-10","16:01:28","TT","VKL1000, 2L, 3,2mm",205.36173500000001,10.821999999999999,15.255000000000001,-4.4329999999999998,-1057.0390629999999,87.913203999999993,450.42962399999999,0,22.845666999999999,15.837,22.845666999999999,15.837,"-",0,0,22.31,23.23,22.99,15.54,15.63,16.34,24.27]
[null,null,38.5,922,null,7.9,null,"2017-11-10","16:01:42","TT","VKL1000, 2L, 3,2mm",205.161168,10.816000000000001,15.263,-4.4470000000000001,-1059.341713,87.997372999999996,451.04615699999999,0,22.854333,15.84,22.854333,15.84,"-",0,0,22.32,23.24,23.01,15.55,15.63,16.34,24.27]
["V166",{"$f":"B1203","v":"VKL1000-2L; ohne Filter"},{"$f":"AVERAGE(C1203:C1205)","v":38.5},{"$f":"AVERAGE(D1203:D1205)","v":922},{"$f":"AVERAGE(E1203:E1205)","v":{"$error":"#DIV/0!"}},{"$f":"AVERAGE(F1203:F1205)","v":7.9000000000000012},null,{"$f":"H1205","v":"2017-11-10"},null,{"$f":"J1205","v":"TT"},null,{"$f":"AVERAGE(L1203:L1205)","v":205.15957433333332},10.819333333333333,15.256666666666668,-4.437333333333334,-1057.0308443333333,87.870256666666663,450.15508299999993,0,22.848777666666667,15.835889,null,null,null,null,{"$f":"AVERAGE(Z1203:Z1205)","v":0},22.316666666666663,23.233333333333334,23,15.543333333333331,15.626666666666667,16.33666666666667,24.27]
[]
[]
[null,"VKL1000-2L; ohne Filter",38.5,1140,null,10,null,"2017-11-10","16:08:28","TT","VKL1000, 2L, 3,2mm",204.95888299999999,10.81,15.744999999999999,-4.9349999999999996,-1174.4314790000001,101.145273,582.03063899999995,0,22.421333000000001,16.395,22.421333000000001,16.395,"-",0,0,22.13,22.66,22.48,16.12,16.190000000000001,16.87,24.12]
[null,{"$f":"CONCATENATE(\"mit \",ROUND(L1212,0),\" kg/h wasserseitig, \",ROUND(D1212,0),\" 1/min Drehzahl\")","v":"mit 205 kg/h wasserseitig, 1140 1/min Drehzahl"},38.5,1140,null,10,null,"2017-11-10","16:08:56","TT","VKL1000, 2L, 3,2mm",205.15935899999999,10.803000000000001,15.737,-4.9340000000000002,-1175.342013,101.310942,584.55120799999997,0,22.404333000000001,16.399332999999999,22.404333000000001,16.399332999999999,"-",0,0,22.09,22.65,22.47,16.13,16.190000000000001,16.88,24.09]
[null,null,38.5,1140,null,10,null,"2017-11-10","16:10:07","TT","VKL1000, 2L, 3,2mm",204.54829899999999,10.752000000000001,15.776,-5.024,-1193.2165930000001,101.92044199999999,589.67681000000005,0,22.459333000000001,16.416,22.459333000000001,16.416,"-",0,0,22.22,22.65,22.51,16.14,16.22,16.89,24.07]
["V167",{"$f":"B1209","v":"VKL1000-2L; ohne Filter"},{"$f":"AVERAGE(C1209:C1211)","v":38.5},{"$f":"AVERAGE(D1209:D1211)","v":1140},{"$f":"AVERAGE(E1209:E1211)","v":{"$error":"#DIV/0!"}},{"$f":"AVERAGE(F1209:F1211)","v":10},null,{"$f":"H1211","v":"2017-11-10"},null,{"$f":"J1211","v":"TT"},null,{"$f":"AVERAGE(L1209:L1211)","v":204.88884700000003},10.788333333333334,15.752666666666665,-4.9643333333333333,-1180.996695,101.45888566666666,585.41955233333329,0,22.428332999999999,16.403444333333329,null,null,null,null,{"$f":"AVERAGE(Z1209:Z1211)","v":0},22.146666666666665,22.653333333333336,22.486666666666668,16.13,16.2,16.88,24.093333333333334]

{"sheet":"Auslegung_BG1000_kondensierend","index":2,"n_rows":80091,"n_cols":379,"rows_kept":4500,"cut":true,"hidden":true,"merged":[[62,48,62,51],[63,48,63,51],[76,13,76,14]],"bounds":{"rows_first":2000,"rows_last":500,"rows_between":2000,"halvings":0}}
["T_VL",{"$f":"IF(ISERROR(D1),1,ROUND(D1,0))","v":6},"°C",{"$f":"VKL!$I$8","v":6},"Vorlauf",null,null,"Volumenstrom","Wassermassenstrom",null,null,null,null,null,null,null,null,null,null,null,null,null,null,null,null,null,null,null,"T_VL",{"$f":"IF(ISERROR(AF1),1,ROUND(AF1,0))","v":6},"°C",{"$f":"$D$1","v":6},"Vorlauf",null,null,null,null,null,null,null,null,null,null,null,null,null,null,null,null,null,null,null,null,"T_VL",{"$f":"IF(ISERROR(BE1),1,ROUND(BE1,0))","v":6},"°C",{"$f":"$D$1","v":6},"Vorlauf",null,null,null,null,null,null,null,null,null,null,null,null,null,null,null,null,null,null,null,null,null,"T_VL",{"$f":"IF(ISERROR(CE1),1,ROUND(CE1,0))","v":6},"°C",{"$f":"$D$1","v":6},"Vorlauf",null,null,null,null,null,null,null,null,null,null,null,null,null,null,null,null,null,null,null,null,null,"T_VL",{"$f":"IF(ISERROR(DE1),1,ROUND(DE1,0))","v":6},"°C",{"$f":"$D$1","v":6},"Vorlauf",null,null,null,null,null,null,null,null,null,null,null,null,null,null,null,null,null,null,null,null,"T_VL",{"$f":"IF(ISERROR(ED1),1,ROUND(ED1,0))","v":6},"°C",{"$f":"D1","v":6},"Vorlauf",null,null,"Volumenstrom","Wassermassenstrom",null,null,null,null,null,null,null,null,null,null,null,null,null,null,null,null,null,null,null,"T_VL",{"$f":"IF(ISERROR(FF1),1,ROUND(FF1,0))","v":6},"°C",{"$f":"$D$1","v":6},"Vorlauf",null,null,null,null,null,null,null,null,null,null,null,null,null,null,null,null,null,null,null,null,"T_VL",{"$f":"IF(ISERROR(GE1),1,ROUND(GE1,0))","v":6},"°C",{"$f":"$D$1","v":6},"Vorlauf",null,null,null,null,null,null,null,null,null,null,null,null,null,null,null,null,null,null,null,null,null,"T_VL",{"$f":"IF(ISERROR(HE1),1,ROUND(HE1,0))","v":6},"°C",{"$f":"$D$1","v":6},"Vorlauf",null,null,null,null,null,null,null,null,null,null,null,null,null,null,null,null,null,null,null,null,null,"T_VL",{"$f":"IF(ISERROR(IE1),1,ROUND(IE1,0))","v":6},"°C",{"$f":"$D$1","v":6},"Vorlauf",null,null,null,null,null,null,null,null,null,null,null,null,null,null,null,null,null,null,null,null,null,"T_VL",{"$f":"IF(ISERROR(JE1),1,ROUND(JE1,0))","v":6},"°C",{"$f":"D1","v":6},"Vorlauf",null,null,"Volumenstrom","Wassermassenstrom",null,null,null,null,null,null,null,null,null,null,null,null,null,null,null,null,null,null,null,"T_VL",{"$f":"IF(ISERROR(KG1),1,ROUND(KG1,0))","v":6},"°C",{"$f":"$D$1","v":6},"Vorlauf",null,null,null,null,null,null,null,null,null,null,null,null,null,null,null,null,null,null,null,null,"T_VL",{"$f":"IF(ISERROR(LF1),1,ROUND(LF1,0))","v":6},"°C",{"$f":"$D$1","v":6},"Vorlauf",null,null,null,null,null,null,null,null,null,null,null,null,null,null,null,null,null,null,null,null,null,"T_VL",{"$f":"IF(ISERROR(MF1),1,ROUND(MF1,0))","v":6},"°C",{"$f":"$D$1","v":6},"Vorlauf",null,null,null,null,null,null,null,null,null,null,null,null,null,null,null,null,null,null,null,null,null,"T_VL",{"$f":"IF(ISERROR(NF1),1,ROUND(NF1,0))","v":6},"°C",{"$f":"$D$1","v":6},"Vorlauf"]
["m_KW",{"$f":"IF(ISERROR(D2),1,D2)","v":70},"kg/h",{"$f":"I2","v":70},"Kühlwasser",null,null,101,70,null,null,null,null,null,null,null,null,null,null,null,null,null,null,null,null,null,null,null,"m_KW",{"$f":"IF(ISERROR(AF2),1,AF2)","v":70},"kg/h",{"$f":"$D$2","v":70},"Kühlwasser",null,null,null,null,null,null,null,null,null,null,null,null,null,null,null,null,null,null,null,null,"m_KW",{"$f":"IF(ISERROR(BE2),1,BE2)","v":70},"kg/h",{"$f":"$D$2","v":70},"Kühlwasser",null,null,null,null,null,null,null,null,null,null,null,null,null,null,null,null,null,null,null,null,null,"m_KW",{"$f":"IF(ISERROR(CE2),1,CE2)","v":70},"kg/h",{"$f":"$D$2","v":70},"Kühlwasser",null,null,null,null,null,null,null,null,null,null,null,null,null,null,null,null,null,null,null,null,null,"m_KW",{"$f":"IF(ISERROR(DE2),1,DE2)","v":70},"kg/h",{"$f":"$D$2","v":70},"Kühlwasser",null,null,null,null,null,null,null,null,null,null,null,null,null,null,null,null,null,null,null,null,"m_KW",{"$f":"IF(ISERROR(ED2),1,ED2)","v":200},"kg/h",{"$f":"$EI$3","v":200},"Kühlwasser",null,null,{"$f":"H2","v":101},{"$f":"I2","v":70},null,null,null,null,null,null,null,null,null,null,null,null,null,null,null,null,null,null,null,"m_KW",{"$f":"IF(ISERROR(FF2),1,FF2)","v":200},"kg/h",{"$f":"ED2","v":200},"Kühlwasser",null,null,null,null,null,null,null,null,null,null,null,null,null,null,null,null,null,null,null,null,"m_KW",{"$f":"IF(ISERROR(GE2),1,GE2)","v":200},"kg/h",{"$f":"FF2","v":200},"Kühlwasser",null,null,null,null,null,null,null,null,null,null,null,null,null,null,null,null,null,null,null,null,null,"m_KW",{"$f":"IF(ISERROR(HE2),1,HE2)","v":200},"kg/h",{"$f":"GE2","v":200},"Kühlwasser",null,null,null,null,null,null,null,null,null,null,null,null,null,null,null,null,null,null,null,null,null,"m_KW",{"$f":"IF(ISERROR(IE2),1,IE2)","v":200},"kg/h",{"$f":"HE2","v":200},"Kühlwasser",null,null,null,null,null,null,null,null,null,null,null,null,null,null,null,null,null,null,null,null,null,"m_KW",{"$f":"IF(ISERROR(JE2),1,JE2)","v":330},"kg/h",{"$f":"JJ4","v":330},"Kühlwasser",null,null,{"$f":"H2","v":101},{"$f":"I2","v":70},null,null,null,null,null,null,null,null,null,null,null,null,null,null,null,null,null,null,null,"m_KW",{"$f":"IF(ISERROR(KG2),1,KG2)","v":330},"kg/h",{"$f":"JE2","v":330},"Kühlwasser",null,null,null,null,null,null,null,null,null,null,null,null,null,null,null,null,null,null,null,null,"m_KW",{"$f":"IF(ISERROR(LF2),1,LF2)","v":330},"kg/h",{"$f":"KG2","v":330},"Kühlwasser",null,null,null,null,null,null,null,null,null,null,null,null,null,null,null,null,null,null,null,null,null,"m_KW",{"$f":"IF(ISERROR(MF2),1,MF2)","v":330},"kg/h",{"$f":"LF2","v":330},"Kühlwasser",null,null,null,null,null,null,null,null,null,null,null,null,null,null,null,null,null,null,null,null,null,"m_KW",{"$f":"IF(ISERROR(NF2),1,NF2)","v":330},"kg/h",{"$f":"MF2","v":330},"Kühlwasser"]
["V",{"$f":"IF(ISERROR(D3),1,ROUND(D3,0))","v":101},"m³/h",{"$f":"H2","v":101},"Volumenstrom",null,null,171,200,null,null,null,null,null,null,null,null,null,null,null,null,null,null,null,null,null,null,null,"V",{"$f":"IF(ISERROR(AF3),1,ROUND(AF3,0))","v":171},"m³/h",{"$f":"H3","v":171},"Volumenstrom",null,null,null,null,null,null,null,null,null,null,null,null,null,null,null,null,null,null,null,null,"V",{"$f":"IF(ISERROR(BE3),1,ROUND(BE3,0))","v":241},"m³/h",{"$f":"H4","v":241},"Volumenstrom",null,null,null,null,null,null,null,null,null,null,null,null,null,null,null,null,null,null,null,null,null,"V",{"$f":"IF(ISERROR(CE3),1,ROUND(CE3,0))","v":311},"m³/h",{"$f":"H5","v":311},"Volumenstrom",null,null,null,null,null,null,null,null,null,null,null,null,null,null,null,null,null,null,null,null,null,"V",{"$f":"IF(ISERROR(DE3),1,ROUND(DE3,0))","v":381},"m³/h",{"$f":"H6","v":381},"Volumenstrom",null,null,null,null,null,null,null,null,null,null,null,null,null,null,null,null,null,null,null,null,"V",{"$f":"IF(ISERROR(ED3),1,ROUND(ED3,0))","v":101},"m³/h",{"$f":"EH2","v":101},"Volumenstrom",null,null,{"$f":"H3","v":171},200,null,null,null,null,null,null,null,null,null,null,null,null,null,null,null,null,null,null,null,"V",{"$f":"IF(ISERROR(FF3),1,ROUND(FF3,0))","v":171},"m³/h",{"$f":"EH3","v":171},"Volumenstrom",null,null,null,null,null,null,null,null,null,null,null,null,null,null,null,null,null,null,null,null,"V",{"$f":"IF(ISERROR(GE3),1,ROUND(GE3,0))","v":241},"m³/h",{"$f":"EH4","v":241},"Volumenstrom",null,null,null,null,null,null,null,null,null,null,null,null,null,null,null,null,null,null,null,null,null,"V",{"$f":"IF(ISERROR(HE3),1,ROUND(HE3,0))","v":311},"m³/h",{"$f":"EH5","v":311},"Volumenstrom",null,null,null,null,null,null,null,null,null,null,null,null,null,null,null,null,null,null,null,null,null,"V",{"$f":"IF(ISERROR(IE3),1,ROUND(IE3,0))","v":381},"m³/h",{"$f":"EH6","v":381},"Volumenstrom",null,null,null,null,null,null,null,null,null,null,null,null,null,null,null,null,null,null,null,null,null,"V",{"$f":"IF(ISERROR(JE3),1,ROUND(JE3,0))","v":101},"m³/h",{"$f":"JI2","v":101},"Volumenstrom",null,null,{"$f":"H3","v":171},200,null,null,null,null,null,null,null,null,null,null,null,null,null,null,null,null,null,null,null,"V",{"$f":"IF(ISERROR(KG3),1,ROUND(KG3,0))","v":171},"m³/h",{"$f":"JI3","v":171},"Volumenstrom",null,null,null,null,null,null,null,null,null,null,null,null,null,null,null,null,null,null,null,null,"V",{"$f":"IF(ISERROR(LF3),1,ROUND(LF3,0))","v":241},"m³/h",{"$f":"JI4","v":241},"Volumenstrom",null,null,null,null,null,null,null,null,null,null,null,null,null,null,null,null,null,null,null,null,null,"V",{"$f":"IF(ISERROR(MF3),1,ROUND(MF3,0))","v":311},"m³/h",{"$f":"JI5","v":311},"Volumenstrom",null,null,null,null,null,null,null,null,null,null,null,null,null,null,null,null,null,null,null,null,null,"V",{"$f":"IF(ISERROR(NF3),1,ROUND(NF3,0))","v":381},"m³/h",{"$f":"JI6","v":381},"Volumenstrom"]
["rel.Feuchte",1,"%",null,null,null,null,241,330,"rel Feuchte","korrektur totale Leistung",null,"korrektur sens. Leistung",null,null,null,null,null,null,null,null,null,null,null,null,null,null,null,"rel.Feuchte",1,"%",null,null,null,null,null,4,"rel Feuchte","korrektur totale Leistung",null,"korrektur sens. Leistung",null,null,null,null,null,null,null,null,null,null,null,null,"rel.Feuchte",1,"%",null,null,null,null,null,4,"rel Feuchte","korrektur totale Leistung",null,"korrektur sens. Leistung",null,null,null,null,null,null,null,null,null,null,null,null,null,"rel.Feuchte",1,"%",null,null,null,null,null,4,"rel Feuchte","korrektur totale Leistung",null,"korrektur sens. Leistung",null,null,null,null,null,null,null,null,null,null,null,null,null,"rel.Feuchte",1,"%",null,null,null,null,null,4,"rel Feuchte","korrektur totale Leistung",null,"korrektur sens. Leistung",null,null,null,null,null,null,null,null,null,null,null,null,"rel.Feuchte",1,"%",null,null,null,null,241,330,"rel Feuchte","korrektur totale Leistung",null,"korrektur sens. Leistung",null,null,null,null,null,null,null,null,null,null,null,null,null,null,null,"rel.Feuchte",1,"%",null,null,null,null,null,4,"rel Feuchte","korrektur totale Leistung",null,"korrektur sens. Leistung",null,null,null,null,null,null,null,null,null,null,null,null,"rel.Feuchte",1,"%",null,null,null,null,null,4,"rel Feuchte","korrektur totale Leistung",null,"korrektur sens. Leistung",null,null,null,null,null,null,null,null,null,null,null,null,null,"rel.Feuchte",1,"%",null,null,null,null,null,4,"rel Feuchte","korrektur totale Leistung",null,"korrektur sens. Leistung",null,null,null,null,null,null,null,null,null,null,null,null,null,"rel.Feuchte",1,"%",null,null,null,null,null,4,"rel Feuchte","korrektur totale Leistung",null,"korrektur sens. Leistung",null,null,null,null,null,null,null,null,null,null,null,null,null,"rel.Feuchte",1,"%",null,null,null,null,241,330,"rel Feuchte","korrektur totale Leistung",null,"korrektur sens. Leistung",null,null,null,null,null,null,null,null,null,null,null,null,null,null,null,"rel.Feuchte",1,"%",null,null,null,null,null,4,"rel Feuchte","korrektur totale Leistung",null,"korrektur sens. Leistung",null,null,null,null,null,null,null,null,null,null,null,null,"rel.Feuchte",1,"%",null,null,null,null,null,4,"rel Feuchte","korrektur totale Leistung",null,"korrektur sens. Leistung",null,null,null,null,null,null,null,null,null,null,null,null,null,"rel.Feuchte",1,"%",null,null,null,null,null,4,"rel Feuchte","korrektur totale Leistung",null,"korrektur sens. Leistung",null,null,null,null,null,null,null,null,null,null,null,null,null,"rel.Feuchte",1,"%",null,null,null,null,null,4,"rel Feuchte","korrektur totale Leistung",null,"korrektur sens. Leistung"]
[null,50,"%",null,{"$f":"CONCATENATE(B1, \" \",C1, \" \",E1, \"; \")","v":"6 °C Vorlauf; "},null,null,311,null,null,null,{"$f":"J18*M5+K18","v":35.6813730243382},1,null,null,null,null,null,null,null,null,null,null,null,null,null,null,null,null,50,"%",null,{"$f":"CONCATENATE(AD1, \" \",AE1, \" \",AG1, \"; \")","v":"6 °C Vorlauf; "},null,null,null,null,null,null,{"$f":"AL18*AO5+AM18","v":47.356538597109598},1,null,null,null,null,null,null,null,null,null,null,null,null,null,50,"%",null,{"$f":"CONCATENATE(BC1, \" \",BD1, \" \",BF1, \"; \")","v":"6 °C Vorlauf; "},null,null,null,null,null,null,{"$f":"BK18*BN5+BL18","v":56.429502996122622},1,null,null,null,null,null,null,null,null,null,null,null,null,null,null,50,"%",null,{"$f":"CONCATENATE(CC1, \" \",CD1, \" \",CF1, \"; \")","v":"6 °C Vorlauf; "},null,null,null,null,null,null,{"$f":"CK18*CN5+CL18","v":61.583244397011697},1,null,null,null,null,null,null,null,null,null,null,null,null,null,null,50,"%",null,{"$f":"CONCATENATE(DC1, \" \",DD1, \" \",DF1, \"; \")","v":"6 °C Vorlauf; "},null,null,null,null,null,null,{"$f":"DK18*DN5+DL18","v":65.545682775934722},1,null,null,null,null,null,null,null,null,null,null,null,null,null,50,"%",null,{"$f":"CONCATENATE(EB1, \" \",EC1, \" \",EE1, \"; \")","v":"6 °C Vorlauf; "},null,null,311,null,null,null,{"$f":"EJ18*EM5+EK18","v":28.376138264263098},1,null,null,null,null,null,null,null,null,null,null,null,null,null,null,null,null,50,"%",null,{"$f":"CONCATENATE(FD1, \" \",FE1, \" \",FG1, \"; \")","v":"6 °C Vorlauf; "},null,null,null,null,null,null,{"$f":"FL18*FO5+FM18","v":31.476587756804712},1,null,null,null,null,null,null,null,null,null,null,null,null,null,50,"%",null,{"$f":"CONCATENATE(GC1, \" \",GD1, \" \",GF1, \"; \")","v":"6 °C Vorlauf; "},null,null,null,null,null,null,{"$f":"GK18*GN5+GL18","v":33.52909858637782},1,null,null,null,null,null,null,null,null,null,null,null,null,null,null,50,"%",null,{"$f":"CONCATENATE(HC1, \" \",HD1, \" \",HF1, \"; \")","v":"6 °C Vorlauf; "},null,null,null,null,null,null,{"$f":"HK18*HN5+HL18","v":36.014592218358345},1,null,null,null,null,null,null,null,null,null,null,null,null,null,null,50,"%",null,{"$f":"CONCATENATE(IC1, \" \",ID1, \" \",IF1, \"; \")","v":"6 °C Vorlauf; "},null,null,null,null,null,null,{"$f":"IK18*IN5+IL18","v":38.106772821463636},1,null,null,null,null,null,null,null,null,null,null,null,null,null,null,50,"%",null,{"$f":"CONCATENATE(JC1, \" \",JD1, \" \",JF1, \"; \")","v":"6 °C Vorlauf; "},null,null,311,null,null,null,{"$f":"JK18*JN5+JL18","v":28.514724711907846},1,null,null,null,null,null,null,null,null,null,null,null,null,null,null,null,null,50,"%",null,{"$f":"CONCATENATE(KE1, \" \",KF1, \" \",KH1, \"; \")","v":"6 °C Vorlauf; "},null,null,null,null,null,null,{"$f":"KM18*KP5+KN18","v":29.557195571955674},1,null,null,null,null,null,null,null,null,null,null,null,null,null,50,"%",null,{"$f":"CONCATENATE(LD1, \" \",LE1, \" \",LG1, \"; \")","v":"6 °C Vorlauf; "},null,null,null,null,null,null,{"$f":"LL18*LO5+LM18","v":30.927113000043782},1,null,null,null,null,null,null,null,null,null,null,null,null,null,null,50,"%",null,{"$f":"CONCATENATE(MD1, \" \",ME1, \" \",MG1, \"; \")","v":"6 °C Vorlauf; "},null,null,null,null,null,null,{"$f":"ML18*MO5+MM18","v":32.133301283113937},1,null,null,null,null,null,null,null,null,null,null,null,null,null,null,50,"%",null,{"$f":"CONCATENATE(ND1, \" \",NE1, \" \",NG1, \"; \")","v":"6 °C Vorlauf; "},null,null,null,null,null,null,{"$f":"NL18*NO5+NM18","v":33.168396643109567},1]
[null,60,"%",null,{"$f":"CONCATENATE(B2, \" \",C2, \" \",E2, \"; \")","v":"70 kg/h Kühlwasser; "},null,null,381,null,{"$f":"IF(C13=1,J7,B5)","v":60},{"$f":"IF(C13=1,K7,C13)","v":1.459016393442623},{"$f":"IF(C14=1,L7,B5)","v":50},{"$f":"IF(C14=1,M7,C14)","v":0.85245901639344268},null,null,null,null,null,null,null,null,null,null,null,null,null,null,null,null,60,"%",null,{"$f":"CONCATENATE(AD2, \" \",AE2, \" \",AG2, \"; \")","v":"70 kg/h Kühlwasser; "},null,null,null,null,{"$f":"IF(AE13=1,AL7,AD5)","v":60},{"$f":"IF(AE13=1,AM7,AE13)","v":1.1724137931034484},{"$f":"IF(AE14=1,AN7,AD5)","v":50},{"$f":"IF(AE14=1,AO7,AE14)","v":0.81609195402298851},null,null,null,null,null,null,null,null,null,null,null,null,null,60,"%",null,{"$f":"CONCATENATE(BC2, \" \",BD2, \" \",BF2, \"; \")","v":"70 kg/h Kühlwasser; "},null,null,null,null,{"$f":"IF(BD13=1,BK7,BC5)","v":60},{"$f":"IF(BD13=1,BL7,BD13)","v":1.0392156862745099},{"$f":"IF(BD14=1,BM7,BC5)","v":50},{"$f":"IF(BD14=1,BN7,BD14)","v":0.84313725490196079},null,null,null,null,null,null,null,null,null,null,null,null,null,null,60,"%",null,{"$f":"CONCATENATE(CC2, \" \",CD2, \" \",CF2, \"; \")","v":"70 kg/h Kühlwasser; "},null,null,null,null,{"$f":"IF(CD13=1,CK7,CC5)","v":60},{"$f":"IF(CD13=1,CL7,CD13)","v":0.98198198198198194},{"$f":"IF(CD14=1,CM7,CC5)","v":60},{"$f":"IF(CD14=1,CN7,CD14)","v":0.77477477477477474},null,null,null,null,null,null,null,null,null,null,null,null,null,null,60,"%",null,{"$f":"CONCATENATE(DC2, \" \",DD2, \" \",DF2, \"; \")","v":"70 kg/h Kühlwasser; "},null,null,null,null,{"$f":"IF(DD13=1,DK7,DC5)","v":60},{"$f":"IF(DD13=1,DL7,DD13)","v":0.94017094017094027},{"$f":"IF(DD14=1,DM7,DC5)","v":60},{"$f":"IF(DD14=1,DN7,DD14)","v":0.81196581196581197},null,null,null,null,null,null,null,null,null,null,null,null,null,60,"%",null,{"$f":"CONCATENATE(EB2, \" \",EC2, \" \",EE2, \"; \")","v":"200 kg/h Kühlwasser; "},null,null,381,null,{"$f":"IF(EC13=1,EJ7,EB5)","v":60},{"$f":"IF(EC13=1,EK7,EC13)","v":1.8153846153846152},{"$f":"IF(EC14=1,EL7,EB5)","v":50},{"$f":"IF(EC14=1,EM7,EC14)","v":0.96923076923076923},null,null,null,null,null,null,null,null,null,null,null,null,null,null,null,null,60,"%",null,{"$f":"CONCATENATE(FD2, \" \",FE2, \" \",FG2, \"; \")","v":"200 kg/h Kühlwasser; "},null,null,null,null,{"$f":"IF(FE13=1,FL7,FD5)","v":60},{"$f":"IF(FE13=1,FM7,FE13)","v":1.6826923076923077},{"$f":"IF(FE14=1,FN7,FD5)","v":50},{"$f":"IF(FE14=1,FO7,FE14)","v":0.9326923076923076},null,null,null,null,null,null,null,null,null,null,null,null,null,60,"%",null,{"$f":"CONCATENATE(GC2, \" \",GD2, \" \",GF2, \"; \")","v":"200 kg/h Kühlwasser; "},null,null,null,null,{"$f":"IF(GD13=1,GK7,GC5)","v":60},{"$f":"IF(GD13=1,GL7,GD13)","v":1.5703703703703704},{"$f":"IF(GD14=1,GM7,GC5)","v":50},{"$f":"IF(GD14=1,GN7,GD14)","v":0.89629629629629626},null,null,null,null,null,null,null,null,null,null,null,null,null,null,60,"%",null,{"$f":"CONCATENATE(HC2, \" \",HD2, \" \",HF2, \"; \")","v":"200 kg/h Kühlwasser; "},null,null,null,null,{"$f":"IF(HD13=1,HK7,HC5)","v":60},{"$f":"IF(HD13=1,HL7,HD13)","v":1.46875},{"$f":"IF(HD14=1,HM7,HC5)","v":50},{"$f":"IF(HD14=1,HN7,HD14)","v":0.87499999999999989},null,null,null,null,null,null,null,null,null,null,null,null,null,null,60,"%",null,{"$f":"CONCATENATE(IC2, \" \",ID2, \" \",IF2, \"; \")","v":"200 kg/h Kühlwasser; "},null,null,null,null,{"$f":"IF(ID13=1,IK7,IC5)","v":60},{"$f":"IF(ID13=1,IL7,ID13)","v":1.3944444444444444},{"$f":"IF(ID14=1,IM7,IC5)","v":50},{"$f":"IF(ID14=1,IN7,ID14)","v":0.86111111111111116},null,null,null,null,null,null,null,null,null,null,null,null,null,null,60,"%",null,{"$f":"CONCATENATE(JC2, \" \",JD2, \" \",JF2, \"; \")","v":"330 kg/h Kühlwasser; "},null,null,381,null,{"$f":"IF(JD13=1,JK7,JC5)","v":60},{"$f":"IF(JD13=1,JL7,JD13)","v":1.8181818181818181},{"$f":"IF(JD14=1,JM7,JC5)","v":50},{"$f":"IF(JD14=1,JN7,JD14)","v":0.96969696969696972},null,null,null,null,null,null,null,null,null,null,null,null,null,null,null,null,60,"%",null,{"$f":"CONCATENATE(KE2, \" \",KF2, \" \",KH2, \"; \")","v":"330 kg/h Kühlwasser; "},null,null,null,null,{"$f":"IF(KF13=1,KM7,KE5)","v":60},{"$f":"IF(KF13=1,KN7,KF13)","v":1.7663551401869158},{"$f":"IF(KF14=1,KO7,KE5)","v":50},{"$f":"IF(KF14=1,KP7,KF14)","v":0.95327102803738317},null,null,null,null,null,null,null,null,null,null,null,null,null,60,"%",null,{"$f":"CONCATENATE(LD2, \" \",LE2, \" \",LG2, \"; \")","v":"330 kg/h Kühlwasser; "},null,null,null,null,{"$f":"IF(LE13=1,LL7,LD5)","v":60},{"$f":"IF(LE13=1,LM7,LE13)","v":1.7092198581560285},{"$f":"IF(LE14=1,LN7,LD5)","v":50},{"$f":"IF(LE14=1,LO7,LE14)","v":0.93617021276595758},null,null,null,null,null,null,null,null,null,null,null,null,null,null,60,"%",null,{"$f":"CONCATENATE(MD2, \" \",ME2, \" \",MG2, \"; \")","v":"330 kg/h Kühlwasser; "},null,null,null,null,{"$f":"IF(ME13=1,ML7,MD5)","v":60},{"$f":"IF(ME13=1,MM7,ME13)","v":1.6470588235294117},{"$f":"IF(ME14=1,MN7,MD5)","v":50},{"$f":"IF(ME14=1,MO7,ME14)","v":0.91764705882352948},null,null,null,null,null,null,null,null,null,null,null,null,null,null,60,"%",null,{"$f":"CONCATENATE(ND2, \" \",NE2, \" \",NG2, \"; \")","v":"330 kg/h Kühlwasser; "},null,null,null,null,{"$f":"IF(NE13=1,NL7,ND5)","v":60},{"$f":"IF(NE13=1,NM7,NE13)","v":1.597938144329897},{"$f":"IF(NE14=1,NN7,ND5)","v":50},{"$f":"IF(NE14=1,NO7,NE14)","v":0.90721649484536082}]
[null,70,"%",null,{"$f":"CONCATENATE(B3, \" \",C3, \" \",E3, \"; \")","v":"101 m³/h Volumenstrom; "},null,null,null,null,{"$f":"IF(D13=1,J8,B6)","v":60},{"$f":"IF(D13=1,K8,D13)","v":1.459016393442623},{"$f":"IF(D14=1,L8,B6)","v":60},{"$f":"IF(D14=1,M8,D14)","v":0.81967213114754101},null,null,null,null,null,null,null,null,null,null,null,null,null,null,null,null,70,"%",null,{"$f":"CONCATENATE(AD3, \" \",AE3, \" \",AG3, \"; \")","v":"171 m³/h Volumenstrom; "},null,null,null,null,{"$f":"IF(AF13=1,AL8,AD6)","v":60},{"$f":"IF(AF13=1,AM8,AF13)","v":1.1724137931034484},{"$f":"IF(AF14=1,AN8,AD6)","v":60},{"$f":"IF(AF14=1,AO8,AF14)","v":0.74712643678160917},null,null,null,null,null,null,null,null,null,null,null,null,null,70,"%",null,{"$f":"CONCATENATE(BC3, \" \",BD3, \" \",BF3, \"; \")","v":"241 m³/h Volumenstrom; "},null,null,null,null,{"$f":"IF(BE13=1,BK8,BC6)","v":60},{"$f":"IF(BE13=1,BL8,BE13)","v":1.0392156862745099},{"$f":"IF(BE14=1,BM8,BC6)","v":60},{"$f":"IF(BE14=1,BN8,BE14)","v":0.74509803921568629},null,null,null,null,null,null,null,null,null,null,null,null,null,null,70,"%",null,{"$f":"CONCATENATE(CC3, \" \",CD3, \" \",CF3, \"; \")","v":"311 m³/h Volumenstrom; "},null,null,null,null,{"$f":"IF(CE13=1,CK8,CC6)","v":60},{"$f":"IF(CE13=1,CL8,CE13)","v":0.98198198198198194},{"$f":"IF(CE14=1,CM8,CC6)","v":60},{"$f":"IF(CE14=1,CN8,CE14)","v":0.77477477477477474},null,null,null,null,null,null,null,null,null,null,null,null,null,null,70,"%",null,{"$f":"CONCATENATE(DC3, \" \",DD3, \" \",DF3, \"; \")","v":"381 m³/h Volumenstrom; "},null,null,null,null,{"$f":"IF(DE13=1,DK8,DC6)","v":60},{"$f":"IF(DE13=1,DL8,DE13)","v":0.94017094017094027},{"$f":"IF(DE14=1,DM8,DC6)","v":60},{"$f":"IF(DE14=1,DN8,DE14)","v":0.81196581196581197},null,null,null,null,null,null,null,null,null,null,null,null,null,70,"%",null,{"$f":"CONCATENATE(EB3, \" \",EC3, \" \",EE3, \"; \")","v":"101 m³/h Volumenstrom; "},null,null,null,null,{"$f":"IF(ED13=1,EJ8,EB6)","v":60},{"$f":"IF(ED13=1,EK8,ED13)","v":1.8153846153846152},{"$f":"IF(ED14=1,EL8,EB6)","v":60},{"$f":"IF(ED14=1,EM8,ED14)","v":0.96923076923076923},null,null,null,null,null,null,null,null,null,null,null,null,null,null,null,null,70,"%",null,{"$f":"CONCATENATE(FD3, \" \",FE3, \" \",FG3, \"; \")","v":"171 m³/h Volumenstrom; "},null,null,null,null,{"$f":"IF(FF13=1,FL8,FD6)","v":60},{"$f":"IF(FF13=1,FM8,FF13)","v":1.6826923076923077},{"$f":"IF(FF14=1,FN8,FD6)","v":60},{"$f":"IF(FF14=1,FO8,FF14)","v":0.90384615384615374},null,null,null,null,null,null,null,null,null,null,null,null,null,70,"%",null,{"$f":"CONCATENATE(GC3, \" \",GD3, \" \",GF3, \"; \")","v":"241 m³/h Volumenstrom; "},null,null,null,null,{"$f":"IF(GE13=1,GK8,GC6)","v":60},{"$f":"IF(GE13=1,GL8,GE13)","v":1.5703703703703704},{"$f":"IF(GE14=1,GM8,GC6)","v":60},{"$f":"IF(GE14=1,GN8,GE14)","v":0.85925925925925917},null,null,null,null,null,null,null,null,null,null,null,null,null,null,70,"%",null,{"$f":"CONCATENATE(HC3, \" \",HD3, \" \",HF3, \"; \")","v":"311 m³/h Volumenstrom; "},null,null,null,null,{"$f":"IF(HE13=1,HK8,HC6)","v":60},{"$f":"IF(HE13=1,HL8,HE13)","v":1.46875},{"$f":"IF(HE14=1,HM8,HC6)","v":60},{"$f":"IF(HE14=1,HN8,HE14)","v":0.82499999999999996},null,null,null,null,null,null,null,null,null,null,null,null,null,null,70,"%",null,{"$f":"CONCATENATE(IC3, \" \",ID3, \" \",IF3, \"; \")","v":"381 m³/h Volumenstrom; "},null,null,null,null,{"$f":"IF(IE13=1,IK8,IC6)","v":60},{"$f":"IF(IE13=1,IL8,IE13)","v":1.3944444444444444},{"$f":"IF(IE14=1,IM8,IC6)","v":60},{"$f":"IF(IE14=1,IN8,IE14)","v":0.80555555555555547},null,null,null,null,null,null,null,null,null,null,null,null,null,null,70,"%",null,{"$f":"CONCATENATE(JC3, \" \",JD3, \" \",JF3, \"; \")","v":"101 m³/h Volumenstrom; "},null,null,null,null,{"$f":"IF(JE13=1,JK8,JC6)","v":60},{"$f":"IF(JE13=1,JL8,JE13)","v":1.8181818181818181},{"$f":"IF(JE14=1,JM8,JC6)","v":60},{"$f":"IF(JE14=1,JN8,JE14)","v":0.96969696969696972},null,null,null,null,null,null,null,null,null,null,null,null,null,null,null,null,70,"%",null,{"$f":"CONCATENATE(KE3, \" \",KF3, \" \",KH3, \"; \")","v":"171 m³/h Volumenstrom; "},null,null,null,null,{"$f":"IF(KG13=1,KM8,KE6)","v":60},{"$f":"IF(KG13=1,KN8,KG13)","v":1.7663551401869158},{"$f":"IF(KG14=1,KO8,KE6)","v":60},{"$f":"IF(KG14=1,KP8,KG14)","v":0.94392523364485981},null,null,null,null,null,null,null,null,null,null,null,null,null,70,"%",null,{"$f":"CONCATENATE(LD3, \" \",LE3, \" \",LG3, \"; \")","v":"241 m³/h Volumenstrom; "},null,null,null,null,{"$f":"IF(LF13=1,LL8,LD6)","v":60},{"$f":"IF(LF13=1,LM8,LF13)","v":1.7092198581560285},{"$f":"IF(LF14=1,LN8,LD6)","v":60},{"$f":"IF(LF14=1,LO8,LF14)","v":0.91489361702127669},null,null,null,null,null,null,null,null,null,null,null,null,null,null,70,"%",null,{"$f":"CONCATENATE(MD3, \" \",ME3, \" \",MG3, \"; \")","v":"311 m³/h Volumenstrom; "},null,null,null,null,{"$f":"IF(MF13=1,ML8,MD6)","v":60},{"$f":"IF(MF13=1,MM8,MF13)","v":1.6470588235294117},{"$f":"IF(MF14=1,MN8,MD6)","v":60},{"$f":"IF(MF14=1,MO8,MF14)","v":0.88823529411764712},null,null,null,null,null,null,null,null,null,null,null,null,null,null,70,"%",null,{"$f":"CONCATENATE(ND3, \" \",NE3, \" \",NG3, \"; \")","v":"381 m³/h Volumenstrom; "},null,null,null,null,{"$f":"IF(NF13=1,NL8,ND6)","v":60},{"$f":"IF(NF13=1,NM8,NF13)","v":1.597938144329897},{"$f":"IF(NF14=1,NN8,ND6)","v":60},{"$f":"IF(NF14=1,NO8,NF14)","v":0.865979381443299}]
[null,80,"%",null,{"$f":"CONCATENATE(B12, \" \",C12, \" \",A12, \"; \")","v":"26 °C Ansaugtemp; "},null,null,null,null,{"$f":"IF(E13=1,J9,B7)","v":70},{"$f":"IF(E13=1,K9,E13)","v":1.6557377049180328},{"$f":"IF(E14=1,L9,B7)","v":70},{"$f":"IF(E14=1,M9,E14)","v":0.78688524590163933},null,null,null,null,null,null,null,null,null,null,null,null,null,null,null,null,80,"%",null,{"$f":"CONCATENATE(AD12, \" \",AE12, \" \",AC12, \"; \")","v":"26 °C Ansaugtemp; "},null,null,null,null,{"$f":"IF(AG13=1,AL9,AD7)","v":70},{"$f":"IF(AG13=1,AM9,AG13)","v":1.3218390804597699},{"$f":"IF(AG14=1,AN9,AD7)","v":70},{"$f":"IF(AG14=1,AO9,AG14)","v":0.66666666666666663},null,null,null,null,null,null,null,null,null,null,null,null,null,80,"%",null,{"$f":"CONCATENATE(BC12, \" \",BD12, \" \",BB12, \"; \")","v":"26 °C Ansaugtemp; "},null,null,null,null,{"$f":"IF(BF13=1,BK9,BC7)","v":70},{"$f":"IF(BF13=1,BL9,BF13)","v":1.1666666666666665},{"$f":"IF(BF14=1,BM9,BC7)","v":70},{"$f":"IF(BF14=1,BN9,BF14)","v":0.6470588235294118},null,null,null,null,null,null,null,null,null,null,null,null,null,null,80,"%",null,{"$f":"CONCATENATE(CC12, \" \",CD12, \" \",CB12, \"; \")","v":"26 °C Ansaugtemp; "},null,null,null,null,{"$f":"IF(CF13=1,CK9,CC7)","v":70},{"$f":"IF(CF13=1,CL9,CF13)","v":1.0900900900900901},{"$f":"IF(CF14=1,CM9,CC7)","v":70},{"$f":"IF(CF14=1,CN9,CF14)","v":0.66666666666666663},null,null,null,null,null,null,null,null,null,null,null,null,null,null,80,"%",null,{"$f":"CONCATENATE(DC12, \" \",DD12, \" \",DB12, \"; \")","v":"26 °C Ansaugtemp; "},null,null,null,null,{"$f":"IF(DF13=1,DK9,DC7)","v":70},{"$f":"IF(DF13=1,DL9,DF13)","v":1.0512820512820513},{"$f":"IF(DF14=1,DM9,DC7)","v":70},{"$f":"IF(DF14=1,DN9,DF14)","v":0.68376068376068388},null,null,null,null,null,null,null,null,null,null,null,null,null,80,"%",null,{"$f":"CONCATENATE(EB12, \" \",EC12, \" \",EA12, \"; \")","v":"26 °C Ansaugtemp; "},null,null,null,null,{"$f":"IF(EE13=1,EJ9,EB7)","v":70},{"$f":"IF(EE13=1,EK9,EE13)","v":2.0615384615384618},{"$f":"IF(EE14=1,EL9,EB7)","v":70},{"$f":"IF(EE14=1,EM9,EE14)","v":0.95384615384615379},null,null,null,null,null,null,null,null,null,null,null,null,null,null,null,null,80,"%",null,{"$f":"CONCATENATE(FD12, \" \",FE12, \" \",FC12, \"; \")","v":"26 °C Ansaugtemp; "},null,null,null,null,{"$f":"IF(FG13=1,FL9,FD7)","v":70},{"$f":"IF(FG13=1,FM9,FG13)","v":1.9230769230769229},{"$f":"IF(FG14=1,FN9,FD7)","v":70},{"$f":"IF(FG14=1,FO9,FG14)","v":0.88461538461538458},null,null,null,null,null,null,null,null,null,null,null,null,null,80,"%",null,{"$f":"CONCATENATE(GC12, \" \",GD12, \" \",GB12, \"; \")","v":"26 °C Ansaugtemp; "},null,null,null,null,{"$f":"IF(GF13=1,GK9,GC7)","v":70},{"$f":"IF(GF13=1,GL9,GF13)","v":1.7851851851851852},{"$f":"IF(GF14=1,GM9,GC7)","v":70},{"$f":"IF(GF14=1,GN9,GF14)","v":0.82962962962962961},null,null,null,null,null,null,null,null,null,null,null,null,null,null,80,"%",null,{"$f":"CONCATENATE(HC12, \" \",HD12, \" \",HB12, \"; \")","v":"26 °C Ansaugtemp; "},null,null,null,null,{"$f":"IF(HF13=1,HK9,HC7)","v":70},{"$f":"IF(HF13=1,HL9,HF13)","v":1.66875},{"$f":"IF(HF14=1,HM9,HC7)","v":70},{"$f":"IF(HF14=1,HN9,HF14)","v":0.78125},null,null,null,null,null,null,null,null,null,null,null,null,null,null,80,"%",null,{"$f":"CONCATENATE(IC12, \" \",ID12, \" \",IB12, \"; \")","v":"26 °C Ansaugtemp; "},null,null,null,null,{"$f":"IF(IF13=1,IK9,IC7)","v":70},{"$f":"IF(IF13=1,IL9,IF13)","v":1.5833333333333333},{"$f":"IF(IF14=1,IM9,IC7)","v":70},{"$f":"IF(IF14=1,IN9,IF14)","v":0.75},null,null,null,null,null,null,null,null,null,null,null,null,null,null,80,"%",null,{"$f":"CONCATENATE(JC12, \" \",JD12, \" \",JB12, \"; \")","v":"26 °C Ansaugtemp; "},null,null,null,null,{"$f":"IF(JF13=1,JK9,JC7)","v":70},{"$f":"IF(JF13=1,JL9,JF13)","v":2.0757575757575757},{"$f":"IF(JF14=1,JM9,JC7)","v":70},{"$f":"IF(JF14=1,JN9,JF14)","v":0.96969696969696972},null,null,null,null,null,null,null,null,null,null,null,null,null,null,null,null,80,"%",null,{"$f":"CONCATENATE(KE12, \" \",KF12, \" \",KD12, \"; \")","v":"26 °C Ansaugtemp; "},null,null,null,null,{"$f":"IF(KH13=1,KM9,KE7)","v":70},{"$f":"IF(KH13=1,KN9,KH13)","v":2.018691588785047},{"$f":"IF(KH14=1,KO9,KE7)","v":70},{"$f":"IF(KH14=1,KP9,KH14)","v":0.93457943925233644},null,null,null,null,null,null,null,null,null,null,null,null,null,80,"%",null,{"$f":"CONCATENATE(LD12, \" \",LE12, \" \",LC12, \"; \")","v":"26 °C Ansaugtemp; "},null,null,null,null,{"$f":"IF(LG13=1,LL9,LD7)","v":70},{"$f":"IF(LG13=1,LM9,LG13)","v":1.9503546099290781},{"$f":"IF(LG14=1,LN9,LD7)","v":70},{"$f":"IF(LG14=1,LO9,LG14)","v":0.89361702127659581},null,null,null,null,null,null,null,null,null,null,null,null,null,null,80,"%",null,{"$f":"CONCATENATE(MD12, \" \",ME12, \" \",MC12, \"; \")","v":"26 °C Ansaugtemp; "},null,null,null,null,{"$f":"IF(MG13=1,ML9,MD7)","v":70},{"$f":"IF(MG13=1,MM9,MG13)","v":1.8823529411764708},{"$f":"IF(MG14=1,MN9,MD7)","v":70},{"$f":"IF(MG14=1,MO9,MG14)","v":0.85882352941176465},null,null,null,null,null,null,null,null,null,null,null,null,null,null,80,"%",null,{"$f":"CONCATENATE(ND12, \" \",NE12, \" \",NC12, \"; \")","v":"26 °C Ansaugtemp; "},null,null,null,null,{"$f":"IF(NG13=1,NL9,ND7)","v":70},{"$f":"IF(NG13=1,NM9,NG13)","v":1.8247422680412373},{"$f":"IF(NG14=1,NN9,ND7)","v":70},{"$f":"IF(NG14=1,NO9,NG14)","v":0.82989690721649489}]
[null,90,"%",null,{"$f":"CONCATENATE(E5,E6,E7,E8)","v":"6 °C Vorlauf; 70 kg/h Kühlwasser; 101 m³/h Volumenstrom; 26 °C Ansaugtemp; "},null,null,null,null,{"$f":"IF(F13=1,J10,B8)","v":80},{"$f":"IF(F13=1,K10,F13)","v":1.8360655737704921},{"$f":"IF(F14=1,L10,B8)","v":80},{"$f":"IF(F14=1,M10,F14)","v":0.73770491803278693},null,null,null,null,null,null,null,null,null,null,null,null,null,null,null,null,90,"%",null,{"$f":"CONCATENATE(AG5,AG6,AG7,AG8)","v":"6 °C Vorlauf; 70 kg/h Kühlwasser; 171 m³/h Volumenstrom; 26 °C Ansaugtemp; "},null,null,null,null,{"$f":"IF(AH13=1,AL10,AD8)","v":80},{"$f":"IF(AH13=1,AM10,AH13)","v":1.4597701149425288},{"$f":"IF(AH14=1,AN10,AD8)","v":80},{"$f":"IF(AH14=1,AO10,AH14)","v":0.5977011494252874},null,null,null,null,null,null,null,null,null,null,null,null,null,90,"%",null,{"$f":"CONCATENATE(BF5,BF6,BF7,BF8)","v":"6 °C Vorlauf; 70 kg/h Kühlwasser; 241 m³/h Volumenstrom; 26 °C Ansaugtemp; "},null,null,null,null,{"$f":"IF(BG13=1,BK10,BC8)","v":80},{"$f":"IF(BG13=1,BL10,BG13)","v":1.2843137254901962},{"$f":"IF(BG14=1,BM10,BC8)","v":80},{"$f":"IF(BG14=1,BN10,BG14)","v":0.55882352941176461},null,null,null,null,null,null,null,null,null,null,null,null,null,null,90,"%",null,{"$f":"CONCATENATE(CF5,CF6,CF7,CF8)","v":"6 °C Vorlauf; 70 kg/h Kühlwasser; 311 m³/h Volumenstrom; 26 °C Ansaugtemp; "},null,null,null,null,{"$f":"IF(CG13=1,CK10,CC8)","v":80},{"$f":"IF(CG13=1,CL10,CG13)","v":1.2072072072072071},{"$f":"IF(CG14=1,CM10,CC8)","v":80},{"$f":"IF(CG14=1,CN10,CG14)","v":0.55855855855855852},null,null,null,null,null,null,null,null,null,null,null,null,null,null,90,"%",null,{"$f":"CONCATENATE(DF5,DF6,DF7,DF8)","v":"6 °C Vorlauf; 70 kg/h Kühlwasser; 381 m³/h Volumenstrom; 26 °C Ansaugtemp; "},null,null,null,null,{"$f":"IF(DG13=1,DK10,DC8)","v":80},{"$f":"IF(DG13=1,DL10,DG13)","v":1.153846153846154},{"$f":"IF(DG14=1,DM10,DC8)","v":80},{"$f":"IF(DG14=1,DN10,DG14)","v":0.56410256410256421},null,null,null,null,null,null,null,null,null,null,null,null,null,90,"%",null,{"$f":"CONCATENATE(EE5,EE6,EE7,EE8)","v":"6 °C Vorlauf; 200 kg/h Kühlwasser; 101 m³/h Volumenstrom; 26 °C Ansaugtemp; "},null,null,null,null,{"$f":"IF(EF13=1,EJ10,EB8)","v":80},{"$f":"IF(EF13=1,EK10,EF13)","v":2.3230769230769228},{"$f":"IF(EF14=1,EL10,EB8)","v":80},{"$f":"IF(EF14=1,EM10,EF14)","v":0.95384615384615379},null,null,null,null,null,null,null,null,null,null,null,null,null,null,null,null,90,"%",null,{"$f":"CONCATENATE(FG5,FG6,FG7,FG8)","v":"6 °C Vorlauf; 200 kg/h Kühlwasser; 171 m³/h Volumenstrom; 26 °C Ansaugtemp; "},null,null,null,null,{"$f":"IF(FH13=1,FL10,FD8)","v":80},{"$f":"IF(FH13=1,FM10,FH13)","v":2.1634615384615383},{"$f":"IF(FH14=1,FN10,FD8)","v":80},{"$f":"IF(FH14=1,FO10,FH14)","v":0.86538461538461542},null,null,null,null,null,null,null,null,null,null,null,null,null,90,"%",null,{"$f":"CONCATENATE(GF5,GF6,GF7,GF8)","v":"6 °C Vorlauf; 200 kg/h Kühlwasser; 241 m³/h Volumenstrom; 26 °C Ansaugtemp; "},null,null,null,null,{"$f":"IF(GG13=1,GK10,GC8)","v":80},{"$f":"IF(GG13=1,GL10,GG13)","v":2},{"$f":"IF(GG14=1,GM10,GC8)","v":80},{"$f":"IF(GG14=1,GN10,GG14)","v":0.79259259259259263},null,null,null,null,null,null,null,null,null,null,null,null,null,null,90,"%",null,{"$f":"CONCATENATE(HF5,HF6,HF7,HF8)","v":"6 °C Vorlauf; 200 kg/h Kühlwasser; 311 m³/h Volumenstrom; 26 °C Ansaugtemp; "},null,null,null,null,{"$f":"IF(HG13=1,HK10,HC8)","v":80},{"$f":"IF(HG13=1,HL10,HG13)","v":1.8687500000000001},{"$f":"IF(HG14=1,HM10,HC8)","v":80},{"$f":"IF(HG14=1,HN10,HG14)","v":0.73124999999999996},null,null,null,null,null,null,null,null,null,null,null,null,null,null,90,"%",null,{"$f":"CONCATENATE(IF5,IF6,IF7,IF8)","v":"6 °C Vorlauf; 200 kg/h Kühlwasser; 381 m³/h Volumenstrom; 26 °C Ansaugtemp; "},null,null,null,null,{"$f":"IF(IG13=1,IK10,IC8)","v":80},{"$f":"IF(IG13=1,IL10,IG13)","v":1.7666666666666666},{"$f":"IF(IG14=1,IM10,IC8)","v":80},{"$f":"IF(IG14=1,IN10,IG14)","v":0.69444444444444442},null,null,null,null,null,null,null,null,null,null,null,null,null,null,90,"%",null,{"$f":"CONCATENATE(JF5,JF6,JF7,JF8)","v":"6 °C Vorlauf; 330 kg/h Kühlwasser; 101 m³/h Volumenstrom; 26 °C Ansaugtemp; "},null,null,null,null,{"$f":"IF(JG13=1,JK10,JC8)","v":80},{"$f":"IF(JG13=1,JL10,JG13)","v":2.3333333333333335},{"$f":"IF(JG14=1,JM10,JC8)","v":80},{"$f":"IF(JG14=1,JN10,JG14)","v":0.95454545454545447},null,null,null,null,null,null,null,null,null,null,null,null,null,null,null,null,90,"%",null,{"$f":"CONCATENATE(KH5,KH6,KH7,KH8)","v":"6 °C Vorlauf; 330 kg/h Kühlwasser; 171 m³/h Volumenstrom; 26 °C Ansaugtemp; "},null,null,null,null,{"$f":"IF(KI13=1,KM10,KE8)","v":80},{"$f":"IF(KI13=1,KN10,KI13)","v":2.2710280373831777},{"$f":"IF(KI14=1,KO10,KE8)","v":80},{"$f":"IF(KI14=1,KP10,KI14)","v":0.9158878504672896},null,null,null,null,null,null,null,null,null,null,null,null,null,90,"%",null,{"$f":"CONCATENATE(LG5,LG6,LG7,LG8)","v":"6 °C Vorlauf; 330 kg/h Kühlwasser; 241 m³/h Volumenstrom; 26 °C Ansaugtemp; "},null,null,null,null,{"$f":"IF(LH13=1,LL10,LD8)","v":80},{"$f":"IF(LH13=1,LM10,LH13)","v":2.1985815602836882},{"$f":"IF(LH14=1,LN10,LD8)","v":80},{"$f":"IF(LH14=1,LO10,LH14)","v":0.87234042553191493},null,null,null,null,null,null,null,null,null,null,null,null,null,null,90,"%",null,{"$f":"CONCATENATE(MG5,MG6,MG7,MG8)","v":"6 °C Vorlauf; 330 kg/h Kühlwasser; 311 m³/h Volumenstrom; 26 °C Ansaugtemp; "},null,null,null,null,{"$f":"IF(MH13=1,ML10,MD8)","v":80},{"$f":"IF(MH13=1,MM10,MH13)","v":2.111764705882353},{"$f":"IF(MH14=1,MN10,MD8)","v":80},{"$f":"IF(MH14=1,MO10,MH14)","v":0.82941176470588229},null,null,null,null,null,null,null,null,null,null,null,null,null,null,90,"%",null,{"$f":"CONCATENATE(NG5,NG6,NG7,NG8)","v":"6 °C Vorlauf; 330 kg/h Kühlwasser; 381 m³/h Volumenstrom; 26 °C Ansaugtemp; "},null,null,null,null,{"$f":"IF(NH13=1,NL10,ND8)","v":80},{"$f":"IF(NH13=1,NM10,NH13)","v":2.0463917525773199},{"$f":"IF(NH14=1,NN10,ND8)","v":80},{"$f":"IF(NH14=1,NO10,NH14)","v":0.79381443298969079}]
[null,99,"%",null,null,null,null,null,null,{"$f":"IF(G13=1,J11,B9)","v":90},{"$f":"IF(G13=1,K11,G13)","v":2.0327868852459017},{"$f":"IF(G14=1,L11,B9)","v":90},{"$f":"IF(G14=1,M11,G14)","v":0.68852459016393441},null,null,null,null,null,null,null,null,null,null,null,null,null,null,null,null,99,"%",null,null,null,null,null,null,{"$f":"IF(AI13=1,AL11,AD9)","v":90},{"$f":"IF(AI13=1,AM11,AI13)","v":1.5977011494252873},{"$f":"IF(AI14=1,AN11,AD9)","v":90},{"$f":"IF(AI14=1,AO11,AI14)","v":0.52873563218390807},null,null,null,null,null,null,null,null,null,null,null,null,null,99,"%",null,null,null,null,null,null,{"$f":"IF(BH13=1,BK11,BC9)","v":90},{"$f":"IF(BH13=1,BL11,BH13)","v":1.4019607843137254},{"$f":"IF(BH14=1,BM11,BC9)","v":90},{"$f":"IF(BH14=1,BN11,BH14)","v":0.47058823529411764},null,null,null,null,null,null,null,null,null,null,null,null,null,null,99,"%",null,null,null,null,null,null,{"$f":"IF(CH13=1,CK11,CC9)","v":90},{"$f":"IF(CH13=1,CL11,CH13)","v":1.3063063063063061},{"$f":"IF(CH14=1,CM11,CC9)","v":90},{"$f":"IF(CH14=1,CN11,CH14)","v":0.4504504504504504},null,null,null,null,null,null,null,null,null,null,null,null,null,null,99,"%",null,null,null,null,null,null,{"$f":"IF(DH13=1,DK11,DC9)","v":90},{"$f":"IF(DH13=1,DL11,DH13)","v":1.2478632478632479},{"$f":"IF(DH14=1,DM11,DC9)","v":90},{"$f":"IF(DH14=1,DN11,DH14)","v":0.44444444444444448},null,null,null,null,null,null,null,null,null,null,null,null,null,99,"%",null,null,null,null,null,null,{"$f":"IF(EG13=1,EJ11,EB9)","v":90},{"$f":"IF(EG13=1,EK11,EG13)","v":2.5846153846153843},{"$f":"IF(EG14=1,EL11,EB9)","v":90},{"$f":"IF(EG14=1,EM11,EG14)","v":0.93846153846153846},null,null,null,null,null,null,null,null,null,null,null,null,null,null,null,null,99,"%",null,null,null,null,null,null,{"$f":"IF(FI13=1,FL11,FD9)","v":90},{"$f":"IF(FI13=1,FM11,FI13)","v":2.4038461538461537},{"$f":"IF(FI14=1,FN11,FD9)","v":90},{"$f":"IF(FI14=1,FO11,FI14)","v":0.84615384615384615},null,null,null,null,null,null,null,null,null,null,null,null,null,99,"%",null,null,null,null,null,null,{"$f":"IF(GH13=1,GK11,GC9)","v":90},{"$f":"IF(GH13=1,GL11,GH13)","v":2.2222222222222219},{"$f":"IF(GH14=1,GM11,GC9)","v":90},{"$f":"IF(GH14=1,GN11,GH14)","v":0.75555555555555554},null,null,null,null,null,null,null,null,null,null,null,null,null,null,99,"%",null,null,null,null,null,null,{"$f":"IF(HH13=1,HK11,HC9)","v":90},{"$f":"IF(HH13=1,HL11,HH13)","v":2.0624999999999996},{"$f":"IF(HH14=1,HM11,HC9)","v":90},{"$f":"IF(HH14=1,HN11,HH14)","v":0.6875},null,null,null,null,null,null,null,null,null,null,null,null,null,null,99,"%",null,null,null,null,null,null,{"$f":"IF(IH13=1,IK11,IC9)","v":90},{"$f":"IF(IH13=1,IL11,IH13)","v":1.9444444444444444},{"$f":"IF(IH14=1,IM11,IC9)","v":90},{"$f":"IF(IH14=1,IN11,IH14)","v":0.6333333333333333},null,null,null,null,null,null,null,null,null,null,null,null,null,null,99,"%",null,null,null,null,null,null,{"$f":"IF(JH13=1,JK11,JC9)","v":90},{"$f":"IF(JH13=1,JL11,JH13)","v":2.5909090909090908},{"$f":"IF(JH14=1,JM11,JC9)","v":90},{"$f":"IF(JH14=1,JN11,JH14)","v":0.95454545454545447},null,null,null,null,null,null,null,null,null,null,null,null,null,null,null,null,99,"%",null,null,null,null,null,null,{"$f":"IF(KJ13=1,KM11,KE9)","v":90},{"$f":"IF(KJ13=1,KN11,KJ13)","v":2.5233644859813085},{"$f":"IF(KJ14=1,KO11,KE9)","v":90},{"$f":"IF(KJ14=1,KP11,KJ14)","v":0.90654205607476623},null,null,null,null,null,null,null,null,null,null,null,null,null,99,"%",null,null,null,null,null,null,{"$f":"IF(LI13=1,LL11,LD9)","v":90},{"$f":"IF(LI13=1,LM11,LI13)","v":2.4397163120567376},{"$f":"IF(LI14=1,LN11,LD9)","v":90},{"$f":"IF(LI14=1,LO11,LI14)","v":0.85106382978723405},null,null,null,null,null,null,null,null,null,null,null,null,null,null,99,"%",null,null,null,null,null,null,{"$f":"IF(MI13=1,ML11,MD9)","v":90},{"$f":"IF(MI13=1,MM11,MI13)","v":2.3470588235294119},{"$f":"IF(MI14=1,MN11,MD9)","v":90},{"$f":"IF(MI14=1,MO11,MI14)","v":0.8},null,null,null,null,null,null,null,null,null,null,null,null,null,null,99,"%",null,null,null,null,null,null,{"$f":"IF(NI13=1,NL11,ND9)","v":90},{"$f":"IF(NI13=1,NM11,NI13)","v":2.2680412371134024},{"$f":"IF(NI14=1,NN11,ND9)","v":90},{"$f":"IF(NI14=1,NO11,NI14)","v":0.75773195876288657}]
[null,{"$f":"ROUND(D11,0)","v":50},"%",{"$f":"VKL!$I$9","v":50},"rel Feuchte",null,null,null,null,{"$f":"IF(H13=1,J12,B10)","v":99},{"$f":"IF(H13=1,K12,H13)","v":2.1967213114754101},{"$f":"IF(H14=1,L12,B10)","v":99},{"$f":"IF(H14=1,M12,H14)","v":0.65573770491803285},null,null,null,null,null,null,null,null,null,null,null,null,null,null,null,null,{"$f":"ROUND(AF11,0)","v":50},"%",{"$f":"$D$11","v":50},"rel Feuchte",null,null,null,null,{"$f":"IF(AJ13=1,AL12,AD10)","v":99},{"$f":"IF(AJ13=1,AM12,AJ13)","v":1.7126436781609196},{"$f":"IF(AJ14=1,AN12,AD10)","v":99},{"$f":"IF(AJ14=1,AO12,AJ14)","v":0.47126436781609193},null,null,null,null,null,null,null,null,null,null,null,null,null,{"$f":"ROUND(BE11,0)","v":50},"%",{"$f":"$D$11","v":50},"rel Feuchte",null,null,null,null,{"$f":"IF(BI13=1,BK12,BC10)","v":99},{"$f":"IF(BI13=1,BL12,BI13)","v":1.5},{"$f":"IF(BI14=1,BM12,BC10)","v":99},{"$f":"IF(BI14=1,BN12,BI14)","v":0.40196078431372545},null,null,null,null,null,null,null,null,null,null,null,null,null,null,{"$f":"ROUND(CE11,0)","v":50},"%",{"$f":"$D$11","v":50},"rel Feuchte",null,null,null,null,{"$f":"IF(CI13=1,CK12,CC10)","v":99},{"$f":"IF(CI13=1,CL12,CI13)","v":1.4054054054054053},{"$f":"IF(CI14=1,CM12,CC10)","v":99},{"$f":"IF(CI14=1,CN12,CI14)","v":0.36036036036036034},null,null,null,null,null,null,null,null,null,null,null,null,null,null,{"$f":"ROUND(DE11,0)","v":50},"%",{"$f":"$D$11","v":50},"rel Feuchte",null,null,null,null,{"$f":"IF(DI13=1,DK12,DC10)","v":99},{"$f":"IF(DI13=1,DL12,DI13)","v":1.341880341880342},{"$f":"IF(DI14=1,DM12,DC10)","v":99},{"$f":"IF(DI14=1,DN12,DI14)","v":0.34188034188034194},null,null,null,null,null,null,null,null,null,null,null,null,null,{"$f":"ROUND(ED11,0)","v":50},"%",{"$f":"D11","v":50},"rel Feuchte",null,null,null,null,{"$f":"IF(EH13=1,EJ12,EB10)","v":99},{"$f":"IF(EH13=1,EK12,EH13)","v":2.8153846153846156},{"$f":"IF(EH14=1,EL12,EB10)","v":99},{"$f":"IF(EH14=1,EM12,EH14)","v":0.93846153846153846},null,null,null,null,null,null,null,null,null,null,null,null,null,null,null,null,{"$f":"ROUND(FF11,0)","v":50},"%",{"$f":"$D$11","v":50},"rel Feuchte",null,null,null,null,{"$f":"IF(FJ13=1,FL12,FD10)","v":99},{"$f":"IF(FJ13=1,FM12,FJ13)","v":2.6153846153846154},{"$f":"IF(FJ14=1,FN12,FD10)","v":99},{"$f":"IF(FJ14=1,FO12,FJ14)","v":0.82692307692307687},null,null,null,null,null,null,null,null,null,null,null,null,null,{"$f":"ROUND(GE11,0)","v":50},"%",{"$f":"$D$11","v":50},"rel Feuchte",null,null,null,null,{"$f":"IF(GI13=1,GK12,GC10)","v":99},{"$f":"IF(GI13=1,GL12,GI13)","v":2.4074074074074074},{"$f":"IF(GI14=1,GM12,GC10)","v":99},{"$f":"IF(GI14=1,GN12,GI14)","v":0.72592592592592586},null,null,null,null,null,null,null,null,null,null,null,null,null,null,{"$f":"ROUND(HE11,0)","v":50},"%",{"$f":"$D$11","v":50},"rel Feuchte",null,null,null,null,{"$f":"IF(HI13=1,HK12,HC10)","v":99},{"$f":"IF(HI13=1,HL12,HI13)","v":2.2312499999999997},{"$f":"IF(HI14=1,HM12,HC10)","v":99},{"$f":"IF(HI14=1,HN12,HI14)","v":0.64374999999999993},null,null,null,null,null,null,null,null,null,null,null,null,null,null,{"$f":"ROUND(IE11,0)","v":50},"%",{"$f":"$D$11","v":50},"rel Feuchte",null,null,null,null,{"$f":"IF(II13=1,IK12,IC10)","v":99},{"$f":"IF(II13=1,IL12,II13)","v":2.0999999999999996},{"$f":"IF(II14=1,IM12,IC10)","v":99},{"$f":"IF(II14=1,IN12,II14)","v":0.58333333333333337},null,null,null,null,null,null,null,null,null,null,null,null,null,null,{"$f":"ROUND(JE11,0)","v":50},"%",{"$f":"D11","v":50},"rel Feuchte",null,null,null,null,{"$f":"IF(JI13=1,JK12,JC10)","v":99},{"$f":"IF(JI13=1,JL12,JI13)","v":2.8333333333333335},{"$f":"IF(JI14=1,JM12,JC10)","v":99},{"$f":"IF(JI14=1,JN12,JI14)","v":0.95454545454545447},null,null,null,null,null,null,null,null,null,null,null,null,null,null,null,null,{"$f":"ROUND(KG11,0)","v":50},"%",{"$f":"$D$11","v":50},"rel Feuchte",null,null,null,null,{"$f":"IF(KK13=1,KM12,KE10)","v":99},{"$f":"IF(KK13=1,KN12,KK13)","v":2.7476635514018688},{"$f":"IF(KK14=1,KO12,KE10)","v":99},{"$f":"IF(KK14=1,KP12,KK14)","v":0.89719626168224287},null,null,null,null,null,null,null,null,null,null,null,null,null,{"$f":"ROUND(LF11,0)","v":50},"%",{"$f":"$D$11","v":50},"rel Feuchte",null,null,null,null,{"$f":"IF(LJ13=1,LL12,LD10)","v":99},{"$f":"IF(LJ13=1,LM12,LJ13)","v":2.6595744680851063},{"$f":"IF(LJ14=1,LN12,LD10)","v":99},{"$f":"IF(LJ14=1,LO12,LJ14)","v":0.82978723404255317},null,null,null,null,null,null,null,null,null,null,null,null,null,null,{"$f":"ROUND(MF11,0)","v":50},"%",{"$f":"$D$11","v":50},"rel Feuchte",null,null,null,null,{"$f":"IF(MJ13=1,ML12,MD10)","v":99},{"$f":"IF(MJ13=1,MM12,MJ13)","v":2.552941176470588},{"$f":"IF(MJ14=1,MN12,MD10)","v":99},{"$f":"IF(MJ14=1,MO12,MJ14)","v":0.77058823529411768},null,null,null,null,null,null,null,null,null,null,null,null,null,null,{"$f":"ROUND(NF11,0)","v":50},"%",{"$f":"$D$11","v":50},"rel Feuchte",null,null,null,null,{"$f":"IF(NJ13=1,NL12,ND10)","v":99},{"$f":"IF(NJ13=1,NM12,NJ13)","v":2.4690721649484537},{"$f":"IF(NJ14=1,NN12,ND10)","v":99},{"$f":"IF(NJ14=1,NO12,NJ14)","v":0.72680412371134018}]
["Ansaugtemp",{"$f":"ROUND(D12,0)","v":26},"°C",{"$f":"VKL!$I$6","v":26},"Ansaugtemperatur",null,null,null,null,null,null,100,1,null,null,null,null,null,null,null,null,null,null,null,null,null,null,null,"Ansaugtemp",{"$f":"ROUND(AF12,0)","v":26},"°C",{"$f":"$D$12","v":26},"Ansaugtemperatur",null,null,null,null,null,null,100,1,null,null,null,null,null,null,null,null,null,null,null,null,"Ansaugtemp",{"$f":"ROUND(BE12,0)","v":26},"°C",{"$f":"$D$12","v":26},"Ansaugtemperatur",null,null,null,null,null,null,100,1,null,null,null,null,null,null,null,null,null,null,null,null,null,"Ansaugtemp",{"$f":"ROUND(CE12,0)","v":26},"°C",{"$f":"$D$12","v":26},"Ansaugtemperatur",null,null,null,null,null,null,100,1,null,null,null,null,null,null,null,null,null,null,null,null,null,"Ansaugtemp",{"$f":"ROUND(DE12,0)","v":26},"°C",{"$f":"$D$12","v":26},"Ansaugtemperatur",null,null,null,null,null,null,100,1,null,null,null,null,null,null,null,null,null,null,null,null,"Ansaugtemp",{"$f":"ROUND(ED12,0)","v":26},"°C",{"$f":"D12","v":26},"Ansaugtemperatur",null,null,null,null,null,null,100,1,null,null,null,null,null,null,null,null,null,null,null,null,null,null,null,"Ansaugtemp",{"$f":"ROUND(FF12,0)","v":26},"°C",{"$f":"$D$12","v":26},"Ansaugtemperatur",null,null,null,null,null,null,100,1,null,null,null,null,null,null,null,null,null,null,null,null,"Ansaugtemp",{"$f":"ROUND(GE12,0)","v":26},"°C",{"$f":"$D$12","v":26},"Ansaugtemperatur",null,null,null,null,null,null,100,1,null,null,null,null,null,null,null,null,null,null,null,null,null,"Ansaugtemp",{"$f":"ROUND(HE12,0)","v":26},"°C",{"$f":"$D$12","v":26},"Ansaugtemperatur",null,null,null,null,null,null,100,1,null,null,null,null,null,null,null,null,null,null,null,null,null,"Ansaugtemp",{"$f":"ROUND(IE12,0)","v":26},"°C",{"$f":"$D$12","v":26},"Ansaugtemperatur",null,null,null,null,null,null,100,1,null,null,null,null,null,null,null,null,null,null,null,null,null,"Ansaugtemp",{"$f":"ROUND(JE12,0)","v":26},"°C",{"$f":"D12","v":26},"Ansaugtemperatur",null,null,null,null,null,null,100,1,null,null,null,null,null,null,null,null,null,null,null,null,null,null,null,"Ansaugtemp",{"$f":"ROUND(KG12,0)","v":26},"°C",{"$f":"$D$12","v":26},"Ansaugtemperatur",null,null,null,null,null,null,100,1,null,null,null,null,null,null,null,null,null,null,null,null,"Ansaugtemp",{"$f":"ROUND(LF12,0)","v":26},"°C",{"$f":"$D$12","v":26},"Ansaugtemperatur",null,null,null,null,null,null,100,1,null,null,null,null,null,null,null,null,null,null,null,null,null,"Ansaugtemp",{"$f":"ROUND(MF12,0)","v":26},"°C",{"$f":"$D$12","v":26},"Ansaugtemperatur",null,null,null,null,null,null,100,1,null,null,null,null,null,null,null,null,null,null,null,null,null,"Ansaugtemp",{"$f":"ROUND(NF12,0)","v":26},"°C",{"$f":"$D$12","v":26},"Ansaugtemperatur",null,null,null,null,null,null,100,1]
["Korrekturfaktor\n totale Leistung",{"$f":"INDEX($K$22:$K$12516,MATCH(B1&B2&B3&B4&B12,$A$22:$A$12516&$H$22:$H$12516&$C$22:$C$12516&$E$22:$E$12516&$D$22:$D$12516,0))","v":1},{"$f":"INDEX($K$22:$K$12516,MATCH(B1&B2&B3&B4&B12,$A$22:$A$12516&$H$22:$H$12516&$C$22:$C$12516&$E$22:$E$12516&$D$22:$D$12516,0))","v":1},{"$f":"INDEX($K$22:$K$12516,MATCH(B1&B2&B3&B6&B12,$A$22:$A$12516&$H$22:$H$12516&$C$22:$C$12516&$E$22:$E$12516&$D$22:$D$12516,0))","v":1.459016393442623},{"$f":"INDEX($K$22:$K$12516,MATCH(B1&B2&B3&B7&B12,$A$22:$A$12516&$H$22:$H$12516&$C$22:$C$12516&$E$22:$E$12516&$D$22:$D$12516,0))","v":1.6557377049180328},{"$f":"INDEX($K$22:$K$12516,MATCH(B1&B2&B3&B8&B12,$A$22:$A$12516&$H$22:$H$12516&$C$22:$C$12516&$E$22:$E$12516&$D$22:$D$12516,0))","v":1.8360655737704921},{"$f":"INDEX($K$22:$K$12516,MATCH(B1&B2&B3&B9&B12,$A$22:$A$12516&$H$22:$H$12516&$C$22:$C$12516&$E$22:$E$12516&$D$22:$D$12516,0))","v":2.0327868852459017},{"$f":"INDEX($K$22:$K$12516,MATCH(B1&B2&B3&B10&B12,$A$22:$A$12516&$H$22:$H$12516&$C$22:$C$12516&$E$22:$E$12516&$D$22:$D$12516,0))","v":2.1967213114754101},null,null,null,null,null,null,null,null,null,null,null,null,null,null,null,null,null,null,null,null,"Korrekturfaktor\n totale Leistung",{"$f":"INDEX($K$22:$K$12516,MATCH(AD1&AD2&AD3&AD4&AD12,$A$22:$A$12516&$H$22:$H$12516&$C$22:$C$12516&$E$22:$E$12516&$D$22:$D$12516,0))","v":1},{"$f":"INDEX($K$22:$K$12516,MATCH(AD1&AD2&AD3&AD4&AD12,$A$22:$A$12516&$H$22:$H$12516&$C$22:$C$12516&$E$22:$E$12516&$D$22:$D$12516,0))","v":1},{"$f":"INDEX($K$22:$K$12516,MATCH(AD1&AD2&AD3&AD6&AD12,$A$22:$A$12516&$H$22:$H$12516&$C$22:$C$12516&$E$22:$E$12516&$D$22:$D$12516,0))","v":1.1724137931034484},{"$f":"INDEX($K$22:$K$12516,MATCH(AD1&AD2&AD3&AD7&AD12,$A$22:$A$12516&$H$22:$H$12516&$C$22:$C$12516&$E$22:$E$12516&$D$22:$D$12516,0))","v":1.3218390804597699},{"$f":"INDEX($K$22:$K$12516,MATCH(AD1&AD2&AD3&AD8&AD12,$A$22:$A$12516&$H$22:$H$12516&$C$22:$C$12516&$E$22:$E$12516&$D$22:$D$12516,0))","v":1.4597701149425288},{"$f":"INDEX($K$22:$K$12516,MATCH(AD1&AD2&AD3&AD9&AD12,$A$22:$A$12516&$H$22:$H$12516&$C$22:$C$12516&$E$22:$E$12516&$D$22:$D$12516,0))","v":1.5977011494252873},{"$f":"INDEX($K$22:$K$12516,MATCH(AD1&AD2&AD3&AD10&AD12,$A$22:$A$12516&$H$22:$H$12516&$C$22:$C$12516&$E$22:$E$12516&$D$22:$D$12516,0))","v":1.7126436781609196},null,null,null,null,null,null,null,null,null,null,null,null,null,null,null,null,null,"Korrekturfaktor\n totale Leistung",{"$f":"INDEX($K$22:$K$12516,MATCH(BC1&BC2&BC3&BC4&BC12,$A$22:$A$12516&$H$22:$H$12516&$C$22:$C$12516&$E$22:$E$12516&$D$22:$D$12516,0))","v":1},{"$f":"INDEX($K$22:$K$12516,MATCH(BC1&BC2&BC3&BC4&BC12,$A$22:$A$12516&$H$22:$H$12516&$C$22:$C$12516&$E$22:$E$12516&$D$22:$D$12516,0))","v":1},{"$f":"INDEX($K$22:$K$12516,MATCH(BC1&BC2&BC3&BC6&BC12,$A$22:$A$12516&$H$22:$H$12516&$C$22:$C$12516&$E$22:$E$12516&$D$22:$D$12516,0))","v":1.0392156862745099},{"$f":"INDEX($K$22:$K$12516,MATCH(BC1&BC2&BC3&BC7&BC12,$A$22:$A$12516&$H$22:$H$12516&$C$22:$C$12516&$E$22:$E$12516&$D$22:$D$12516,0))","v":1.1666666666666665},{"$f":"INDEX($K$22:$K$12516,MATCH(BC1&BC2&BC3&BC8&BC12,$A$22:$A$12516&$H$22:$H$12516&$C$22:$C$12516&$E$22:$E$12516&$D$22:$D$12516,0))","v":1.2843137254901962},{"$f":"INDEX($K$22:$K$12516,MATCH(BC1&BC2&BC3&BC9&BC12,$A$22:$A$12516&$H$22:$H$12516&$C$22:$C$12516&$E$22:$E$12516&$D$22:$D$12516,0))","v":1.4019607843137254},{"$f":"INDEX($K$22:$K$12516,MATCH(BC1&BC2&BC3&BC10&BC12,$A$22:$A$12516&$H$22:$H$12516&$C$22:$C$12516&$E$22:$E$12516&$D$22:$D$12516,0))","v":1.5},null,null,null,null,null,null,null,null,null,null,null,null,null,null,null,null,null,null,"Korrekturfaktor\n totale Leistung",{"$f":"INDEX($K$22:$K$12516,MATCH(CC1&CC2&CC3&CC4&CC12,$A$22:$A$12516&$H$22:$H$12516&$C$22:$C$12516&$E$22:$E$12516&$D$22:$D$12516,0))","v":1},{"$f":"INDEX($K$22:$K$12516,MATCH(CC1&CC2&CC3&CC4&CC12,$A$22:$A$12516&$H$22:$H$12516&$C$22:$C$12516&$E$22:$E$12516&$D$22:$D$12516,0))","v":1},{"$f":"INDEX($K$22:$K$12516,MATCH(CC1&CC2&CC3&CC6&CC12,$A$22:$A$12516&$H$22:$H$12516&$C$22:$C$12516&$E$22:$E$12516&$D$22:$D$12516,0))","v":0.98198198198198194},{"$f":"INDEX($K$22:$K$12516,MATCH(CC1&CC2&CC3&CC7&CC12,$A$22:$A$12516&$H$22:$H$12516&$C$22:$C$12516&$E$22:$E$12516&$D$22:$D$12516,0))","v":1.0900900900900901},{"$f":"INDEX($K$22:$K$12516,MATCH(CC1&CC2&CC3&CC8&CC12,$A$22:$A$12516&$H$22:$H$12516&$C$22:$C$12516&$E$22:$E$12516&$D$22:$D$12516,0))","v":1.2072072072072071},{"$f":"INDEX($K$22:$K$12516,MATCH(CC1&CC2&CC3&CC9&CC12,$A$22:$A$12516&$H$22:$H$12516&$C$22:$C$12516&$E$22:$E$12516&$D$22:$D$12516,0))","v":1.3063063063063061},{"$f":"INDEX($K$22:$K$12516,MATCH(CC1&CC2&CC3&CC10&CC12,$A$22:$A$12516&$H$22:$H$12516&$C$22:$C$12516&$E$22:$E$12516&$D$22:$D$12516,0))","v":1.4054054054054053},null,null,null,null,null,null,null,null,null,null,null,null,null,null,null,null,null,null,"Korrekturfaktor\n totale Leistung",{"$f":"INDEX($K$22:$K$12516,MATCH(DC1&DC2&DC3&DC4&DC12,$A$22:$A$12516&$H$22:$H$12516&$C$22:$C$12516&$E$22:$E$12516&$D$22:$D$12516,0))","v":1},{"$f":"INDEX($K$22:$K$12516,MATCH(DC1&DC2&DC3&DC4&DC12,$A$22:$A$12516&$H$22:$H$12516&$C$22:$C$12516&$E$22:$E$12516&$D$22:$D$12516,0))","v":1},{"$f":"INDEX($K$22:$K$12516,MATCH(DC1&DC2&DC3&DC6&DC12,$A$22:$A$12516&$H$22:$H$12516&$C$22:$C$12516&$E$22:$E$12516&$D$22:$D$12516,0))","v":0.94017094017094027},{"$f":"INDEX($K$22:$K$12516,MATCH(DC1&DC2&DC3&DC7&DC12,$A$22:$A$12516&$H$22:$H$12516&$C$22:$C$12516&$E$22:$E$12516&$D$22:$D$12516,0))","v":1.0512820512820513},{"$f":"INDEX($K$22:$K$12516,MATCH(DC1&DC2&DC3&DC8&DC12,$A$22:$A$12516&$H$22:$H$12516&$C$22:$C$12516&$E$22:$E$12516&$D$22:$D$12516,0))","v":1.153846153846154},{"$f":"INDEX($K$22:$K$12516,MATCH(DC1&DC2&DC3&DC9&DC12,$A$22:$A$12516&$H$22:$H$12516&$C$22:$C$12516&$E$22:$E$12516&$D$22:$D$12516,0))","v":1.2478632478632479},{"$f":"INDEX($K$22:$K$12516,MATCH(DC1&DC2&DC3&DC10&DC12,$A$22:$A$12516&$H$22:$H$12516&$C$22:$C$12516&$E$22:$E$12516&$D$22:$D$12516,0))","v":1.341880341880342},null,null,null,null,null,null,null,null,null,null,null,null,null,null,null,null,null,"Korrekturfaktor\n totale Leistung",{"$f":"INDEX($K$22:$K$12516,MATCH(EB1&EB2&EB3&EB4&EB12,$A$22:$A$12516&$H$22:$H$12516&$C$22:$C$12516&$E$22:$E$12516&$D$22:$D$12516,0))","v":1},{"$f":"INDEX($K$22:$K$12516,MATCH(EB1&EB2&EB3&EB4&EB12,$A$22:$A$12516&$H$22:$H$12516&$C$22:$C$12516&$E$22:$E$12516&$D$22:$D$12516,0))","v":1},{"$f":"INDEX($K$22:$K$12516,MATCH(EB1&EB2&EB3&EB6&EB12,$A$22:$A$12516&$H$22:$H$12516&$C$22:$C$12516&$E$22:$E$12516&$D$22:$D$12516,0))","v":1.8153846153846152},{"$f":"INDEX($K$22:$K$12516,MATCH(EB1&EB2&EB3&EB7&EB12,$A$22:$A$12516&$H$22:$H$12516&$C$22:$C$12516&$E$22:$E$12516&$D$22:$D$12516,0))","v":2.0615384615384618},{"$f":"INDEX($K$22:$K$12516,MATCH(EB1&EB2&EB3&EB8&EB12,$A$22:$A$12516&$H$22:$H$12516&$C$22:$C$12516&$E$22:$E$12516&$D$22:$D$12516,0))","v":2.3230769230769228},{"$f":"INDEX($K$22:$K$12516,MATCH(EB1&EB2&EB3&EB9&EB12,$A$22:$A$12516&$H$22:$H$12516&$C$22:$C$12516&$E$22:$E$12516&$D$22:$D$12516,0))","v":2.5846153846153843},{"$f":"INDEX($K$22:$K$12516,MATCH(EB1&EB2&EB3&EB10&EB12,$A$22:$A$12516&$H$22:$H$12516&$C$22:$C$12516&$E$22:$E$12516&$D$22:$D$12516,0))","v":2.8153846153846156},null,null,null,null,null,null,null,null,null,null,null,null,null,null,null,null,null,null,null,null,"Korrekturfaktor\n totale Leistung",{"$f":"INDEX($K$22:$K$12516,MATCH(FD1&FD2&FD3&FD4&FD12,$A$22:$A$12516&$H$22:$H$12516&$C$22:$C$12516&$E$22:$E$12516&$D$22:$D$12516,0))","v":1},{"$f":"INDEX($K$22:$K$12516,MATCH(FD1&FD2&FD3&FD4&FD12,$A$22:$A$12516&$H$22:$H$12516&$C$22:$C$12516&$E$22:$E$12516&$D$22:$D$12516,0))","v":1},{"$f":"INDEX($K$22:$K$12516,MATCH(FD1&FD2&FD3&FD6&FD12,$A$22:$A$12516&$H$22:$H$12516&$C$22:$C$12516&$E$22:$E$12516&$D$22:$D$12516,0))","v":1.6826923076923077},{"$f":"INDEX($K$22:$K$12516,MATCH(FD1&FD2&FD3&FD7&FD12,$A$22:$A$12516&$H$22:$H$12516&$C$22:$C$12516&$E$22:$E$12516&$D$22:$D$12516,0))","v":1.9230769230769229},{"$f":"INDEX($K$22:$K$12516,MATCH(FD1&FD2&FD3&FD8&FD12,$A$22:$A$12516&$H$22:$H$12516&$C$22:$C$12516&$E$22:$E$12516&$D$22:$D$12516,0))","v":2.1634615384615383},{"$f":"INDEX($K$22:$K$12516,MATCH(FD1&FD2&FD3&FD9&FD12,$A$22:$A$12516&$H$22:$H$12516&$C$22:$C$12516&$E$22:$E$12516&$D$22:$D$12516,0))","v":2.4038461538461537},{"$f":"INDEX($K$22:$K$12516,MATCH(FD1&FD2&FD3&FD10&FD12,$A$22:$A$12516&$H$22:$H$12516&$C$22:$C$12516&$E$22:$E$12516&$D$22:$D$12516,0))","v":2.6153846153846154},null,null,null,null,null,null,null,null,null,null,null,null,null,null,null,null,null,"Korrekturfaktor\n totale Leistung",{"$f":"INDEX($K$22:$K$12516,MATCH(GC1&GC2&GC3&GC4&GC12,$A$22:$A$12516&$H$22:$H$12516&$C$22:$C$12516&$E$22:$E$12516&$D$22:$D$12516,0))","v":1},{"$f":"INDEX($K$22:$K$12516,MATCH(GC1&GC2&GC3&GC4&GC12,$A$22:$A$12516&$H$22:$H$12516&$C$22:$C$12516&$E$22:$E$12516&$D$22:$D$12516,0))","v":1},{"$f":"INDEX($K$22:$K$12516,MATCH(GC1&GC2&GC3&GC6&GC12,$A$22:$A$12516&$H$22:$H$12516&$C$22:$C$12516&$E$22:$E$12516&$D$22:$D$12516,0))","v":1.5703703703703704},{"$f":"INDEX($K$22:$K$12516,MATCH(GC1&GC2&GC3&GC7&GC12,$A$22:$A$12516&$H$22:$H$12516&$C$22:$C$12516&$E$22:$E$12516&$D$22:$D$12516,0))","v":1.7851851851851852},{"$f":"INDEX($K$22:$K$12516,MATCH(GC1&GC2&GC3&GC8&GC12,$A$22:$A$12516&$H$22:$H$12516&$C$22:$C$12516&$E$22:$E$12516&$D$22:$D$12516,0))","v":2},{"$f":"INDEX($K$22:$K$12516,MATCH(GC1&GC2&GC3&GC9&GC12,$A$22:$A$12516&$H$22:$H$12516&$C$22:$C$12516&$E$22:$E$12516&$D$22:$D$12516,0))","v":2.2222222222222219},{"$f":"INDEX($K$22:$K$12516,MATCH(GC1&GC2&GC3&GC10&GC12,$A$22:$A$12516&$H$22:$H$12516&$C$22:$C$12516&$E$22:$E$12516&$D$22:$D$12516,0))","v":2.4074074074074074},null,null,null,null,null,null,null,null,null,null,null,null,null,null,null,null,null,null,"Korrekturfaktor\n totale Leistung",{"$f":"INDEX($K$22:$K$12516,MATCH(HC1&HC2&HC3&HC4&HC12,$A$22:$A$12516&$H$22:$H$12516&$C$22:$C$12516&$E$22:$E$12516&$D$22:$D$12516,0))","v":1},{"$f":"INDEX($K$22:$K$12516,MATCH(HC1&HC2&HC3&HC4&HC12,$A$22:$A$12516&$H$22:$H$12516&$C$22:$C$12516&$E$22:$E$12516&$D$22:$D$12516,0))","v":1},{"$f":"INDEX($K$22:$K$12516,MATCH(HC1&HC2&HC3&HC6&HC12,$A$22:$A$12516&$H$22:$H$12516&$C$22:$C$12516&$E$22:$E$12516&$D$22:$D$12516,0))","v":1.46875},{"$f":"INDEX($K$22:$K$12516,MATCH(HC1&HC2&HC3&HC7&HC12,$A$22:$A$12516&$H$22:$H$12516&$C$22:$C$12516&$E$22:$E$12516&$D$22:$D$12516,0))","v":1.66875},{"$f":"INDEX($K$22:$K$12516,MATCH(HC1&HC2&HC3&HC8&HC12,$A$22:$A$12516&$H$22:$H$12516&$C$22:$C$12516&$E$22:$E$12516&$D$22:$D$12516,0))","v":1.8687500000000001},{"$f":"INDEX($K$22:$K$12516,MATCH(HC1&HC2&HC3&HC9&HC12,$A$22:$A$12516&$H$22:$H$12516&$C$22:$C$12516&$E$22:$E$12516&$D$22:$D$12516,0))","v":2.0624999999999996},{"$f":"INDEX($K$22:$K$12516,MATCH(HC1&HC2&HC3&HC10&HC12,$A$22:$A$12516&$H$22:$H$12516&$C$22:$C$12516&$E$22:$E$12516&$D$22:$D$12516,0))","v":2.2312499999999997},null,null,null,null,null,null,null,null,null,null,null,null,null,null,null,null,null,null,"Korrekturfaktor\n totale Leistung",{"$f":"INDEX($K$22:$K$12516,MATCH(IC1&IC2&IC3&IC4&IC12,$A$22:$A$12516&$H$22:$H$12516&$C$22:$C$12516&$E$22:$E$12516&$D$22:$D$12516,0))","v":1},{"$f":"INDEX($K$22:$K$12516,MATCH(IC1&IC2&IC3&IC4&IC12,$A$22:$A$12516&$H$22:$H$12516&$C$22:$C$12516&$E$22:$E$12516&$D$22:$D$12516,0))","v":1},{"$f":"INDEX($K$22:$K$12516,MATCH(IC1&IC2&IC3&IC6&IC12,$A$22:$A$12516&$H$22:$H$12516&$C$22:$C$12516&$E$22:$E$12516&$D$22:$D$12516,0))","v":1.3944444444444444},{"$f":"INDEX($K$22:$K$12516,MATCH(IC1&IC2&IC3&IC7&IC12,$A$22:$A$12516&$H$22:$H$12516&$C$22:$C$12516&$E$22:$E$12516&$D$22:$D$12516,0))","v":1.5833333333333333},{"$f":"INDEX($K$22:$K$12516,MATCH(IC1&IC2&IC3&IC8&IC12,$A$22:$A$12516&$H$22:$H$12516&$C$22:$C$12516&$E$22:$E$12516&$D$22:$D$12516,0))","v":1.7666666666666666},{"$f":"INDEX($K$22:$K$12516,MATCH(IC1&IC2&IC3&IC9&IC12,$A$22:$A$12516&$H$22:$H$12516&$C$22:$C$12516&$E$22:$E$12516&$D$22:$D$12516,0))","v":1.9444444444444444},{"$f":"INDEX($K$22:$K$12516,MATCH(IC1&IC2&IC3&IC10&IC12,$A$22:$A$12516&$H$22:$H$12516&$C$22:$C$12516&$E$22:$E$12516&$D$22:$D$12516,0))","v":2.0999999999999996},null,null,null,null,null,null,null,null,null,null,null,null,null,null,null,null,null,null,"Korrekturfaktor\n totale Leistung",{"$f":"INDEX($K$22:$K$12516,MATCH(JC1&JC2&JC3&JC4&JC12,$A$22:$A$12516&$H$22:$H$12516&$C$22:$C$12516&$E$22:$E$12516&$D$22:$D$12516,0))","v":1},{"$f":"INDEX($K$22:$K$12516,MATCH(JC1&JC2&JC3&JC4&JC12,$A$22:$A$12516&$H$22:$H$12516&$C$22:$C$12516&$E$22:$E$12516&$D$22:$D$12516,0))","v":1},{"$f":"INDEX($K$22:$K$12516,MATCH(JC1&JC2&JC3&JC6&JC12,$A$22:$A$12516&$H$22:$H$12516&$C$22:$C$12516&$E$22:$E$12516&$D$22:$D$12516,0))","v":1.8181818181818181},{"$f":"INDEX($K$22:$K$12516,MATCH(JC1&JC2&JC3&JC7&JC12,$A$22:$A$12516&$H$22:$H$12516&$C$22:$C$12516&$E$22:$E$12516&$D$22:$D$12516,0))","v":2.0757575757575757},{"$f":"INDEX($K$22:$K$12516,MATCH(JC1&JC2&JC3&JC8&JC12,$A$22:$A$12516&$H$22:$H$12516&$C$22:$C$12516&$E$22:$E$12516&$D$22:$D$12516,0))","v":2.3333333333333335},{"$f":"INDEX($K$22:$K$12516,MATCH(JC1&JC2&JC3&JC9&JC12,$A$22:$A$12516&$H$22:$H$12516&$C$22:$C$12516&$E$22:$E$12516&$D$22:$D$12516,0))","v":2.5909090909090908},{"$f":"INDEX($K$22:$K$12516,MATCH(JC1&JC2&JC3&JC10&JC12,$A$22:$A$12516&$H$22:$H$12516&$C$22:$C$12516&$E$22:$E$12516&$D$22:$D$12516,0))","v":2.8333333333333335},null,null,null,null,null,null,null,null,null,null,null,null,null,null,null,null,null,null,null,null,"Korrekturfaktor\n totale Leistung",{"$f":"INDEX($K$22:$K$12516,MATCH(KE1&KE2&KE3&KE4&KE12,$A$22:$A$12516&$H$22:$H$12516&$C$22:$C$12516&$E$22:$E$12516&$D$22:$D$12516,0))","v":1},{"$f":"INDEX($K$22:$K$12516,MATCH(KE1&KE2&KE3&KE4&KE12,$A$22:$A$12516&$H$22:$H$12516&$C$22:$C$12516&$E$22:$E$12516&$D$22:$D$12516,0))","v":1},{"$f":"INDEX($K$22:$K$12516,MATCH(KE1&KE2&KE3&KE6&KE12,$A$22:$A$12516&$H$22:$H$12516&$C$22:$C$12516&$E$22:$E$12516&$D$22:$D$12516,0))","v":1.7663551401869158},{"$f":"INDEX($K$22:$K$12516,MATCH(KE1&KE2&KE3&KE7&KE12,$A$22:$A$12516&$H$22:$H$12516&$C$22:$C$12516&$E$22:$E$12516&$D$22:$D$12516,0))","v":2.018691588785047},{"$f":"INDEX($K$22:$K$12516,MATCH(KE1&KE2&KE3&KE8&KE12,$A$22:$A$12516&$H$22:$H$12516&$C$22:$C$12516&$E$22:$E$12516&$D$22:$D$12516,0))","v":2.2710280373831777},{"$f":"INDEX($K$22:$K$12516,MATCH(KE1&KE2&KE3&KE9&KE12,$A$22:$A$12516&$H$22:$H$12516&$C$22:$C$12516&$E$22:$E$12516&$D$22:$D$12516,0))","v":2.5233644859813085},{"$f":"INDEX($K$22:$K$12516,MATCH(KE1&KE2&KE3&KE10&KE12,$A$22:$A$12516&$H$22:$H$12516&$C$22:$C$12516&$E$22:$E$12516&$D$22:$D$12516,0))","v":2.7476635514018688},null,null,null,null,null,null,null,null,null,null,null,null,null,null,null,null,null,"Korrekturfaktor\n totale Leistung",{"$f":"INDEX($K$22:$K$12516,MATCH(LD1&LD2&LD3&LD4&LD12,$A$22:$A$12516&$H$22:$H$12516&$C$22:$C$12516&$E$22:$E$12516&$D$22:$D$12516,0))","v":1},{"$f":"INDEX($K$22:$K$12516,MATCH(LD1&LD2&LD3&LD4&LD12,$A$22:$A$12516&$H$22:$H$12516&$C$22:$C$12516&$E$22:$E$12516&$D$22:$D$12516,0))","v":1},{"$f":"INDEX($K$22:$K$12516,MATCH(LD1&LD2&LD3&LD6&LD12,$A$22:$A$12516&$H$22:$H$12516&$C$22:$C$12516&$E$22:$E$12516&$D$22:$D$12516,0))","v":1.7092198581560285},{"$f":"INDEX($K$22:$K$12516,MATCH(LD1&LD2&LD3&LD7&LD12,$A$22:$A$12516&$H$22:$H$12516&$C$22:$C$12516&$E$22:$E$12516&$D$22:$D$12516,0))","v":1.9503546099290781},{"$f":"INDEX($K$22:$K$12516,MATCH(LD1&LD2&LD3&LD8&LD12,$A$22:$A$12516&$H$22:$H$12516&$C$22:$C$12516&$E$22:$E$12516&$D$22:$D$12516,0))","v":2.1985815602836882},{"$f":"INDEX($K$22:$K$12516,MATCH(LD1&LD2&LD3&LD9&LD12,$A$22:$A$12516&$H$22:$H$12516&$C$22:$C$12516&$E$22:$E$12516&$D$22:$D$12516,0))","v":2.4397163120567376},{"$f":"INDEX($K$22:$K$12516,MATCH(LD1&LD2&LD3&LD10&LD12,$A$22:$A$12516&$H$22:$H$12516&$C$22:$C$12516&$E$22:$E$12516&$D$22:$D$12516,0))","v":2.6595744680851063},null,null,null,null,null,null,null,null,null,null,null,null,null,null,null,null,null,null,"Korrekturfaktor\n totale Leistung",{"$f":"INDEX($K$22:$K$12516,MATCH(MD1&MD2&MD3&MD4&MD12,$A$22:$A$12516&$H$22:$H$12516&$C$22:$C$12516&$E$22:$E$12516&$D$22:$D$12516,0))","v":1},{"$f":"INDEX($K$22:$K$12516,MATCH(MD1&MD2&MD3&MD4&MD12,$A$22:$A$12516&$H$22:$H$12516&$C$22:$C$12516&$E$22:$E$12516&$D$22:$D$12516,0))","v":1},{"$f":"INDEX($K$22:$K$12516,MATCH(MD1&MD2&MD3&MD6&MD12,$A$22:$A$12516&$H$22:$H$12516&$C$22:$C$12516&$E$22:$E$12516&$D$22:$D$12516,0))","v":1.6470588235294117},{"$f":"INDEX($K$22:$K$12516,MATCH(MD1&MD2&MD3&MD7&MD12,$A$22:$A$12516&$H$22:$H$12516&$C$22:$C$12516&$E$22:$E$12516&$D$22:$D$12516,0))","v":1.8823529411764708},{"$f":"INDEX($K$22:$K$12516,MATCH(MD1&MD2&MD3&MD8&MD12,$A$22:$A$12516&$H$22:$H$12516&$C$22:$C$12516&$E$22:$E$12516&$D$22:$D$12516,0))","v":2.111764705882353},{"$f":"INDEX($K$22:$K$12516,MATCH(MD1&MD2&MD3&MD9&MD12,$A$22:$A$12516&$H$22:$H$12516&$C$22:$C$12516&$E$22:$E$12516&$D$22:$D$12516,0))","v":2.3470588235294119},{"$f":"INDEX($K$22:$K$12516,MATCH(MD1&MD2&MD3&MD10&MD12,$A$22:$A$12516&$H$22:$H$12516&$C$22:$C$12516&$E$22:$E$12516&$D$22:$D$12516,0))","v":2.552941176470588},null,null,null,null,null,null,null,null,null,null,null,null,null,null,null,null,null,null,"Korrekturfaktor\n totale Leistung",{"$f":"INDEX($K$22:$K$12516,MATCH(ND1&ND2&ND3&ND4&ND12,$A$22:$A$12516&$H$22:$H$12516&$C$22:$C$12516&$E$22:$E$12516&$D$22:$D$12516,0))","v":1},{"$f":"INDEX($K$22:$K$12516,MATCH(ND1&ND2&ND3&ND4&ND12,$A$22:$A$12516&$H$22:$H$12516&$C$22:$C$12516&$E$22:$E$12516&$D$22:$D$12516,0))","v":1},{"$f":"INDEX($K$22:$K$12516,MATCH(ND1&ND2&ND3&ND6&ND12,$A$22:$A$12516&$H$22:$H$12516&$C$22:$C$12516&$E$22:$E$12516&$D$22:$D$12516,0))","v":1.597938144329897},{"$f":"INDEX($K$22:$K$12516,MATCH(ND1&ND2&ND3&ND7&ND12,$A$22:$A$12516&$H$22:$H$12516&$C$22:$C$12516&$E$22:$E$12516&$D$22:$D$12516,0))","v":1.8247422680412373},{"$f":"INDEX($K$22:$K$12516,MATCH(ND1&ND2&ND3&ND8&ND12,$A$22:$A$12516&$H$22:$H$12516&$C$22:$C$12516&$E$22:$E$12516&$D$22:$D$12516,0))","v":2.0463917525773199},{"$f":"INDEX($K$22:$K$12516,MATCH(ND1&ND2&ND3&ND9&ND12,$A$22:$A$12516&$H$22:$H$12516&$C$22:$C$12516&$E$22:$E$12516&$D$22:$D$12516,0))","v":2.2680412371134024},{"$f":"INDEX($K$22:$K$12516,MATCH(ND1&ND2&ND3&ND10&ND12,$A$22:$A$12516&$H$22:$H$12516&$C$22:$C$12516&$E$22:$E$12516&$D$22:$D$12516,0))","v":2.4690721649484537}]
["Korrekturfaktor\nsensible Leistung",{"$f":"INDEX($L$19:$L$12516,MATCH(B1&B2&B3&B4&B12,$A$19:$A$12516&$H$19:$H$12516&$C$19:$C$12516&$E$19:$E$12516&$D$19:$D$12516,0))","v":1},{"$f":"INDEX($L$19:$L$12516,MATCH(B1&B2&B3&B5&B12,$A$19:$A$12516&$H$19:$H$12516&$C$19:$C$12516&$E$19:$E$12516&$D$19:$D$12516,0))","v":0.85245901639344268},{"$f":"INDEX($L$19:$L$12516,MATCH(B1&B2&B3&B6&B12,$A$19:$A$12516&$H$19:$H$12516&$C$19:$C$12516&$E$19:$E$12516&$D$19:$D$12516,0))","v":0.81967213114754101},{"$f":"INDEX($L$19:$L$12516,MATCH(B1&B2&B3&B7&B12,$A$19:$A$12516&$H$19:$H$12516&$C$19:$C$12516&$E$19:$E$12516&$D$19:$D$12516,0))","v":0.78688524590163933},{"$f":"INDEX($L$19:$L$12516,MATCH(B1&B2&B3&B8&B12,$A$19:$A$12516&$H$19:$H$12516&$C$19:$C$12516&$E$19:$E$12516&$D$19:$D$12516,0))","v":0.73770491803278693},{"$f":"INDEX($L$19:$L$12516,MATCH(B1&B2&B3&B9&B12,$A$19:$A$12516&$H$19:$H$12516&$C$19:$C$12516&$E$19:$E$12516&$D$19:$D$12516,0))","v":0.68852459016393441},{"$f":"INDEX($L$19:$L$12516,MATCH(B1&B2&B3&B10&B12,$A$19:$A$12516&$H$19:$H$12516&$C$19:$C$12516&$E$19:$E$12516&$D$19:$D$12516,0))","v":0.65573770491803285},null,"Polynom",null,null,null,null,null,null,null,null,null,null,null,null,null,null,null,null,null,null,"Korrekturfaktor\nsensible Leistung",{"$f":"INDEX($L$19:$L$12516,MATCH(AD1&AD2&AD3&AD4&AD12,$A$19:$A$12516&$H$19:$H$12516&$C$19:$C$12516&$E$19:$E$12516&$D$19:$D$12516,0))","v":1},{"$f":"INDEX($L$19:$L$12516,MATCH(AD1&AD2&AD3&AD5&AD12,$A$19:$A$12516&$H$19:$H$12516&$C$19:$C$12516&$E$19:$E$12516&$D$19:$D$12516,0))","v":0.81609195402298851},{"$f":"INDEX($L$19:$L$12516,MATCH(AD1&AD2&AD3&AD6&AD12,$A$19:$A$12516&$H$19:$H$12516&$C$19:$C$12516&$E$19:$E$12516&$D$19:$D$12516,0))","v":0.74712643678160917},{"$f":"INDEX($L$19:$L$12516,MATCH(AD1&AD2&AD3&AD7&AD12,$A$19:$A$12516&$H$19:$H$12516&$C$19:$C$12516&$E$19:$E$12516&$D$19:$D$12516,0))","v":0.66666666666666663},{"$f":"INDEX($L$19:$L$12516,MATCH(AD1&AD2&AD3&AD8&AD12,$A$19:$A$12516&$H$19:$H$12516&$C$19:$C$12516&$E$19:$E$12516&$D$19:$D$12516,0))","v":0.5977011494252874},{"$f":"INDEX($L$19:$L$12516,MATCH(AD1&AD2&AD3&AD9&AD12,$A$19:$A$12516&$H$19:$H$12516&$C$19:$C$12516&$E$19:$E$12516&$D$19:$D$12516,0))","v":0.52873563218390807},{"$f":"INDEX($L$19:$L$12516,MATCH(AD1&AD2&AD3&AD10&AD12,$A$19:$A$12516&$H$19:$H$12516&$C$19:$C$12516&$E$19:$E$12516&$D$19:$D$12516,0))","v":0.47126436781609193},null,"Polynom",null,null,null,null,null,null,null,null,null,null,null,null,null,null,null,"Korrekturfaktor\nsensible Leistung",{"$f":"INDEX($L$19:$L$12516,MATCH(BC1&BC2&BC3&BC4&BC12,$A$19:$A$12516&$H$19:$H$12516&$C$19:$C$12516&$E$19:$E$12516&$D$19:$D$12516,0))","v":1},{"$f":"INDEX($L$19:$L$12516,MATCH(BC1&BC2&BC3&BC5&BC12,$A$19:$A$12516&$H$19:$H$12516&$C$19:$C$12516&$E$19:$E$12516&$D$19:$D$12516,0))","v":0.84313725490196079},{"$f":"INDEX($L$19:$L$12516,MATCH(BC1&BC2&BC3&BC6&BC12,$A$19:$A$12516&$H$19:$H$12516&$C$19:$C$12516&$E$19:$E$12516&$D$19:$D$12516,0))","v":0.74509803921568629},{"$f":"INDEX($L$19:$L$12516,MATCH(BC1&BC2&BC3&BC7&BC12,$A$19:$A$12516&$H$19:$H$12516&$C$19:$C$12516&$E$19:$E$12516&$D$19:$D$12516,0))","v":0.6470588235294118},{"$f":"INDEX($L$19:$L$12516,MATCH(BC1&BC2&BC3&BC8&BC12,$A$19:$A$12516&$H$19:$H$12516&$C$19:$C$12516&$E$19:$E$12516&$D$19:$D$12516,0))","v":0.55882352941176461},{"$f":"INDEX($L$19:$L$12516,MATCH(BC1&BC2&BC3&BC9&BC12,$A$19:$A$12516&$H$19:$H$12516&$C$19:$C$12516&$E$19:$E$12516&$D$19:$D$12516,0))","v":0.47058823529411764},{"$f":"INDEX($L$19:$L$12516,MATCH(BC1&BC2&BC3&BC10&BC12,$A$19:$A$12516&$H$19:$H$12516&$C$19:$C$12516&$E$19:$E$12516&$D$19:$D$12516,0))","v":0.40196078431372545},null,"Polynom",null,null,null,null,null,null,null,null,null,null,null,null,null,null,null,null,"Korrekturfaktor\nsensible Leistung",{"$f":"INDEX($L$19:$L$12516,MATCH(CC1&CC2&CC3&CC4&CC12,$A$19:$A$12516&$H$19:$H$12516&$C$19:$C$12516&$E$19:$E$12516&$D$19:$D$12516,0))","v":1},{"$f":"INDEX($L$19:$L$12516,MATCH(CC1&CC2&CC3&CC5&CC12,$A$19:$A$12516&$H$19:$H$12516&$C$19:$C$12516&$E$19:$E$12516&$D$19:$D$12516,0))","v":1},{"$f":"INDEX($L$19:$L$12516,MATCH(CC1&CC2&CC3&CC6&CC12,$A$19:$A$12516&$H$19:$H$12516&$C$19:$C$12516&$E$19:$E$12516&$D$19:$D$12516,0))","v":0.77477477477477474},{"$f":"INDEX($L$19:$L$12516,MATCH(CC1&CC2&CC3&CC7&CC12,$A$19:$A$12516&$H$19:$H$12516&$C$19:$C$12516&$E$19:$E$12516&$D$19:$D$12516,0))","v":0.66666666666666663},{"$f":"INDEX($L$19:$L$12516,MATCH(CC1&CC2&CC3&CC8&CC12,$A$19:$A$12516&$H$19:$H$12516&$C$19:$C$12516&$E$19:$E$12516&$D$19:$D$12516,0))","v":0.55855855855855852},{"$f":"INDEX($L$19:$L$12516,MATCH(CC1&CC2&CC3&CC9&CC12,$A$19:$A$12516&$H$19:$H$12516&$C$19:$C$12516&$E$19:$E$12516&$D$19:$D$12516,0))","v":0.4504504504504504},{"$f":"INDEX($L$19:$L$12516,MATCH(CC1&CC2&CC3&CC10&CC12,$A$19:$A$12516&$H$19:$H$12516&$C$19:$C$12516&$E$19:$E$12516&$D$19:$D$12516,0))","v":0.36036036036036034},null,"Polynom",null,null,null,null,null,null,null,null,null,null,null,null,null,null,null,null,"Korrekturfaktor\nsensible Leistung",{"$f":"INDEX($L$19:$L$12516,MATCH(DC1&DC2&DC3&DC4&DC12,$A$19:$A$12516&$H$19:$H$12516&$C$19:$C$12516&$E$19:$E$12516&$D$19:$D$12516,0))","v":1},{"$f":"INDEX($L$19:$L$12516,MATCH(DC1&DC2&DC3&DC5&DC12,$A$19:$A$12516&$H$19:$H$12516&$C$19:$C$12516&$E$19:$E$12516&$D$19:$D$12516,0))","v":1},{"$f":"INDEX($L$19:$L$12516,MATCH(DC1&DC2&DC3&DC6&DC12,$A$19:$A$12516&$H$19:$H$12516&$C$19:$C$12516&$E$19:$E$12516&$D$19:$D$12516,0))","v":0.81196581196581197},{"$f":"INDEX($L$19:$L$12516,MATCH(DC1&DC2&DC3&DC7&DC12,$A$19:$A$12516&$H$19:$H$12516&$C$19:$C$12516&$E$19:$E$12516&$D$19:$D$12516,0))","v":0.68376068376068388},{"$f":"INDEX($L$19:$L$12516,MATCH(DC1&DC2&DC3&DC8&DC12,$A$19:$A$12516&$H$19:$H$12516&$C$19:$C$12516&$E$19:$E$12516&$D$19:$D$12516,0))","v":0.56410256410256421},{"$f":"INDEX($L$19:$L$12516,MATCH(DC1&DC2&DC3&DC9&DC12,$A$19:$A$12516&$H$19:$H$12516&$C$19:$C$12516&$E$19:$E$12516&$D$19:$D$12516,0))","v":0.44444444444444448},{"$f":"INDEX($L$19:$L$12516,MATCH(DC1&DC2&DC3&DC10&DC12,$A$19:$A$12516&$H$19:$H$12516&$C$19:$C$12516&$E$19:$E$12516&$D$19:$D$12516,0))","v":0.34188034188034194},null,"Polynom",null,null,null,null,null,null,null,null,null,null,null,null,null,null,null,"Korrekturfaktor\nsensible Leistung",{"$f":"INDEX($L$19:$L$12516,MATCH(EB1&EB2&EB3&EB4&EB12,$A$19:$A$12516&$H$19:$H$12516&$C$19:$C$12516&$E$19:$E$12516&$D$19:$D$12516,0))","v":1},{"$f":"INDEX($L$19:$L$12516,MATCH(EB1&EB2&EB3&EB5&EB12,$A$19:$A$12516&$H$19:$H$12516&$C$19:$C$12516&$E$19:$E$12516&$D$19:$D$12516,0))","v":0.96923076923076923},{"$f":"INDEX($L$19:$L$12516,MATCH(EB1&EB2&EB3&EB6&EB12,$A$19:$A$12516&$H$19:$H$12516&$C$19:$C$12516&$E$19:$E$12516&$D$19:$D$12516,0))","v":0.96923076923076923},{"$f":"INDEX($L$19:$L$12516,MATCH(EB1&EB2&EB3&EB7&EB12,$A$19:$A$12516&$H$19:$H$12516&$C$19:$C$12516&$E$19:$E$12516&$D$19:$D$12516,0))","v":0.95384615384615379},{"$f":"INDEX($L$19:$L$12516,MATCH(EB1&EB2&EB3&EB8&EB12,$A$19:$A$12516&$H$19:$H$12516&$C$19:$C$12516&$E$19:$E$12516&$D$19:$D$12516,0))","v":0.95384615384615379},{"$f":"INDEX($L$19:$L$12516,MATCH(EB1&EB2&EB3&EB9&EB12,$A$19:$A$12516&$H$19:$H$12516&$C$19:$C$12516&$E$19:$E$12516&$D$19:$D$12516,0))","v":0.93846153846153846},{"$f":"INDEX($L$19:$L$12516,MATCH(EB1&EB2&EB3&EB10&EB12,$A$19:$A$12516&$H$19:$H$12516&$C$19:$C$12516&$E$19:$E$12516&$D$19:$D$12516,0))","v":0.93846153846153846},null,"Polynom",null,null,null,null,null,null,null,null,null,null,null,null,null,null,null,null,null,null,"Korrekturfaktor\nsensible Leistung",{"$f":"INDEX($L$19:$L$12516,MATCH(FD1&FD2&FD3&FD4&FD12,$A$19:$A$12516&$H$19:$H$12516&$C$19:$C$12516&$E$19:$E$12516&$D$19:$D$12516,0))","v":1},{"$f":"INDEX($L$19:$L$12516,MATCH(FD1&FD2&FD3&FD5&FD12,$A$19:$A$12516&$H$19:$H$12516&$C$19:$C$12516&$E$19:$E$12516&$D$19:$D$12516,0))","v":0.9326923076923076},{"$f":"INDEX($L$19:$L$12516,MATCH(FD1&FD2&FD3&FD6&FD12,$A$19:$A$12516&$H$19:$H$12516&$C$19:$C$12516&$E$19:$E$12516&$D$19:$D$12516,0))","v":0.90384615384615374},{"$f":"INDEX($L$19:$L$12516,MATCH(FD1&FD2&FD3&FD7&FD12,$A$19:$A$12516&$H$19:$H$12516&$C$19:$C$12516&$E$19:$E$12516&$D$19:$D$12516,0))","v":0.88461538461538458},{"$f":"INDEX($L$19:$L$12516,MATCH(FD1&FD2&FD3&FD8&FD12,$A$19:$A$12516&$H$19:$H$12516&$C$19:$C$12516&$E$19:$E$12516&$D$19:$D$12516,0))","v":0.86538461538461542},{"$f":"INDEX($L$19:$L$12516,MATCH(FD1&FD2&FD3&FD9&FD12,$A$19:$A$12516&$H$19:$H$12516&$C$19:$C$12516&$E$19:$E$12516&$D$19:$D$12516,0))","v":0.84615384615384615},{"$f":"INDEX($L$19:$L$12516,MATCH(FD1&FD2&FD3&FD10&FD12,$A$19:$A$12516&$H$19:$H$12516&$C$19:$C$12516&$E$19:$E$12516&$D$19:$D$12516,0))","v":0.82692307692307687},null,"Polynom",null,null,null,null,null,null,null,null,null,null,null,null,null,null,null,"Korrekturfaktor\nsensible Leistung",{"$f":"INDEX($L$19:$L$12516,MATCH(GC1&GC2&GC3&GC4&GC12,$A$19:$A$12516&$H$19:$H$12516&$C$19:$C$12516&$E$19:$E$12516&$D$19:$D$12516,0))","v":1},{"$f":"INDEX($L$19:$L$12516,MATCH(GC1&GC2&GC3&GC5&GC12,$A$19:$A$12516&$H$19:$H$12516&$C$19:$C$12516&$E$19:$E$12516&$D$19:$D$12516,0))","v":0.89629629629629626},{"$f":"INDEX($L$19:$L$12516,MATCH(GC1&GC2&GC3&GC6&GC12,$A$19:$A$12516&$H$19:$H$12516&$C$19:$C$12516&$E$19:$E$12516&$D$19:$D$12516,0))","v":0.85925925925925917},{"$f":"INDEX($L$19:$L$12516,MATCH(GC1&GC2&GC3&GC7&GC12,$A$19:$A$12516&$H$19:$H$12516&$C$19:$C$12516&$E$19:$E$12516&$D$19:$D$12516,0))","v":0.82962962962962961},{"$f":"INDEX($L$19:$L$12516,MATCH(GC1&GC2&GC3&GC8&GC12,$A$19:$A$12516&$H$19:$H$12516&$C$19:$C$12516&$E$19:$E$12516&$D$19:$D$12516,0))","v":0.79259259259259263},{"$f":"INDEX($L$19:$L$12516,MATCH(GC1&GC2&GC3&GC9&GC12,$A$19:$A$12516&$H$19:$H$12516&$C$19:$C$12516&$E$19:$E$12516&$D$19:$D$12516,0))","v":0.75555555555555554},{"$f":"INDEX($L$19:$L$12516,MATCH(GC1&GC2&GC3&GC10&GC12,$A$19:$A$12516&$H$19:$H$12516&$C$19:$C$12516&$E$19:$E$12516&$D$19:$D$12516,0))","v":0.72592592592592586},null,"Polynom",null,null,null,null,null,null,null,null,null,null,null,null,null,null,null,null,"Korrekturfaktor\nsensible Leistung",{"$f":"INDEX($L$19:$L$12516,MATCH(HC1&HC2&HC3&HC4&HC12,$A$19:$A$12516&$H$19:$H$12516&$C$19:$C$12516&$E$19:$E$12516&$D$19:$D$12516,0))","v":1},{"$f":"INDEX($L$19:$L$12516,MATCH(HC1&HC2&HC3&HC5&HC12,$A$19:$A$12516&$H$19:$H$12516&$C$19:$C$12516&$E$19:$E$12516&$D$19:$D$12516,0))","v":0.87499999999999989},{"$f":"INDEX($L$19:$L$12516,MATCH(HC1&HC2&HC3&HC6&HC12,$A$19:$A$12516&$H$19:$H$12516&$C$19:$C$12516&$E$19:$E$12516&$D$19:$D$12516,0))","v":0.82499999999999996},{"$f":"INDEX($L$19:$L$12516,MATCH(HC1&HC2&HC3&HC7&HC12,$A$19:$A$12516&$H$19:$H$12516&$C$19:$C$12516&$E$19:$E$12516&$D$19:$D$12516,0))","v":0.78125},{"$f":"INDEX($L$19:$L$12516,MATCH(HC1&HC2&HC3&HC8&HC12,$A$19:$A$12516&$H$19:$H$12516&$C$19:$C$12516&$E$19:$E$12516&$D$19:$D$12516,0))","v":0.73124999999999996},{"$f":"INDEX($L$19:$L$12516,MATCH(HC1&HC2&HC3&HC9&HC12,$A$19:$A$12516&$H$19:$H$12516&$C$19:$C$12516&$E$19:$E$12516&$D$19:$D$12516,0))","v":0.6875},{"$f":"INDEX($L$19:$L$12516,MATCH(HC1&HC2&HC3&HC10&HC12,$A$19:$A$12516&$H$19:$H$12516&$C$19:$C$12516&$E$19:$E$12516&$D$19:$D$12516,0))","v":0.64374999999999993},null,"Polynom",null,null,null,null,null,null,null,null,null,null,null,null,null,null,null,null,"Korrekturfaktor\nsensible Leistung",{"$f":"INDEX($L$19:$L$12516,MATCH(IC1&IC2&IC3&IC4&IC12,$A$19:$A$12516&$H$19:$H$12516&$C$19:$C$12516&$E$19:$E$12516&$D$19:$D$12516,0))","v":1},{"$f":"INDEX($L$19:$L$12516,MATCH(IC1&IC2&IC3&IC5&IC12,$A$19:$A$12516&$H$19:$H$12516&$C$19:$C$12516&$E$19:$E$12516&$D$19:$D$12516,0))","v":0.86111111111111116},{"$f":"INDEX($L$19:$L$12516,MATCH(IC1&IC2&IC3&IC6&IC12,$A$19:$A$12516&$H$19:$H$12516&$C$19:$C$12516&$E$19:$E$12516&$D$19:$D$12516,0))","v":0.80555555555555547},{"$f":"INDEX($L$19:$L$12516,MATCH(IC1&IC2&IC3&IC7&IC12,$A$19:$A$12516&$H$19:$H$12516&$C$19:$C$12516&$E$19:$E$12516&$D$19:$D$12516,0))","v":0.75},{"$f":"INDEX($L$19:$L$12516,MATCH(IC1&IC2&IC3&IC8&IC12,$A$19:$A$12516&$H$19:$H$12516&$C$19:$C$12516&$E$19:$E$12516&$D$19:$D$12516,0))","v":0.69444444444444442},{"$f":"INDEX($L$19:$L$12516,MATCH(IC1&IC2&IC3&IC9&IC12,$A$19:$A$12516&$H$19:$H$12516&$C$19:$C$12516&$E$19:$E$12516&$D$19:$D$12516,0))","v":0.6333333333333333},{"$f":"INDEX($L$19:$L$12516,MATCH(IC1&IC2&IC3&IC10&IC12,$A$19:$A$12516&$H$19:$H$12516&$C$19:$C$12516&$E$19:$E$12516&$D$19:$D$12516,0))","v":0.58333333333333337},null,"Polynom",null,null,null,null,null,null,null,null,null,null,null,null,null,null,null,null,"Korrekturfaktor\nsensible Leistung",{"$f":"INDEX($L$19:$L$12516,MATCH(JC1&JC2&JC3&JC4&JC12,$A$19:$A$12516&$H$19:$H$12516&$C$19:$C$12516&$E$19:$E$12516&$D$19:$D$12516,0))","v":1},{"$f":"INDEX($L$19:$L$12516,MATCH(JC1&JC2&JC3&JC5&JC12,$A$19:$A$12516&$H$19:$H$12516&$C$19:$C$12516&$E$19:$E$12516&$D$19:$D$12516,0))","v":0.96969696969696972},{"$f":"INDEX($L$19:$L$12516,MATCH(JC1&JC2&JC3&JC6&JC12,$A$19:$A$12516&$H$19:$H$12516&$C$19:$C$12516&$E$19:$E$12516&$D$19:$D$12516,0))","v":0.96969696969696972},{"$f":"INDEX($L$19:$L$12516,MATCH(JC1&JC2&JC3&JC7&JC12,$A$19:$A$12516&$H$19:$H$12516&$C$19:$C$12516&$E$19:$E$12516&$D$19:$D$12516,0))","v":0.96969696969696972},{"$f":"INDEX($L$19:$L$12516,MATCH(JC1&JC2&JC3&JC8&JC12,$A$19:$A$12516&$H$19:$H$12516&$C$19:$C$12516&$E$19:$E$12516&$D$19:$D$12516,0))","v":0.95454545454545447},{"$f":"INDEX($L$19:$L$12516,MATCH(JC1&JC2&JC3&JC9&JC12,$A$19:$A$12516&$H$19:$H$12516&$C$19:$C$12516&$E$19:$E$12516&$D$19:$D$12516,0))","v":0.95454545454545447},{"$f":"INDEX($L$19:$L$12516,MATCH(JC1&JC2&JC3&JC10&JC12,$A$19:$A$12516&$H$19:$H$12516&$C$19:$C$12516&$E$19:$E$12516&$D$19:$D$12516,0))","v":0.95454545454545447},null,"Polynom",null,null,null,null,null,null,null,null,null,null,null,null,null,null,null,null,null,null,"Korrekturfaktor\nsensible Leistung",{"$f":"INDEX($L$19:$L$12516,MATCH(KE1&KE2&KE3&KE4&KE12,$A$19:$A$12516&$H$19:$H$12516&$C$19:$C$12516&$E$19:$E$12516&$D$19:$D$12516,0))","v":1},{"$f":"INDEX($L$19:$L$12516,MATCH(KE1&KE2&KE3&KE5&KE12,$A$19:$A$12516&$H$19:$H$12516&$C$19:$C$12516&$E$19:$E$12516&$D$19:$D$12516,0))","v":0.95327102803738317},{"$f":"INDEX($L$19:$L$12516,MATCH(KE1&KE2&KE3&KE6&KE12,$A$19:$A$12516&$H$19:$H$12516&$C$19:$C$12516&$E$19:$E$12516&$D$19:$D$12516,0))","v":0.94392523364485981},{"$f":"INDEX($L$19:$L$12516,MATCH(KE1&KE2&KE3&KE7&KE12,$A$19:$A$12516&$H$19:$H$12516&$C$19:$C$12516&$E$19:$E$12516&$D$19:$D$12516,0))","v":0.93457943925233644},{"$f":"INDEX($L$19:$L$12516,MATCH(KE1&KE2&KE3&KE8&KE12,$A$19:$A$12516&$H$19:$H$12516&$C$19:$C$12516&$E$19:$E$12516&$D$19:$D$12516,0))","v":0.9158878504672896},{"$f":"INDEX($L$19:$L$12516,MATCH(KE1&KE2&KE3&KE9&KE12,$A$19:$A$12516&$H$19:$H$12516&$C$19:$C$12516&$E$19:$E$12516&$D$19:$D$12516,0))","v":0.90654205607476623},{"$f":"INDEX($L$19:$L$12516,MATCH(KE1&KE2&KE3&KE10&KE12,$A$19:$A$12516&$H$19:$H$12516&$C$19:$C$12516&$E$19:$E$12516&$D$19:$D$12516,0))","v":0.89719626168224287},null,"Polynom",null,null,null,null,null,null,null,null,null,null,null,null,null,null,null,"Korrekturfaktor\nsensible Leistung",{"$f":"INDEX($L$19:$L$12516,MATCH(LD1&LD2&LD3&LD4&LD12,$A$19:$A$12516&$H$19:$H$12516&$C$19:$C$12516&$E$19:$E$12516&$D$19:$D$12516,0))","v":1},{"$f":"INDEX($L$19:$L$12516,MATCH(LD1&LD2&LD3&LD5&LD12,$A$19:$A$12516&$H$19:$H$12516&$C$19:$C$12516&$E$19:$E$12516&$D$19:$D$12516,0))","v":0.93617021276595758},{"$f":"INDEX($L$19:$L$12516,MATCH(LD1&LD2&LD3&LD6&LD12,$A$19:$A$12516&$H$19:$H$12516&$C$19:$C$12516&$E$19:$E$12516&$D$19:$D$12516,0))","v":0.91489361702127669},{"$f":"INDEX($L$19:$L$12516,MATCH(LD1&LD2&LD3&LD7&LD12,$A$19:$A$12516&$H$19:$H$12516&$C$19:$C$12516&$E$19:$E$12516&$D$19:$D$12516,0))","v":0.89361702127659581},{"$f":"INDEX($L$19:$L$12516,MATCH(LD1&LD2&LD3&LD8&LD12,$A$19:$A$12516&$H$19:$H$12516&$C$19:$C$12516&$E$19:$E$12516&$D$19:$D$12516,0))","v":0.87234042553191493},{"$f":"INDEX($L$19:$L$12516,MATCH(LD1&LD2&LD3&LD9&LD12,$A$19:$A$12516&$H$19:$H$12516&$C$19:$C$12516&$E$19:$E$12516&$D$19:$D$12516,0))","v":0.85106382978723405},{"$f":"INDEX($L$19:$L$12516,MATCH(LD1&LD2&LD3&LD10&LD12,$A$19:$A$12516&$H$19:$H$12516&$C$19:$C$12516&$E$19:$E$12516&$D$19:$D$12516,0))","v":0.82978723404255317},null,"Polynom",null,null,null,null,null,null,null,null,null,null,null,null,null,null,null,null,"Korrekturfaktor\nsensible Leistung",{"$f":"INDEX($L$19:$L$12516,MATCH(MD1&MD2&MD3&MD4&MD12,$A$19:$A$12516&$H$19:$H$12516&$C$19:$C$12516&$E$19:$E$12516&$D$19:$D$12516,0))","v":1},{"$f":"INDEX($L$19:$L$12516,MATCH(MD1&MD2&MD3&MD5&MD12,$A$19:$A$12516&$H$19:$H$12516&$C$19:$C$12516&$E$19:$E$12516&$D$19:$D$12516,0))","v":0.91764705882352948},{"$f":"INDEX($L$19:$L$12516,MATCH(MD1&MD2&MD3&MD6&MD12,$A$19:$A$12516&$H$19:$H$12516&$C$19:$C$12516&$E$19:$E$12516&$D$19:$D$12516,0))","v":0.88823529411764712},{"$f":"INDEX($L$19:$L$12516,MATCH(MD1&MD2&MD3&MD7&MD12,$A$19:$A$12516&$H$19:$H$12516&$C$19:$C$12516&$E$19:$E$12516&$D$19:$D$12516,0))","v":0.85882352941176465},{"$f":"INDEX($L$19:$L$12516,MATCH(MD1&MD2&MD3&MD8&MD12,$A$19:$A$12516&$H$19:$H$12516&$C$19:$C$12516&$E$19:$E$12516&$D$19:$D$12516,0))","v":0.82941176470588229},{"$f":"INDEX($L$19:$L$12516,MATCH(MD1&MD2&MD3&MD9&MD12,$A$19:$A$12516&$H$19:$H$12516&$C$19:$C$12516&$E$19:$E$12516&$D$19:$D$12516,0))","v":0.8},{"$f":"INDEX($L$19:$L$12516,MATCH(MD1&MD2&MD3&MD10&MD12,$A$19:$A$12516&$H$19:$H$12516&$C$19:$C$12516&$E$19:$E$12516&$D$19:$D$12516,0))","v":0.77058823529411768},null,"Polynom",null,null,null,null,null,null,null,null,null,null,null,null,null,null,null,null,"Korrekturfaktor\nsensible Leistung",{"$f":"INDEX($L$19:$L$12516,MATCH(ND1&ND2&ND3&ND4&ND12,$A$19:$A$12516&$H$19:$H$12516&$C$19:$C$12516&$E$19:$E$12516&$D$19:$D$12516,0))","v":1},{"$f":"INDEX($L$19:$L$12516,MATCH(ND1&ND2&ND3&ND5&ND12,$A$19:$A$12516&$H$19:$H$12516&$C$19:$C$12516&$E$19:$E$12516&$D$19:$D$12516,0))","v":0.90721649484536082},{"$f":"INDEX($L$19:$L$12516,MATCH(ND1&ND2&ND3&ND6&ND12,$A$19:$A$12516&$H$19:$H$12516&$C$19:$C$12516&$E$19:$E$12516&$D$19:$D$12516,0))","v":0.865979381443299},{"$f":"INDEX($L$19:$L$12516,MATCH(ND1&ND2&ND3&ND7&ND12,$A$19:$A$12516&$H$19:$H$12516&$C$19:$C$12516&$E$19:$E$12516&$D$19:$D$12516,0))","v":0.82989690721649489},{"$f":"INDEX($L$19:$L$12516,MATCH(ND1&ND2&ND3&ND8&ND12,$A$19:$A$12516&$H$19:$H$12516&$C$19:$C$12516&$E$19:$E$12516&$D$19:$D$12516,0))","v":0.79381443298969079},{"$f":"INDEX($L$19:$L$12516,MATCH(ND1&ND2&ND3&ND9&ND12,$A$19:$A$12516&$H$19:$H$12516&$C$19:$C$12516&$E$19:$E$12516&$D$19:$D$12516,0))","v":0.75773195876288657},{"$f":"INDEX($L$19:$L$12516,MATCH(ND1&ND2&ND3&ND10&ND12,$A$19:$A$12516&$H$19:$H$12516&$C$19:$C$12516&$E$19:$E$12516&$D$19:$D$12516,0))","v":0.72680412371134018},null,"Polynom"]
[null,null,null,null,null,null,null,null,"x=rel.Feuchte y=Korrektur Total",{"$f":"LINEST(K6:K11,J6:J11^{0,1},0,0)","v":1.8939996816807254E-2},0.3243142872300922,null,null,null,null,null,null,null,null,null,null,null,null,null,null,null,null,null,null,null,null,null,null,null,null,null,"x=rel.Feuchte y=Korrektur Total",{"$f":"LINEST(AM6:AM11,AL6:AL11^{0,1},0,0)","v":1.3927017073987283E-2},0.34071346203920649,null,null,null,null,null,null,null,null,null,null,null,null,null,null,null,null,null,null,null,null,null,null,"x=rel.Feuchte y=Korrektur Total",{"$f":"LINEST(BL6:BL11,BK6:BK11^{0,1},0,0)","v":1.1878926327812681E-2},0.3298242274255983,null,null,null,null,null,null,null,null,null,null,null,null,null,null,null,null,null,null,null,null,null,null,null,"x=rel.Feuchte y=Korrektur Total",{"$f":"LINEST(CL6:CL11,CK6:CK11^{0,1},0,0)","v":1.08667891192163E-2},0.3308527945421153,null,null,null,null,null,null,null,null,null,null,null,null,null,null,null,null,null,null,null,null,null,null,null,"x=rel.Feuchte y=Korrektur Total",{"$f":"LINEST(DL6:DL11,DK6:DK11^{0,1},0,0)","v":1.0266367936270853E-2},0.32715846541089233,null,null,null,null,null,null,null,null,null,null,null,null,null,null,null,null,null,null,null,null,null,null,"x=rel.Feuchte y=Korrektur Total",{"$f":"LINEST(EK6:EK11,EJ6:EJ11^{0,1},0,0)","v":2.5678864824495905E-2},0.27146427682349877,null,null,null,null,null,null,null,null,null,null,null,null,null,null,null,null,null,null,null,null,null,null,null,null,null,"x=rel.Feuchte y=Korrektur Total",{"$f":"LINEST(FM6:FM11,FL6:FL11^{0,1},0,0)","v":2.3954443614637794E-2},0.24601070450584989,null,null,null,null,null,null,null,null,null,null,null,null,null,null,null,null,null,null,null,null,null,null,"x=rel.Feuchte y=Korrektur Total",{"$f":"LINEST(GL6:GL11,GK6:GK11^{0,1},0,0)","v":2.1546206400575332E-2},0.27764113628191317,null,null,null,null,null,null,null,null,null,null,null,null,null,null,null,null,null,null,null,null,null,null,null,"x=rel.Feuchte y=Korrektur Total",{"$f":"LINEST(HL6:HL11,HK6:HK11^{0,1},0,0)","v":1.962864077669902E-2},0.29320064724919176,null,null,null,null,null,null,null,null,null,null,null,null,null,null,null,null,null,null,null,null,null,null,null,"x=rel.Feuchte y=Korrektur Total",{"$f":"LINEST(IL6:IL11,IK6:IK11^{0,1},0,0)","v":1.8155339805825236E-2},0.30833872707659177,null,null,null,null,null,null,null,null,null,null,null,null,null,null,null,null,null,null,null,null,null,null,null,"x=rel.Feuchte y=Korrektur Total",{"$f":"LINEST(JL6:JL11,JK6:JK11^{0,1},0,0)","v":2.5942924389526327E-2},0.26031577915073156,null,null,null,null,null,null,null,null,null,null,null,null,null,null,null,null,null,null,null,null,null,null,null,null,null,"x=rel.Feuchte y=Korrektur Total",{"$f":"LINEST(KN6:KN11,KM6:KM11^{0,1},0,0)","v":2.5184647491153258E-2},0.2556174575809817,null,null,null,null,null,null,null,null,null,null,null,null,null,null,null,null,null,null,null,null,null,null,"x=rel.Feuchte y=Korrektur Total",{"$f":"LINEST(LM6:LM11,LL6:LL11^{0,1},0,0)","v":2.4380637609309364E-2},0.24599233399894438,null,null,null,null,null,null,null,null,null,null,null,null,null,null,null,null,null,null,null,null,null,null,null,"x=rel.Feuchte y=Korrektur Total",{"$f":"LINEST(MM6:MM11,ML6:ML11^{0,1},0,0)","v":2.324614505996574E-2},0.25304245193222885,null,null,null,null,null,null,null,null,null,null,null,null,null,null,null,null,null,null,null,null,null,null,null,"x=rel.Feuchte y=Korrektur Total",{"$f":"LINEST(NM6:NM11,NL6:NL11^{0,1},0,0)","v":2.2324091682514258E-2},0.25956093817769349]
[null,null,null,null,null,null,null,null,"exponent",2,1,0,0,null,null,null,null,null,null,null,null,null,null,null,null,null,null,null,null,null,null,null,null,null,null,null,null,2,1,0,0,null,null,null,null,null,null,null,null,null,null,null,null,null,null,null,null,null,null,null,null,null,2,1,0,0,null,null,null,null,null,null,null,null,null,null,null,null,null,null,null,null,null,null,null,null,null,null,2,1,0,0,null,null,null,null,null,null,null,null,null,null,null,null,null,null,null,null,null,null,null,null,null,null,2,1,0,0,null,null,null,null,null,null,null,null,null,null,null,null,null,null,null,null,null,null,null,null,"exponent",2,1,0,0,null,null,null,null,null,null,null,null,null,null,null,null,null,null,null,null,null,null,null,null,null,null,null,null,2,1,0,0,null,null,null,null,null,null,null,null,null,null,null,null,null,null,null,null,null,null,null,null,null,2,1,0,0,null,null,null,null,null,null,null,null,null,null,null,null,null,null,null,null,null,null,null,null,null,null,2,1,0,0,null,null,null,null,null,null,null,null,null,null,null,null,null,null,null,null,null,null,null,null,null,null,2,1,0,0,null,null,null,null,null,null,null,null,null,null,null,null,null,null,null,null,null,null,null,null,null,"exponent",2,1,0,0,null,null,null,null,null,null,null,null,null,null,null,null,null,null,null,null,null,null,null,null,null,null,null,null,2,1,0,0,null,null,null,null,null,null,null,null,null,null,null,null,null,null,null,null,null,null,null,null,null,2,1,0,0,null,null,null,null,null,null,null,null,null,null,null,null,null,null,null,null,null,null,null,null,null,null,2,1,0,0,null,null,null,null,null,null,null,null,null,null,null,null,null,null,null,null,null,null,null,null,null,null,2,1,0,0]
["Korrekturfaktor\n totale Leistung",{"$f":"IF(ISNA(B13),1,IF(J15*B11+K15<1,1,J15*B11+K15))","v":1.271314128070455},{"$f":"IF(B17<1,1,B17)","v":1.271314128070455},null,null,null,null,null,"x=rel.Feuchte y=Korrektur Sensibel",{"$f":"LINEST(M5:M11,L5:L11^{0,1,2},0,0)","v":3.9809269270237094E-5},-1.043068104130305E-2,1.3057928308998443,0,null,null,null,null,null,null,null,null,null,null,null,null,null,null,null,"Korrekturfaktor\n totale Leistung",{"$f":"IF(ISNA(AD13),1,IF(AL15*AD11+AM15<1,1,AL15*AD11+AM15))","v":1.0370643157385706},{"$f":"IF(AD17<1,1,AD17)","v":1.0370643157385706},null,null,null,null,null,"x=rel.Feuchte y=Korrektur Sensibel",{"$f":"LINEST(AO5:AO11,AN5:AN11^{0,1,2},0,0)","v":1.0964660409026749E-4},-2.4621925506391557E-2,1.8474724431437384,0,null,null,null,null,null,null,null,null,null,null,null,null,"Korrekturfaktor\n totale Leistung",{"$f":"IF(ISNA(BC13),1,IF(BK15*BC11+BL15<1,1,BK15*BC11+BL15))","v":1},{"$f":"IF(BC17<1,1,BC17)","v":1},null,null,null,null,null,"x=rel.Feuchte y=Korrektur Sensibel",{"$f":"LINEST(BN5:BN11,BM5:BM11^{0,1,2},0,0)","v":4.7452139606538548E-5},-1.7863254451728136E-2,1.6955818841090347,0,null,null,null,null,null,null,null,null,null,null,null,null,null,"Korrekturfaktor\n totale Leistung",{"$f":"IF(ISNA(CC13),1,IF(CK15*CC11+CL15<1,1,CK15*CC11+CL15))","v":1},{"$f":"IF(CC17<1,1,CC17)","v":1},null,null,null,null,null,"x=rel.Feuchte y=Korrektur Sensibel",{"$f":"LINEST(CN5:CN11,CM5:CM11^{0,1,2},0,0)","v":8.4913363030809561E-5},-2.6039007342075527E-2,2.1040130845836251,0,null,null,null,null,null,null,null,null,null,null,null,null,null,"Korrekturfaktor\n totale Leistung",{"$f":"IF(ISNA(DC13),1,IF(DK15*DC11+DL15<1,1,DK15*DC11+DL15))","v":1},{"$f":"IF(DC17<1,1,DC17)","v":1},null,null,null,null,null,"x=rel.Feuchte y=Korrektur Sensibel",{"$f":"LINEST(DN5:DN11,DM5:DM11^{0,1,2},0,0)","v":-5.5015199114566558E-5},-5.200501615606856E-3,1.3749981285710098,0,null,null,null,null,null,null,null,null,null,null,null,null,"Korrekturfaktor\n totale Leistung",{"$f":"IF(ISNA(EB13),1,IF(EJ15*EB11+EK15<1,1,EJ15*EB11+EK15))","v":1.555407518048294},{"$f":"IF(EB17<1,1,EB17)","v":1.555407518048294},null,null,null,null,null,"x=rel.Feuchte y=Korrektur Sensibel",{"$f":"LINEST(EM5:EM11,EL5:EL11^{0,1,2},0,0)","v":5.4475020057077921E-6},-1.5591991243401175E-3,1.0386732506385381,0,null,null,null,null,null,null,null,null,null,null,null,null,null,null,null,"Korrekturfaktor\n totale Leistung",{"$f":"IF(ISNA(FD13),1,IF(FL15*FD11+FM15<1,1,FL15*FD11+FM15))","v":1.4437328852377396},{"$f":"IF(FD17<1,1,FD17)","v":1.4437328852377396},null,null,null,null,null,"x=rel.Feuchte y=Korrektur Sensibel",{"$f":"LINEST(FO5:FO11,FN5:FN11^{0,1,2},0,0)","v":1.7581600346540441E-5},-4.7696526827654562E-3,1.1304649051939686,0,null,null,null,null,null,null,null,null,null,null,null,null,"Korrekturfaktor\n totale Leistung",{"$f":"IF(ISNA(GC13),1,IF(GK15*GC11+GL15<1,1,GK15*GC11+GL15))","v":1.3549514563106797},{"$f":"IF(GC17<1,1,GC17)","v":1.3549514563106797},null,null,null,null,null,"x=rel.Feuchte y=Korrektur Sensibel",{"$f":"LINEST(GN5:GN11,GM5:GM11^{0,1,2},0,0)","v":2.3546914986590785E-5},-7.1404561110546176E-3,1.2067194302298443,0,null,null,null,null,null,null,null,null,null,null,null,null,null,"Korrekturfaktor\n totale Leistung",{"$f":"IF(ISNA(HC13),1,IF(HK15*HC11+HL15<1,1,HK15*HC11+HL15))","v":1.2746326860841428},{"$f":"IF(HC17<1,1,HC17)","v":1.2746326860841428},null,null,null,null,null,"x=rel.Feuchte y=Korrektur Sensibel",{"$f":"LINEST(HN5:HN11,HM5:HM11^{0,1,2},0,0)","v":3.4444136881951165E-5},-1.0041099503224857E-2,1.3076059296855886,0,null,null,null,null,null,null,null,null,null,null,null,null,null,"Korrekturfaktor\n totale Leistung",{"$f":"IF(ISNA(IC13),1,IF(IK15*IC11+IL15<1,1,IK15*IC11+IL15))","v":1.2161057173678536},{"$f":"IF(IC17<1,1,IC17)","v":1.2161057173678536},null,null,null,null,null,"x=rel.Feuchte y=Korrektur Sensibel",{"$f":"LINEST(IN5:IN11,IM5:IM11^{0,1,2},0,0)","v":3.9848229355328026E-5},-1.1937690266687935E-2,1.3825943655398383,0,null,null,null,null,null,null,null,null,null,null,null,null,null,"Korrekturfaktor\n totale Leistung",{"$f":"IF(ISNA(JC13),1,IF(JK15*JC11+JL15<1,1,JK15*JC11+JL15))","v":1.5574619986270479},{"$f":"IF(JC17<1,1,JC17)","v":1.5574619986270479},null,null,null,null,null,"x=rel.Feuchte y=Korrektur Sensibel",{"$f":"LINEST(JN5:JN11,JM5:JM11^{0,1,2},0,0)","v":8.3992456166749703E-6},-1.694749339279353E-3,1.0398091326832217,0,null,null,null,null,null,null,null,null,null,null,null,null,null,null,null,"Korrekturfaktor\n totale Leistung",{"$f":"IF(ISNA(KE13),1,IF(KM15*KE11+KN15<1,1,KM15*KE11+KN15))","v":1.5148498321386445},{"$f":"IF(KE17<1,1,KE17)","v":1.5148498321386445},null,null,null,null,null,"x=rel.Feuchte y=Korrektur Sensibel",{"$f":"LINEST(KP5:KP11,KO5:KO11^{0,1,2},0,0)","v":9.1503223696335735E-6},-2.6111714286360453E-3,1.0671410341629752,0,null,null,null,null,null,null,null,null,null,null,null,null,"Korrekturfaktor\n totale Leistung",{"$f":"IF(ISNA(LD13),1,IF(LL15*LD11+LM15<1,1,LL15*LD11+LM15))","v":1.4650242144644126},{"$f":"IF(LD17<1,1,LD17)","v":1.4650242144644126},null,null,null,null,null,"x=rel.Feuchte y=Korrektur Sensibel",{"$f":"LINEST(LO5:LO11,LN5:LN11^{0,1,2},0,0)","v":1.0134644514682948E-5},-3.7348238997473929E-3,1.1032655510515297,0,null,null,null,null,null,null,null,null,null,null,null,null,null,"Korrekturfaktor\n totale Leistung",{"$f":"IF(ISNA(MD13),1,IF(ML15*MD11+MM15<1,1,ML15*MD11+MM15))","v":1.4153497049305157},{"$f":"IF(MD17<1,1,MD17)","v":1.4153497049305157},null,null,null,null,null,"x=rel.Feuchte y=Korrektur Sensibel",{"$f":"LINEST(MO5:MO11,MN5:MN11^{0,1,2},0,0)","v":1.3438456479880729E-5},-5.0780023120543024E-3,1.1456621544269594,0,null,null,null,null,null,null,null,null,null,null,null,null,null,"Korrekturfaktor\n totale Leistung",{"$f":"IF(ISNA(ND13),1,IF(NL15*ND11+NM15<1,1,NL15*ND11+NM15))","v":1.3757655223034064},{"$f":"IF(ND17<1,1,ND17)","v":1.3757655223034064},null,null,null,null,null,"x=rel.Feuchte y=Korrektur Sensibel",{"$f":"LINEST(NO5:NO11,NN5:NN11^{0,1,2},0,0)","v":1.9026205007769638E-5},-6.5732592987532571E-3,1.1940407993376778,0]
["Korrekturfaktor\nsensible Leistung",{"$f":"IF(ISNA(B14),1,IF(J17*B11^J16+K17*B11^K16+L17*B11^L16+M17>1,1,J17*B11^J16+K17*B11^K16+L17*B11^L16+M17))","v":0.88378195201028453},{"$f":"IF(OR(B18>1,B17=1),1,B18)","v":0.88378195201028453},"wenn B17 größer 1 oder \nB16 =1 dann C17 = 1 sonst B17",null,null,null,null,"x=KorrekturTotal; y=rel.Feuchte",{"$f":"LINEST(J6:J11,K6:K11^{0,1},0,0)","v":52.790167749442446},-17.108794725104246,null,null,null,null,null,null,null,null,null,null,null,null,null,null,null,null,null,"Korrekturfaktor\nsensible Leistung",{"$f":"IF(ISNA(AD14),1,IF(AL17*AD11^AL16+AM17*AD11^AM16+AN17*AD11^AN16+AO17>1,1,AL17*AD11^AL16+AM17*AD11^AM16+AN17*AD11^AN16+AO17))","v":0.89049267804982934},{"$f":"IF(OR(AD18>1,AD17=1),1,AD18)","v":0.89049267804982934},"wenn B17 größer 1 oder \nB16 =1 dann C17 = 1 sonst B17",null,null,null,null,"x=KorrekturTotal; y=rel.Feuchte",{"$f":"LINEST(AL6:AL11,AM6:AM11^{0,1},0,0)","v":71.758900246739557},-24.40236164962996,null,null,null,null,null,null,null,null,null,null,null,null,null,null,"Korrekturfaktor\nsensible Leistung",{"$f":"IF(ISNA(BC14),1,IF(BK17*BC11^BK16+BL17*BC11^BL16+BM17*BC11^BM16+BN17>1,1,BK17*BC11^BK16+BL17*BC11^BL16+BM17*BC11^BM16+BN17))","v":0.92104951053897421},{"$f":"IF(OR(BC18>1,BC17=1),1,BC18)","v":1},"wenn B17 größer 1 oder \nB16 =1 dann C17 = 1 sonst B17",null,null,null,null,"x=KorrekturTotal; y=rel.Feuchte",{"$f":"LINEST(BK6:BK11,BL6:BL11^{0,1},0,0)","v":84.131124427211887},-27.701621431089261,null,null,null,null,null,null,null,null,null,null,null,null,null,null,null,"Korrekturfaktor\nsensible Leistung",{"$f":"IF(ISNA(CC14),1,IF(CK17*CC11^CK16+CL17*CC11^CL16+CM17*CC11^CM16+CN17>1,1,CK17*CC11^CK16+CL17*CC11^CL16+CM17*CC11^CM16+CN17))","v":1},{"$f":"IF(OR(CC18>1,CC17=1),1,CC18)","v":1},"wenn B17 größer 1 oder \nB16 =1 dann C17 = 1 sonst B17",null,null,null,null,"x=KorrekturTotal; y=rel.Feuchte",{"$f":"LINEST(CK6:CK11,CL6:CL11^{0,1},0,0)","v":91.986659551760965},-30.403415154749265,null,null,null,null,null,null,null,null,null,null,null,null,null,null,null,"Korrekturfaktor\nsensible Leistung",{"$f":"IF(ISNA(DC14),1,IF(DK17*DC11^DK16+DL17*DC11^DL16+DM17*DC11^DM16+DN17>1,1,DK17*DC11^DK16+DL17*DC11^DL16+DM17*DC11^DM16+DN17))","v":0.97743505000425057},{"$f":"IF(OR(DC18>1,DC17=1),1,DC18)","v":1},"wenn B17 größer 1 oder \nB16 =1 dann C17 = 1 sonst B17",null,null,null,null,"x=KorrekturTotal; y=rel.Feuchte",{"$f":"LINEST(DK6:DK11,DL6:DL11^{0,1},0,0)","v":97.340894826504126},-31.7952120505694,null,null,null,null,null,null,null,null,null,null,null,null,null,null,"Korrekturfaktor\nsensible Leistung",{"$f":"IF(ISNA(EB14),1,IF(EJ17*EB11^EJ16+EK17*EB11^EK16+EL17*EB11^EL16+EM17>1,1,EJ17*EB11^EJ16+EK17*EB11^EK16+EL17*EB11^EL16+EM17))","v":0.97433204943580176},{"$f":"IF(OR(EB18>1,EB17=1),1,EB18)","v":0.97433204943580176},"wenn B17 größer 1 oder \nB16 =1 dann C17 = 1 sonst B17",null,null,null,null,"x=KorrekturTotal; y=rel.Feuchte",{"$f":"LINEST(EJ6:EJ11,EK6:EK11^{0,1},0,0)","v":38.938394350492487},-10.562256086229388,null,null,null,null,null,null,null,null,null,null,null,null,null,null,null,null,null,"Korrekturfaktor\nsensible Leistung",{"$f":"IF(ISNA(FD14),1,IF(FL17*FD11^FL16+FM17*FD11^FM16+FN17*FD11^FN16+FO17>1,1,FL17*FD11^FL16+FM17*FD11^FM16+FN17*FD11^FN16+FO17))","v":0.93593627192204687},{"$f":"IF(OR(FD18>1,FD17=1),1,FD18)","v":0.93593627192204687},"wenn B17 größer 1 oder \nB16 =1 dann C17 = 1 sonst B17",null,null,null,null,"x=KorrekturTotal; y=rel.Feuchte",{"$f":"LINEST(FL6:FL11,FM6:FM11^{0,1},0,0)","v":41.745333194285109},-10.268745437480399,null,null,null,null,null,null,null,null,null,null,null,null,null,null,"Korrekturfaktor\nsensible Leistung",{"$f":"IF(ISNA(GC14),1,IF(GK17*GC11^GK16+GL17*GC11^GL16+GM17*GC11^GM16+GN17>1,1,GK17*GC11^GK16+GL17*GC11^GL16+GM17*GC11^GM16+GN17))","v":0.90856391214359045},{"$f":"IF(OR(GC18>1,GC17=1),1,GC18)","v":0.90856391214359045},"wenn B17 größer 1 oder \nB16 =1 dann C17 = 1 sonst B17",null,null,null,null,"x=KorrekturTotal; y=rel.Feuchte",{"$f":"LINEST(GK6:GK11,GL6:GL11^{0,1},0,0)","v":46.408573526711955},-12.879474940334134,null,null,null,null,null,null,null,null,null,null,null,null,null,null,null,"Korrekturfaktor\nsensible Leistung",{"$f":"IF(ISNA(HC14),1,IF(HK17*HC11^HK16+HL17*HC11^HL16+HM17*HC11^HM16+HN17>1,1,HK17*HC11^HK16+HL17*HC11^HL16+HM17*HC11^HM16+HN17))","v":0.89166129672922367},{"$f":"IF(OR(HC18>1,HC17=1),1,HC18)","v":0.89166129672922367},"wenn B17 größer 1 oder \nB16 =1 dann C17 = 1 sonst B17",null,null,null,null,"x=KorrekturTotal; y=rel.Feuchte",{"$f":"LINEST(HK6:HK11,HL6:HL11^{0,1},0,0)","v":50.93838986943117},-14.923797651072823,null,null,null,null,null,null,null,null,null,null,null,null,null,null,null,"Korrekturfaktor\nsensible Leistung",{"$f":"IF(ISNA(IC14),1,IF(IK17*IC11^IK16+IL17*IC11^IL16+IM17*IC11^IM16+IN17>1,1,IK17*IC11^IK16+IL17*IC11^IL16+IM17*IC11^IM16+IN17))","v":0.88533042559376163},{"$f":"IF(OR(IC18>1,IC17=1),1,IC18)","v":0.88533042559376163},"wenn B17 größer 1 oder \nB16 =1 dann C17 = 1 sonst B17",null,null,null,null,"x=KorrekturTotal; y=rel.Feuchte",{"$f":"LINEST(IK6:IK11,IL6:IL11^{0,1},0,0)","v":55.065983204275284},-16.959210382811648,null,null,null,null,null,null,null,null,null,null,null,null,null,null,null,"Korrekturfaktor\nsensible Leistung",{"$f":"IF(ISNA(JC14),1,IF(JK17*JC11^JK16+JL17*JC11^JL16+JM17*JC11^JM16+JN17>1,1,JK17*JC11^JK16+JL17*JC11^JL16+JM17*JC11^JM16+JN17))","v":0.97606977976094145},{"$f":"IF(OR(JC18>1,JC17=1),1,JC18)","v":0.97606977976094145},"wenn B17 größer 1 oder \nB16 =1 dann C17 = 1 sonst B17",null,null,null,null,"x=KorrekturTotal; y=rel.Feuchte",{"$f":"LINEST(JK6:JK11,JL6:JL11^{0,1},0,0)","v":38.543953375424955},-10.02922866351711,null,null,null,null,null,null,null,null,null,null,null,null,null,null,null,null,null,"Korrekturfaktor\nsensible Leistung",{"$f":"IF(ISNA(KE14),1,IF(KM17*KE11^KM16+KN17*KE11^KN16+KO17*KE11^KO16+KP17>1,1,KM17*KE11^KM16+KN17*KE11^KN16+KO17*KE11^KO16+KP17))","v":0.95945826865525685},{"$f":"IF(OR(KE18>1,KE17=1),1,KE18)","v":0.95945826865525685},"wenn B17 größer 1 oder \nB16 =1 dann C17 = 1 sonst B17",null,null,null,null,"x=KorrekturTotal; y=rel.Feuchte",{"$f":"LINEST(KM6:KM11,KN6:KN11^{0,1},0,0)","v":39.706561848227203},-10.149366276271531,null,null,null,null,null,null,null,null,null,null,null,null,null,null,"Korrekturfaktor\nsensible Leistung",{"$f":"IF(ISNA(LD14),1,IF(LL17*LD11^LL16+LM17*LD11^LM16+LN17*LD11^LN16+LO17>1,1,LL17*LD11^LL16+LM17*LD11^LM16+LN17*LD11^LN16+LO17))","v":0.94186096735086744},{"$f":"IF(OR(LD18>1,LD17=1),1,LD18)","v":0.94186096735086744},"wenn B17 größer 1 oder \nB16 =1 dann C17 = 1 sonst B17",null,null,null,null,"x=KorrekturTotal; y=rel.Feuchte",{"$f":"LINEST(LL6:LL11,LM6:LM11^{0,1},0,0)","v":41.015598299960573},-10.088485299916789,null,null,null,null,null,null,null,null,null,null,null,null,null,null,null,"Korrekturfaktor\nsensible Leistung",{"$f":"IF(ISNA(MD14),1,IF(ML17*MD11^ML16+MM17*MD11^MM16+MN17*MD11^MN16+MO17>1,1,ML17*MD11^ML16+MM17*MD11^MM16+MN17*MD11^MN16+MO17))","v":0.9253581800239461},{"$f":"IF(OR(MD18>1,MD17=1),1,MD18)","v":0.9253581800239461},"wenn B17 größer 1 oder \nB16 =1 dann C17 = 1 sonst B17",null,null,null,null,"x=KorrekturTotal; y=rel.Feuchte",{"$f":"LINEST(ML6:ML11,MM6:MM11^{0,1},0,0)","v":43.017141341467465},-10.883840058353524,null,null,null,null,null,null,null,null,null,null,null,null,null,null,null,"Korrekturfaktor\nsensible Leistung",{"$f":"IF(ISNA(ND14),1,IF(NL17*ND11^NL16+NM17*ND11^NM16+NN17*ND11^NN16+NO17>1,1,NL17*ND11^NL16+NM17*ND11^NM16+NN17*ND11^NN16+NO17))","v":0.91294334691943901},{"$f":"IF(OR(ND18>1,ND17=1),1,ND18)","v":0.91294334691943901},"wenn B17 größer 1 oder \nB16 =1 dann C17 = 1 sonst B17",null,null,null,null,"x=KorrekturTotal; y=rel.Feuchte",{"$f":"LINEST(NL6:NL11,NM6:NM11^{0,1},0,0)","v":44.793948763250867},-11.625552120141299]
[]
[]
["TWI [°C]","TWO [°C]","QA [m³/h]","TAI [°C]","UR [%]","PT [kW]","PS [kW]","m [kg/h]","Kondensat ja/nein","Total Basis (trocken)","Faktor Total","Faktor Sensibel"]
[3,9.9,101,21,1,0.56000000000000005,0.56000000000000005,70,{"$f":"IF(F22<>G22,1,0)","v":0},{"$f":"IF(F22/G22=1,F22,J21)","v":0.56000000000000005},{"$f":"F22/J22","v":1},{"$f":"G22/J22","v":1},null,"Volumenstrom","Korrekturfaktor\n totale Leistung","Korrekturfaktor\nsensible Leistung","Koeffizienten \nTotal","exponent","Koeffizienten \nSensibel","exponent",null,null,null,null,null,null,null,null,null,null,null,null,null,null,null,null,null,null,null,null,null,null,null,null,null,null,null,null,null,null,null,null,null,null,null,null,null,null,null,null,null,null,null,null,null,null,null,null,null,null,null,null,null,null,null,null,null,null,null,null,null,null,null,null,null,null,null,null,null,null,null,null,null,null,null,null,null,null,null,null,null,null,null,null,null,null,null,null,null,null,null,null,null,null,null,null,null,null,null,null,null,null,null,null,null,null,null,null,null,null,null,null,null,null,null,null,null,null,null,null,null,null,null,"Volumenstrom","Korrekturfaktor\n totale Leistung","Korrekturfaktor\nsensible Leistung","Koeffizienten \nTotal","exponent","Koeffizienten \nSensibel","exponent",null,null,null,null,null,null,null,null,null,null,null,null,null,null,null,null,null,null,null,null,null,null,null,null,null,null,null,null,null,null,null,null,null,null,null,null,null,null,null,null,null,null,null,null,null,null,null,null,null,null,null,null,null,null,null,null,null,null,null,null,null,null,null,null,null,null,null,null,null,null,null,null,null,null,null,null,null,null,null,null,null,null,null,null,null,null,null,null,null,null,null,null,null,null,null,null,null,null,null,null,null,null,null,null,null,null,null,null,null,null,null,null,null,null,null,null,null,null,null,null,null,null,null,null,"Volumenstrom","Korrekturfaktor\n totale Leistung","Korrekturfaktor\nsensible Leistung","Koeffizienten \nTotal","exponent","Koeffizienten \nSensibel","exponent"]
[3,11.1,101,21,50,0.66,0.5,70,1,{"$f":"IF(F23/G23=1,F23,J22)","v":0.56000000000000005},1.1785714285714286,{"$f":"G23/J23","v":0.89285714285714279},null,{"$f":"B3","v":101},{"$f":"C17","v":1.271314128070455},{"$f":"C18","v":0.88378195201028453},{"$f":"TRANSPOSE(LINEST(O23:O27,N23:N27^{0,1,2,3},0,0))","v":-4.7907069143175871E-8},3,{"$f":"TRANSPOSE(LINEST(P23:P27,N23:N27^{0,1,2,3},0,0))","v":-2.4974877529306353E-8},3,"a",null,null,null,null,null,null,null,null,null,null,null,null,null,null,null,null,null,null,null,null,null,null,null,null,null,null,null,null,null,null,null,null,null,null,null,null,null,null,null,null,null,null,null,null,null,null,null,null,null,null,null,null,null,null,null,null,null,null,null,null,null,null,null,null,null,null,null,null,null,null,null,null,null,null,null,null,null,null,null,null,null,null,null,null,null,null,null,null,null,null,null,null,null,null,null,null,null,null,null,null,null,null,null,null,null,null,null,null,null,null,null,null,null,null,null,null,null,null,null,null,null,null,{"$f":"EB3","v":101},{"$f":"EC17","v":1.555407518048294},{"$f":"EC18","v":0.97433204943580176},{"$f":"TRANSPOSE(LINEST(EO23:EO27,EN23:EN27^{0,1,2,3},0,0))","v":-2.6759046969047628E-10},3,{"$f":"TRANSPOSE(LINEST(EP23:EP27,EN23:EN27^{0,1,2,3},0,0))","v":-1.0973601953173772E-10},3,"a",null,null,null,null,null,null,null,null,null,null,null,null,null,null,null,null,null,null,null,null,null,null,null,null,null,null,null,null,null,null,null,null,null,null,null,null,null,null,null,null,null,null,null,null,null,null,null,null,null,null,null,null,null,null,null,null,null,null,null,null,null,null,null,null,null,null,null,null,null,null,null,null,null,null,null,null,null,null,null,null,null,null,null,null,null,null,null,null,null,null,null,null,null,null,null,null,null,null,null,null,null,null,null,null,null,null,null,null,null,null,null,null,null,null,null,null,null,null,null,null,null,null,null,{"$f":"JC3","v":101},{"$f":"JD17","v":1.5574619986270479},{"$f":"JD18","v":0.97606977976094145},{"$f":"TRANSPOSE(LINEST(JP23:JP27,JO23:JO27^{0,1,2,3},0,0))","v":4.2040277192945797E-9},3,{"$f":"TRANSPOSE(LINEST(JQ23:JQ27,JO23:JO27^{0,1,2,3},0,0))","v":1.2326881489601077E-9},3,"a"]
[3,12.2,101,21,60,0.75,0.48,70,1,{"$f":"IF(F24/G24=1,F24,J23)","v":0.56000000000000005},1.3392857142857142,0.85714285714285698,null,{"$f":"AD3","v":171},{"$f":"AE17","v":1.0370643157385706},{"$f":"AE18","v":0.89049267804982934},4.2006547731075011E-5,2,1.6264871817693432E-5,2,"b",null,null,null,null,null,null,null,null,null,null,null,null,null,null,null,null,null,null,null,null,null,null,null,null,null,null,null,null,null,null,null,null,null,null,null,null,null,null,null,null,null,null,null,null,null,null,null,null,null,null,null,null,null,null,null,null,null,null,null,null,null,null,null,null,null,null,null,null,null,null,null,null,null,null,null,null,null,null,null,null,null,null,null,null,null,null,null,null,null,null,null,null,null,null,null,null,null,null,null,null,null,null,null,null,null,null,null,null,null,null,null,null,null,null,null,null,null,null,null,null,null,null,{"$f":"FD3","v":171},{"$f":"FE17","v":1.4437328852377396},{"$f":"FE18","v":0.93593627192204687},1.8663248613216884E-6,2,1.1667962430059341E-6,2,"b",null,null,null,null,null,null,null,null,null,null,null,null,null,null,null,null,null,null,null,null,null,null,null,null,null,null,null,null,null,null,null,null,null,null,null,null,null,null,null,null,null,null,null,null,null,null,null,null,null,null,null,null,null,null,null,null,null,null,null,null,null,null,null,null,null,null,null,null,null,null,null,null,null,null,null,null,null,null,null,null,null,null,null,null,null,null,null,null,null,null,null,null,null,null,null,null,null,null,null,null,null,null,null,null,null,null,null,null,null,null,null,null,null,null,null,null,null,null,null,null,null,null,null,{"$f":"KE3","v":171},{"$f":"KF17","v":1.5148498321386445},{"$f":"KF18","v":0.95945826865525685},-2.9490298856137651E-6,2,-7.5292638913514266E-7,2,"b"]
[3,13.4,101,21,70,0.85,0.46,70,1,{"$f":"IF(F25/G25=1,F25,J24)","v":0.56000000000000005},1.5178571428571426,0.8214285714285714,null,{"$f":"BC3","v":241},{"$f":"BD17","v":1},{"$f":"BD18","v":1},-1.1929685031280567E-2,1,-2.5833985741087763E-3,1,"c",null,null,null,null,null,null,null,null,null,null,null,null,null,null,null,null,null,null,null,null,null,null,null,null,null,null,null,null,null,null,null,null,null,null,null,null,null,null,null,null,null,null,null,null,null,null,null,null,null,null,null,null,null,null,null,null,null,null,null,null,null,null,null,null,null,null,null,null,null,null,null,null,null,null,null,null,null,null,null,null,null,null,null,null,null,null,null,null,null,null,null,null,null,null,null,null,null,null,null,null,null,null,null,null,null,null,null,null,null,null,null,null,null,null,null,null,null,null,null,null,null,null,{"$f":"GC3","v":241},{"$f":"GD17","v":1.3549514563106797},{"$f":"GD18","v":0.90856391214359045},-2.0594901890281297E-3,1,-8.5898717218776727E-4,1,"c",null,null,null,null,null,null,null,null,null,null,null,null,null,null,null,null,null,null,null,null,null,null,null,null,null,null,null,null,null,null,null,null,null,null,null,null,null,null,null,null,null,null,null,null,null,null,null,null,null,null,null,null,null,null,null,null,null,null,null,null,null,null,null,null,null,null,null,null,null,null,null,null,null,null,null,null,null,null,null,null,null,null,null,null,null,null,null,null,null,null,null,null,null,null,null,null,null,null,null,null,null,null,null,null,null,null,null,null,null,null,null,null,null,null,null,null,null,null,null,null,null,null,null,{"$f":"LD3","v":241},{"$f":"LE17","v":1.4650242144644126},{"$f":"LE18","v":0.94186096735086744},-4.2404927195529409E-5,1,-1.0148899515824134E-4,1,"c"]
[3,14.6,101,21,80,0.94,0.44,70,1,0.56000000000000005,1.6785714285714284,0.7857142857142857,null,{"$f":"CC3","v":311},{"$f":"CD17","v":1},{"$f":"CD18","v":1},2.0953042688544334,0,0.99992158845043078,0,"d",null,null,null,null,null,null,null,null,null,null,null,null,null,null,null,null,null,null,null,null,null,null,null,null,null,null,null,null,null,null,null,null,null,null,null,null,null,null,null,null,null,null,null,null,null,null,null,null,null,null,null,null,null,null,null,null,null,null,null,null,null,null,null,null,null,null,null,null,null,null,null,null,null,null,null,null,null,null,null,null,null,null,null,null,null,null,null,null,null,null,null,null,null,null,null,null,null,null,null,null,null,null,null,null,null,null,null,null,null,null,null,null,null,null,null,null,null,null,null,null,null,null,{"$f":"HC3","v":311},{"$f":"HD17","v":1.2746326860841428},{"$f":"HD18","v":0.89166129672922367},1.7442567789869803,0,1.0492909597212927,0,"d",null,null,null,null,null,null,null,null,null,null,null,null,null,null,null,null,null,null,null,null,null,null,null,null,null,null,null,null,null,null,null,null,null,null,null,null,null,null,null,null,null,null,null,null,null,null,null,null,null,null,null,null,null,null,null,null,null,null,null,null,null,null,null,null,null,null,null,null,null,null,null,null,null,null,null,null,null,null,null,null,null,null,null,null,null,null,null,null,null,null,null,null,null,null,null,null,null,null,null,null,null,null,null,null,null,null,null,null,null,null,null,null,null,null,null,null,null,null,null,null,null,null,null,{"$f":"MD3","v":311},{"$f":"ME17","v":1.4153497049305157},{"$f":"ME18","v":0.9253581800239461},1.5874597553245782,0,0.99271768573394659,0,"d"]
[3,15.7,101,21,90,1.04,0.42,70,1,0.56000000000000005,1.857142857142857,0.74999999999999989,null,{"$f":"DC3","v":381},{"$f":"DD17","v":1},{"$f":"DD18","v":1},0,0,0,0,"e",null,null,null,null,null,null,null,null,null,null,null,null,null,null,null,null,null,null,null,null,null,null,null,null,null,null,null,null,null,null,null,null,null,null,null,null,null,null,null,null,null,null,null,null,null,null,null,null,null,null,null,null,null,null,null,null,null,null,null,null,null,null,null,null,null,null,null,null,null,null,null,null,null,null,null,null,null,null,null,null,null,null,null,null,null,null,null,null,null,null,null,null,null,null,null,null,null,null,null,null,null,null,null,null,null,null,null,null,null,null,null,null,null,null,null,null,null,null,null,null,null,null,{"$f":"IC3","v":381},{"$f":"ID17","v":1.2161057173678536},{"$f":"ID18","v":0.88533042559376163},0,0,0,0,"e",null,null,null,null,null,null,null,null,null,null,null,null,null,null,null,null,null,null,null,null,null,null,null,null,null,null,null,null,null,null,null,null,null,null,null,null,null,null,null,null,null,null,null,null,null,null,null,null,null,null,null,null,null,null,null,null,null,null,null,null,null,null,null,null,null,null,null,null,null,null,null,null,null,null,null,null,null,null,null,null,null,null,null,null,null,null,null,null,null,null,null,null,null,null,null,null,null,null,null,null,null,null,null,null,null,null,null,null,null,null,null,null,null,null,null,null,null,null,null,null,null,null,null,{"$f":"ND3","v":381},{"$f":"NE17","v":1.3757655223034064},{"$f":"NE18","v":0.91294334691943901},0,0,0,0,"e"]
[3,16.7,101,21,99,1.1200000000000001,0.41,70,1,{"$f":"IF(F28/G28=1,F28,J27)","v":0.56000000000000005},2,0.73214285714285698]
[3,5.6,101,21,1,0.6,0.6,200,0,0.6,1,1,null,null,null,null,null,null,null,null,null,null,null,"Wassermassenstrom wk","Korrektur"]
[3,6.5,101,21,50,0.83,0.57999999999999996,200,1,0.6,{"$f":"F30/J30","v":1.3833333333333333},0.96666666666666667,null,null,null,null,null,null,null,null,null,null,null,null,"Total","Total","Total","Sensibel","Sensibel","Sensibel","Koeffizienten Total",null,null,"Korrektur Total \nbei wk","Koeffizienten Total",null,null,"Korrektur Sensibel\nbei wk"]
[3,7.1,101,21,60,0.95,0.57999999999999996,200,1,{"$f":"IF(F31/G31=1,F31,J30)","v":0.6},{"$f":"F31/J31","v":1.5833333333333333},0.96666666666666667,null,"x = Volumenstrom",null,null,"y = Total",null,"y = Sensibel",null,null,null,null,null,{"$f":"I2","v":70},{"$f":"I3","v":200},{"$f":"I4","v":330},{"$f":"I2","v":70},{"$f":"I3","v":200},{"$f":"I4","v":330},null,null,null,null,null,null,null,null,null,null,null,null,null,null,null,null,null,null,null,null,null,null,null,null,null,null,null,null,null,null,null,null,null,null,null,null,null,null,null,null,null,null,null,null,null,null,null,null,null,null,null,null,null,null,null,null,null,null,null,null,null,null,null,null,null,null,null,null,null,null,null,null,null,null,null,null,null,null,null,null,null,null,null,null,null,null,null,null,null,null,null,null,null,null,null,null,null,null,null,null,null,null,null,null,null,null,null,null,null,null,null,null,null,"x = Volumenstrom",null,null,"y = Total",null,"y = Sensibel",null,null,null,null,null,null,null,null,null,null,null,null,null,null,null,null,null,null,null,null,null,null,null,null,null,null,null,null,null,null,null,null,null,null,null,null,null,null,null,null,null,null,null,null,null,null,null,null,null,null,null,null,null,null,null,null,null,null,null,null,null,null,null,null,null,null,null,null,null,null,null,null,null,null,null,null,null,null,null,null,null,null,null,null,null,null,null,null,null,null,null,null,null,null,null,null,null,null,null,null,null,null,null,null,null,null,null,null,null,null,null,null,null,null,null,null,null,null,null,null,null,null,null,null,null,"x = Volumenstrom",null,null,"y = Total",null,"y = Sensibel"]
[3,7.6,101,21,70,1.08,0.56999999999999995,200,1,0.6,{"$f":"F32/J32","v":1.8000000000000003},0.95,null,{"$f":"'Master-Auswertung_V120-V127'!F252","v":231.07652330518525},null,null,{"$f":"IF(Q$23*$N32^R$23+Q$24*$N32^R$24+Q$25*$N32^R$25+Q$26*$N32^R$26+Q$27*$N32^R$27<1,1,Q$23*$N32^R$23+Q$24*$N32^R$24+Q$25*$N32^R$25+Q$26*$N32^R$26+Q$27*$N32^R$27)","v":1},null,{"$f":"IF(S$23*$N32^T$23+S$24*$N32^T$24+S$25*$N32^T$25+S$26*$N32^T$26+S$27*$N32^T$27>1,1,S$23*$N32^T$23+S$24*$N32^T$24+S$25*$N32^T$25+S$26*$N32^T$26+S$27*$N32^T$27)","v":0.96328762121137756},null,null,{"$f":"'Master-Auswertung_V120-V127'!$A$247","v":"Baugröße 630"},null,{"$f":"VKL!$I$13","v":200},{"$f":"Q32","v":1},{"$f":"EQ32","v":1.364710195945315},{"$f":"JR32","v":1.4720655180485975},{"$f":"S32","v":0.96328762121137756},{"$f":"ES32","v":0.91174786840253574},{"$f":"JT32","v":0.94427213497209217},{"$f":"LINEST(TRANSPOSE(Y32:AA32),TRANSPOSE($Y$31:$AA$31)^{0,1,2},0,0)","v":-7.614049521953642E-6},4.8612564166606769E-3,0.69702089349132534,{"$f":"AE32*X32^2+AF32*X32+AG32","v":1.3647101959453152},{"$f":"LINEST(TRANSPOSE(AB32:AD32),TRANSPOSE($AB$31:$AD$31)^{0,1,2},0,0)","v":2.4871011650413426E-6},-1.0679769515522517E-3,1.0258592121113328,{"$f":"AI32*X32^2+AJ32*X32+AK32","v":0.91174786840253619},null,null,null,null,null,null,null,null,null,null,null,null,null,null,null,null,null,null,null,null,null,null,null,null,null,null,null,null,null,null,null,null,null,null,null,null,null,null,null,null,null,null,null,null,null,null,null,null,null,null,null,null,null,null,null,null,null,null,null,null,null,null,null,null,null,null,null,null,null,null,null,null,null,null,null,null,null,null,null,null,null,null,null,null,null,null,null,null,null,null,null,null,null,null,null,null,null,null,null,null,null,null,null,null,null,{"$f":"$N32","v":231.07652330518525},null,null,{"$f":"IF(EQ$23*$N32^ER$23+EQ$24*$N32^ER$24+EQ$25*$N32^ER$25+EQ$26*$N32^ER$26+EQ$27*$N32^ER$27<1,1,EQ$23*$N32^ER$23+EQ$24*$N32^ER$24+EQ$25*$N32^ER$25+EQ$26*$N32^ER$26+EQ$27*$N32^ER$27)","v":1.364710195945315},null,{"$f":"IF(ES$23*$N32^ET$23+ES$24*$N32^ET$24+ES$25*$N32^ET$25+ES$26*$N32^ET$26+ES$27*$N32^ET$27>1,1,ES$23*$N32^ET$23+ES$24*$N32^ET$24+ES$25*$N32^ET$25+ES$26*$N32^ET$26+ES$27*$N32^ET$27)","v":0.91174786840253574},null,null,{"$f":"'Master-Auswertung_V120-V127'!$A$247","v":"Baugröße 630"},null,null,null,null,null,null,null,null,null,null,null,null,null,null,null,null,null,null,null,null,null,null,null,null,null,null,null,null,null,null,null,null,null,null,null,null,null,null,null,null,null,null,null,null,null,null,null,null,null,null,null,null,null,null,null,null,null,null,null,null,null,null,null,null,null,null,null,null,null,null,null,null,null,null,null,null,null,null,null,null,null,null,null,null,null,null,null,null,null,null,null,null,null,null,null,null,null,null,null,null,null,null,null,null,null,null,null,null,null,null,null,null,null,null,null,null,null,null,null,null,null,null,{"$f":"$N32","v":231.07652330518525},null,null,{"$f":"IF(JR$23*$N32^JS$23+JR$24*$N32^JS$24+JR$25*$N32^JS$25+JR$26*$N32^JS$26+JR$27*$N32^JS$27<1,1,JR$23*$N32^JS$23+JR$24*$N32^JS$24+JR$25*$N32^JS$25+JR$26*$N32^JS$26+JR$27*$N32^JS$27)","v":1.4720655180485975},null,{"$f":"IF(JT$23*$N32^JU$23+JT$24*$N32^JU$24+JT$25*$N32^JU$25+JT$26*$N32^JU$26+JT$27*$N32^JU$27>1,1,JT$23*$N32^JU$23+JT$24*$N32^JU$24+JT$25*$N32^JU$25+JT$26*$N32^JU$26+JT$27*$N32^JU$27)","v":0.94427213497209217},null,null,{"$f":"'Master-Auswertung_V120-V127'!$A$247","v":"Baugröße 630"}]
[3,8.1999999999999993,101,21,80,1.21,0.56999999999999995,200,1,0.6,2.0166666666666666,0.95,null,{"$f":"'Master-Auswertung_V120-V127'!F253","v":285.67521355461918},null,null,1,null,1,null,null,{"$f":"'Master-Auswertung_V120-V127'!$A$247","v":"Baugröße 630"},null,{"$f":"VKL!$I$13","v":200},{"$f":"Q33","v":1},{"$f":"EQ33","v":1.3019842458419459},{"$f":"JR33","v":1.4326873266107569},{"$f":"S33","v":1},{"$f":"ES33","v":0.8965638487439147},{"$f":"JT33","v":0.9310171764615357},{"$f":"LINEST(TRANSPOSE(Y33:AA33),TRANSPOSE($Y$31:$AA$31)^{0,1,2},0,0)","v":-5.0674900909211733E-6},3.6911780617944583E-3,0.7664482371199014,1.3019842458419462,{"$f":"LINEST(TRANSPOSE(AB33:AD33),TRANSPOSE($AB$31:$AD$31)^{0,1,2},0,0)","v":4.0795703838374569E-6},-1.8971467056060002E-3,1.1128103745116167,0.89656384874391493,null,null,null,null,null,null,null,null,null,null,null,null,null,null,null,null,null,null,null,null,null,null,null,null,null,null,null,null,null,null,null,null,null,null,null,null,null,null,null,null,null,null,null,null,null,null,null,null,null,null,null,null,null,null,null,null,null,null,null,null,null,null,null,null,null,null,null,null,null,null,null,null,null,null,null,null,null,null,null,null,null,null,null,null,null,null,null,null,null,null,null,null,null,null,null,null,null,null,null,null,null,null,null,null,null,{"$f":"$N33","v":285.67521355461918},null,null,1.3019842458419459,null,0.8965638487439147,null,null,{"$f":"'Master-Auswertung_V120-V127'!$A$247","v":"Baugröße 630"},null,null,null,null,null,null,null,null,null,null,null,null,null,null,null,null,null,null,null,null,null,null,null,null,null,null,null,null,null,null,null,null,null,null,null,null,null,null,null,null,null,null,null,null,null,null,null,null,null,null,null,null,null,null,null,null,null,null,null,null,null,null,null,null,null,null,null,null,null,null,null,null,null,null,null,null,null,null,null,null,null,null,null,null,null,null,null,null,null,null,null,null,null,null,null,null,null,null,null,null,null,null,null,null,null,null,null,null,null,null,null,null,null,null,null,null,null,null,null,null,null,null,{"$f":"$N33","v":285.67521355461918},null,null,1.4326873266107569,null,0.9310171764615357,null,null,{"$f":"'Master-Auswertung_V120-V127'!$A$247","v":"Baugröße 630"}]
[3,8.6999999999999993,101,21,90,1.33,0.56999999999999995,200,1,0.6,2.2166666666666668,0.95,null,{"$f":"'Master-Auswertung_V120-V127'!F254","v":349.03509207845406},null,null,1.0118196888743709,null,1,null,null,{"$f":"'Master-Auswertung_V120-V127'!$A$247","v":"Baugröße 630"},null,{"$f":"VKL!$I$13","v":200},{"$f":"Q34","v":1.0118196888743709},1.2414100680398021,1.3921529515136943,{"$f":"S34","v":1},0.88695369721439832,0.91798442715492412,{"$f":"LINEST(TRANSPOSE(Y34:AA34),TRANSPOSE($Y$31:$AA$31)^{0,1,2},0,0)","v":-2.3327661447200999E-6},2.3959266988085141E-3,0.85553537406690361,1.2414100680398024,{"$f":"LINEST(TRANSPOSE(AB34:AD34),TRANSPOSE($AB$31:$AD$31)^{0,1,2},0,0)","v":4.2626341043232749E-6},-2.0204981526719115E-3,1.1205479635758502,0.88695369721439887,null,null,null,null,null,null,null,null,null,null,null,null,null,null,null,null,null,null,null,null,null,null,null,null,null,null,null,null,null,null,null,null,null,null,null,null,null,null,null,null,null,null,null,null,null,null,null,null,null,null,null,null,null,null,null,null,null,null,null,null,null,null,null,null,null,null,null,null,null,null,null,null,null,null,null,null,null,null,null,null,null,null,null,null,null,null,null,null,null,null,null,null,null,null,null,null,null,null,null,null,null,null,null,null,null,349.03509207845406,null,null,1.2414100680398021,null,0.88695369721439832,null,null,{"$f":"'Master-Auswertung_V120-V127'!$A$247","v":"Baugröße 630"},null,null,null,null,null,null,null,null,null,null,null,null,null,null,null,null,null,null,null,null,null,null,null,null,null,null,null,null,null,null,null,null,null,null,null,null,null,null,null,null,null,null,null,null,null,null,null,null,null,null,null,null,null,null,null,null,null,null,null,null,null,null,null,null,null,null,null,null,null,null,null,null,null,null,null,null,null,null,null,null,null,null,null,null,null,null,null,null,null,null,null,null,null,null,null,null,null,null,null,null,null,null,null,null,null,null,null,null,null,null,null,null,null,null,null,null,null,null,null,null,null,null,349.03509207845406,null,null,1.3921529515136943,null,0.91798442715492412,null,null,{"$f":"'Master-Auswertung_V120-V127'!$A$247","v":"Baugröße 630"}]
[3,9.1999999999999993,101,21,99,1.44,0.56000000000000005,200,1,0.6,2.4,0.93333333333333346,null,{"$f":"'Master-Auswertung_V120-V127'!F255","v":425.29653625627316},null,null,1,null,0.92192669464616339,null,null,{"$f":"'Master-Auswertung_V120-V127'!$A$247","v":"Baugröße 630"},null,{"$f":"VKL!$I$13","v":200},{"$f":"Q35","v":1},1.1853534677792581,1.3594137976043188,{"$f":"S35","v":0.92192669464616339},0.88657186304954672,0.9081938825386493,{"$f":"LINEST(TRANSPOSE(Y35:AA35),TRANSPOSE($Y$31:$AA$31)^{0,1,2},0,0)","v":-3.3411650752063877E-7},1.5160073630248667E-3,0.89551665547511028,1.1853534677792581,{"$f":"LINEST(TRANSPOSE(AB35:AD35),TRANSPOSE($AB$31:$AD$31)^{0,1,2},0,0)","v":1.6857056534236262E-6},-7.2710076947527414E-4,0.96456379080765697,0.88657186304954716,null,null,null,null,null,null,null,null,null,null,null,null,null,null,null,null,null,null,null,null,null,null,null,null,null,null,null,null,null,null,null,null,null,null,null,null,null,null,null,null,null,null,null,null,null,null,null,null,null,null,null,null,null,null,null,null,null,null,null,null,null,null,null,null,null,null,null,null,null,null,null,null,null,null,null,null,null,null,null,null,null,null,null,null,null,null,null,null,null,null,null,null,null,null,null,null,null,null,null,null,null,null,null,null,null,425.29653625627316,null,null,1.1853534677792581,null,0.88657186304954672,null,null,{"$f":"'Master-Auswertung_V120-V127'!$A$247","v":"Baugröße 630"},null,null,null,null,null,null,null,null,null,null,null,null,null,null,null,null,null,null,null,null,null,null,null,null,null,null,null,null,null,null,null,null,null,null,null,null,null,null,null,null,null,null,null,null,null,null,null,null,null,null,null,null,null,null,null,null,null,null,null,null,null,null,null,null,null,null,null,null,null,null,null,null,null,null,null,null,null,null,null,null,null,null,null,null,null,null,null,null,null,null,null,null,null,null,null,null,null,null,null,null,null,null,null,null,null,null,null,null,null,null,null,null,null,null,null,null,null,null,null,null,null,null,425.29653625627316,null,null,1.3594137976043188,null,0.9081938825386493,null,null,{"$f":"'Master-Auswertung_V120-V127'!$A$247","v":"Baugröße 630"}]
[3,4.5999999999999996,101,21,1,0.6,0.6,330,0,0.6,1,1,null,{"$f":"'Master-Auswertung_V120-V127'!F266","v":217.52115322284604},null,null,1,null,0.95051328539561653,null,null,{"$f":"'Master-Auswertung_V120-V127'!$A$261","v":"Baugröße 800"},null,{"$f":"VKL!$I$13","v":200},{"$f":"Q36","v":1},1.3818260315907298,1.4819694272679966,{"$f":"S36","v":0.95051328539561653},0.91652115579789784,0.94770359409586502,{"$f":"LINEST(TRANSPOSE(Y36:AA36),TRANSPOSE($Y$31:$AA$31)^{0,1,2},0,0)","v":-8.3338057962563139E-6},5.1872508849178959E-3,0.67772808645740334,1.3818260315907298,{"$f":"LINEST(TRANSPOSE(AB36:AD36),TRANSPOSE($AB$31:$AD$31)^{0,1,2},0,0)","v":1.9282416537184921E-6},-7.8210316648644066E-4,0.99581212294644672,0.91652115579789828,null,null,null,null,null,null,null,null,null,null,null,null,null,null,null,null,null,null,null,null,null,null,null,null,null,null,null,null,null,null,null,null,null,null,null,null,null,null,null,null,null,null,null,null,null,null,null,null,null,null,null,null,null,null,null,null,null,null,null,null,null,null,null,null,null,null,null,null,null,null,null,null,null,null,null,null,null,null,null,null,null,null,null,null,null,null,null,null,null,null,null,null,null,null,null,null,null,null,null,null,null,null,null,null,null,217.52115322284604,null,null,1.3818260315907298,null,0.91652115579789784,null,null,{"$f":"'Master-Auswertung_V120-V127'!$A$261","v":"Baugröße 800"},null,null,null,null,null,null,null,null,null,null,null,null,null,null,null,null,null,null,null,null,null,null,null,null,null,null,null,null,null,null,null,null,null,null,null,null,null,null,null,null,null,null,null,null,null,null,null,null,null,null,null,null,null,null,null,null,null,null,null,null,null,null,null,null,null,null,null,null,null,null,null,null,null,null,null,null,null,null,null,null,null,null,null,null,null,null,null,null,null,null,null,null,null,null,null,null,null,null,null,null,null,null,null,null,null,null,null,null,null,null,null,null,null,null,null,null,null,null,null,null,null,null,217.52115322284604,null,null,1.4819694272679966,null,0.94770359409586502,null,null,{"$f":"'Master-Auswertung_V120-V127'!$A$261","v":"Baugröße 800"}]
[3,5.2,101,21,50,0.84,0.59,330,1,0.6,1.4,0.98333333333333328,null,{"$f":"'Master-Auswertung_V120-V127'!F267","v":270.15754003476343},null,null,1,null,0.99664872174577834,null,null,{"$f":"'Master-Auswertung_V120-V127'!$A$261","v":"Baugröße 800"},null,{"$f":"VKL!$I$13","v":200},1,1.318807667621978,1.4436613216337413,0.99664872174577834,0.90022411755612797,0.93465276000619324,{"$f":"LINEST(TRANSPOSE(Y37:AA37),TRANSPOSE($Y$31:$AA$31)^{0,1,2},0,0)","v":-5.7382844263377195E-6},4.0017034691264015E-3,0.74799835085020649,1.318807667621978,{"$f":"LINEST(TRANSPOSE(AB37:AD37),TRANSPOSE($AB$31:$AD$31)^{0,1,2},0,0)","v":3.871397829577366E-6},-1.7870051385216587E-3,1.1027692320773652,0.90022411755612808,null,null,null,null,null,null,null,null,null,null,null,null,null,null,null,null,null,null,null,null,null,null,null,null,null,null,null,null,null,null,null,null,null,null,null,null,null,null,null,null,null,null,null,null,null,null,null,null,null,null,null,null,null,null,null,null,null,null,null,null,null,null,null,null,null,null,null,null,null,null,null,null,null,null,null,null,null,null,null,null,null,null,null,null,null,null,null,null,null,null,null,null,null,null,null,null,null,null,null,null,null,null,null,null,null,270.15754003476343,null,null,1.318807667621978,null,0.90022411755612797,null,null,{"$f":"'Master-Auswertung_V120-V127'!$A$261","v":"Baugröße 800"},null,null,null,null,null,null,null,null,null,null,null,null,null,null,null,null,null,null,null,null,null,null,null,null,null,null,null,null,null,null,null,null,null,null,null,null,null,null,null,null,null,null,null,null,null,null,null,null,null,null,null,null,null,null,null,null,null,null,null,null,null,null,null,null,null,null,null,null,null,null,null,null,null,null,null,null,null,null,null,null,null,null,null,null,null,null,null,null,null,null,null,null,null,null,null,null,null,null,null,null,null,null,null,null,null,null,null,null,null,null,null,null,null,null,null,null,null,null,null,null,null,null,270.15754003476343,null,null,1.4436613216337413,null,0.93465276000619324,null,null,{"$f":"'Master-Auswertung_V120-V127'!$A$261","v":"Baugröße 800"}]
[3,5.5,101,21,60,0.97,0.59,330,1,0.6,1.6166666666666667,0.98333333333333328,null,{"$f":"'Master-Auswertung_V120-V127'!F268","v":330.86567305766414},null,null,1.0115049536929108,null,1,null,null,{"$f":"'Master-Auswertung_V120-V127'!$A$261","v":"Baugröße 800"},null,{"$f":"VKL!$I$13","v":200},1.0115049536929108,1.2574603852502548,1.4028651744136669,1,0.88883851853043705,0.92136268540395894,{"$f":"LINEST(TRANSPOSE(Y38:AA38),TRANSPOSE($Y$31:$AA$31)^{0,1,2},0,0)","v":-2.974871076743574E-6},2.6951800488541839E-3,0.83741921854916102,1.2574603852502548,{"$f":"LINEST(TRANSPOSE(AB38:AD38),TRANSPOSE($AB$31:$AD$31)^{0,1,2},0,0)","v":4.2510546847066366E-6},-2.0028730838674278E-3,1.1193709479156575,0.88883851853043738,null,null,null,null,null,null,null,null,null,null,null,null,null,null,null,null,null,null,null,null,null,null,null,null,null,null,null,null,null,null,null,null,null,null,null,null,null,null,null,null,null,null,null,null,null,null,null,null,null,null,null,null,null,null,null,null,null,null,null,null,null,null,null,null,null,null,null,null,null,null,null,null,null,null,null,null,null,null,null,null,null,null,null,null,null,null,null,null,null,null,null,null,null,null,null,null,null,null,null,null,null,null,null,null,null,330.86567305766414,null,null,1.2574603852502548,null,0.88883851853043705,null,null,{"$f":"'Master-Auswertung_V120-V127'!$A$261","v":"Baugröße 800"},null,null,null,null,null,null,null,null,null,null,null,null,null,null,null,null,null,null,null,null,null,null,null,null,null,null,null,null,null,null,null,null,null,null,null,null,null,null,null,null,null,null,null,null,null,null,null,null,null,null,null,null,null,null,null,null,null,null,null,null,null,null,null,null,null,null,null,null,null,null,null,null,null,null,null,null,null,null,null,null,null,null,null,null,null,null,null,null,null,null,null,null,null,null,null,null,null,null,null,null,null,null,null,null,null,null,null,null,null,null,null,null,null,null,null,null,null,null,null,null,null,null,330.86567305766414,null,null,1.4028651744136669,null,0.92136268540395894,null,null,{"$f":"'Master-Auswertung_V120-V127'!$A$261","v":"Baugröße 800"}]
[3,5.9,101,21,70,1.1000000000000001,0.59,330,1,0.6,1.8333333333333335,0.98333333333333328,null,{"$f":"'Master-Auswertung_V120-V127'!F269","v":403.03151978915855},null,null,1,null,0.96569536135083422,null,null,{"$f":"'Master-Auswertung_V120-V127'!$A$261","v":"Baugröße 800"},null,{"$f":"VKL!$I$13","v":200},1,1.1998545609335505,1.3665669739820197,0.96569536135083422,0.88543591021492951,0.91021266205048923,{"$f":"LINEST(TRANSPOSE(Y39:AA39),TRANSPOSE($Y$31:$AA$31)^{0,1,2},0,0)","v":-9.8053691967694869E-7},1.8020877447246996E-3,0.87865848877568864,1.1998545609335507,{"$f":"LINEST(TRANSPOSE(AB39:AD39),TRANSPOSE($AB$31:$AD$31)^{0,1,2},0,0)","v":3.1075799695699339E-6},-1.4564269851369924E-3,1.0524181084595305,0.8854359102149294,null,null,null,null,null,null,null,null,null,null,null,null,null,null,null,null,null,null,null,null,null,null,null,null,null,null,null,null,null,null,null,null,null,null,null,null,null,null,null,null,null,null,null,null,null,null,null,null,null,null,null,null,null,null,null,null,null,null,null,null,null,null,null,null,null,null,null,null,null,null,null,null,null,null,null,null,null,null,null,null,null,null,null,null,null,null,null,null,null,null,null,null,null,null,null,null,null,null,null,null,null,null,null,null,null,403.03151978915855,null,null,1.1998545609335505,null,0.88543591021492951,null,null,{"$f":"'Master-Auswertung_V120-V127'!$A$261","v":"Baugröße 800"},null,null,null,null,null,null,null,null,null,null,null,null,null,null,null,null,null,null,null,null,null,null,null,null,null,null,null,null,null,null,null,null,null,null,null,null,null,null,null,null,null,null,null,null,null,null,null,null,null,null,null,null,null,null,null,null,null,null,null,null,null,null,null,null,null,null,null,null,null,null,null,null,null,null,null,null,null,null,null,null,null,null,null,null,null,null,null,null,null,null,null,null,null,null,null,null,null,null,null,null,null,null,null,null,null,null,null,null,null,null,null,null,null,null,null,null,null,null,null,null,null,null,403.03151978915855,null,null,1.3665669739820197,null,0.91021266205048923,null,null,{"$f":"'Master-Auswertung_V120-V127'!$A$261","v":"Baugröße 800"}]
[3,6.2,101,21,80,1.23,0.57999999999999996,330,1,0.6,2.0500000000000003,0.96666666666666667,null,{"$f":"'Master-Auswertung_V120-V127'!F280","v":208.66445506775221},null,null,1,null,0.94213708492903259,null,null,{"$f":"'Master-Auswertung_V120-V127'!$A$275","v":"Baugröße 1000"},null,{"$f":"VKL!$I$13","v":200},1,1.3933445866443894,1.4884034664954411,0.94213708492903259,0.91985717654875709,0.94995698161118503,{"$f":"LINEST(TRANSPOSE(Y40:AA40),TRANSPOSE($Y$31:$AA$31)^{0,1,2},0,0)","v":-8.825020911045486E-6},5.4084832355545068E-3,0.66464877597530769,1.3933445866443894,{"$f":"LINEST(TRANSPOSE(AB40:AD40),TRANSPOSE($AB$31:$AD$31)^{0,1,2},0,0)","v":1.5496956639852872E-6},-5.8980173989353017E-4,0.97582969796805197,0.91985717654875743,null,null,null,null,null,null,null,null,null,null,null,null,null,null,null,null,null,null,null,null,null,null,null,null,null,null,null,null,null,null,null,null,null,null,null,null,null,null,null,null,null,null,null,null,null,null,null,null,null,null,null,null,null,null,null,null,null,null,null,null,null,null,null,null,null,null,null,null,null,null,null,null,null,null,null,null,null,null,null,null,null,null,null,null,null,null,null,null,null,null,null,null,null,null,null,null,null,null,null,null,null,null,null,null,null,208.66445506775221,null,null,1.3933445866443894,null,0.91985717654875709,null,null,{"$f":"'Master-Auswertung_V120-V127'!$A$275","v":"Baugröße 1000"},null,null,null,null,null,null,null,null,null,null,null,null,null,null,null,null,null,null,null,null,null,null,null,null,null,null,null,null,null,null,null,null,null,null,null,null,null,null,null,null,null,null,null,null,null,null,null,null,null,null,null,null,null,null,null,null,null,null,null,null,null,null,null,null,null,null,null,null,null,null,null,null,null,null,null,null,null,null,null,null,null,null,null,null,null,null,null,null,null,null,null,null,null,null,null,null,null,null,null,null,null,null,null,null,null,null,null,null,null,null,null,null,null,null,null,null,null,null,null,null,null,null,208.66445506775221,null,null,1.4884034664954411,null,0.94995698161118503,null,null,{"$f":"'Master-Auswertung_V120-V127'!$A$275","v":"Baugröße 1000"}]
[3,6.5,101,21,90,1.36,0.57999999999999996,330,1,0.6,2.2666666666666671,0.96666666666666667,null,{"$f":"'Master-Auswertung_V120-V127'!F281","v":260.07001260417258},null,null,1,null,0.98884150110754165,null,null,{"$f":"'Master-Auswertung_V120-V127'!$A$275","v":"Baugröße 1000"},null,{"$f":"VKL!$I$13","v":200},1,1.3301696852822849,1.4509194050280114,0.98884150110754165,0.90288178700886346,0.93708143644382824,{"$f":"LINEST(TRANSPOSE(Y41:AA41),TRANSPOSE($Y$31:$AA$31)^{0,1,2},0,0)","v":-6.1958569685372247E-6},4.2126481913687779E-3,0.73547432575001837,1.3301696852822849,{"$f":"LINEST(TRANSPOSE(AB41:AD41),TRANSPOSE($AB$31:$AD$31)^{0,1,2},0,0)","v":3.5550107554332302E-6},-1.6210814739568062E-3,1.0848976515828956,0.90288178700886357,null,null,null,null,null,null,null,null,null,null,null,null,null,null,null,null,null,null,null,null,null,null,null,null,null,null,null,null,null,null,null,null,null,null,null,null,null,null,null,null,null,null,null,null,null,null,null,null,null,null,null,null,null,null,null,null,null,null,null,null,null,null,null,null,null,null,null,null,null,null,null,null,null,null,null,null,null,null,null,null,null,null,null,null,null,null,null,null,null,null,null,null,null,null,null,null,null,null,null,null,null,null,null,null,null,260.07001260417258,null,null,1.3301696852822849,null,0.90288178700886346,null,null,{"$f":"'Master-Auswertung_V120-V127'!$A$275","v":"Baugröße 1000"},null,null,null,null,null,null,null,null,null,null,null,null,null,null,null,null,null,null,null,null,null,null,null,null,null,null,null,null,null,null,null,null,null,null,null,null,null,null,null,null,null,null,null,null,null,null,null,null,null,null,null,null,null,null,null,null,null,null,null,null,null,null,null,null,null,null,null,null,null,null,null,null,null,null,null,null,null,null,null,null,null,null,null,null,null,null,null,null,null,null,null,null,null,null,null,null,null,null,null,null,null,null,null,null,null,null,null,null,null,null,null,null,null,null,null,null,null,null,null,null,null,null,260.07001260417258,null,null,1.4509194050280114,null,0.93708143644382824,null,null,{"$f":"'Master-Auswertung_V120-V127'!$A$275","v":"Baugröße 1000"}]
[3,6.8,101,21,99,1.47,0.57999999999999996,330,1,0.6,2.4500000000000002,0.96666666666666667,null,{"$f":"'Master-Auswertung_V120-V127'!F282","v":319.11126008294463},null,null,1.0092425567296743,null,1,null,null,{"$f":"'Master-Auswertung_V120-V127'!$A$275","v":"Baugröße 1000"},null,{"$f":"VKL!$I$13","v":200},1.0092425567296743,1.2684063065966094,1.410235242815181,1,0.89042971873088594,0.92371651679529765,{"$f":"LINEST(TRANSPOSE(Y42:AA42),TRANSPOSE($Y$31:$AA$31)^{0,1,2},0,0)","v":-3.4714441907799813E-6},2.9308572381793268E-3,0.82109262659194293,1.2684063065966091,{"$f":"LINEST(TRANSPOSE(AB42:AD42),TRANSPOSE($AB$31:$AD$31)^{0,1,2},0,0)","v":4.2265408086841789E-6},-1.9840143357994491E-3,1.1181709535434088,0.89042971873088606,null,null,null,null,null,null,null,null,null,null,null,null,null,null,null,null,null,null,null,null,null,null,null,null,null,null,null,null,null,null,null,null,null,null,null,null,null,null,null,null,null,null,null,null,null,null,null,null,null,null,null,null,null,null,null,null,null,null,null,null,null,null,null,null,null,null,null,null,null,null,null,null,null,null,null,null,null,null,null,null,null,null,null,null,null,null,null,null,null,null,null,null,null,null,null,null,null,null,null,null,null,null,null,null,null,319.11126008294463,null,null,1.2684063065966094,null,0.89042971873088594,null,null,{"$f":"'Master-Auswertung_V120-V127'!$A$275","v":"Baugröße 1000"},null,null,null,null,null,null,null,null,null,null,null,null,null,null,null,null,null,null,null,null,null,null,null,null,null,null,null,null,null,null,null,null,null,null,null,null,null,null,null,null,null,null,null,null,null,null,null,null,null,null,null,null,null,null,null,null,null,null,null,null,null,null,null,null,null,null,null,null,null,null,null,null,null,null,null,null,null,null,null,null,null,null,null,null,null,null,null,null,null,null,null,null,null,null,null,null,null,null,null,null,null,null,null,null,null,null,null,null,null,null,null,null,null,null,null,null,null,null,null,null,null,null,319.11126008294463,null,null,1.410235242815181,null,0.92371651679529765,null,null,{"$f":"'Master-Auswertung_V120-V127'!$A$275","v":"Baugröße 1000"}]
[3,10.199999999999999,101,22,1,0.59,0.59,70,0,0.59,1,1,null,{"$f":"'Master-Auswertung_V120-V127'!F283","v":388.83522857800125},null,null,1,null,0.98628670783934302,null,null,{"$f":"'Master-Auswertung_V120-V127'!$A$275","v":"Baugröße 1000"},null,{"$f":"VKL!$I$13","v":200},1,1.2098979843362496,1.3722500452142044,0.98628670783934302,0.88524643621981158,0.91188674133247383,{"$f":"LINEST(TRANSPOSE(Y43:AA43),TRANSPOSE($Y$31:$AA$31)^{0,1,2},0,0)","v":-1.4066841259850848E-6},1.9944045935255889E-3,0.86728443067053573,1.2098979843362501,{"$f":"LINEST(TRANSPOSE(AB43:AD43),TRANSPOSE($AB$31:$AD$31)^{0,1,2},0,0)","v":3.7775318559820681E-6},-1.7971664597269397E-3,1.0935784539259168,0.88524643621981158,null,null,null,null,null,null,null,null,null,null,null,null,null,null,null,null,null,null,null,null,null,null,null,null,null,null,null,null,null,null,null,null,null,null,null,null,null,null,null,null,null,null,null,null,null,null,null,null,null,null,null,null,null,null,null,null,null,null,null,null,null,null,null,null,null,null,null,null,null,null,null,null,null,null,null,null,null,null,null,null,null,null,null,null,null,null,null,null,null,null,null,null,null,null,null,null,null,null,null,null,null,null,null,null,null,388.83522857800125,null,null,1.2098979843362496,null,0.88524643621981158,null,null,{"$f":"'Master-Auswertung_V120-V127'!$A$275","v":"Baugröße 1000"},null,null,null,null,null,null,null,null,null,null,null,null,null,null,null,null,null,null,null,null,null,null,null,null,null,null,null,null,null,null,null,null,null,null,null,null,null,null,null,null,null,null,null,null,null,null,null,null,null,null,null,null,null,null,null,null,null,null,null,null,null,null,null,null,null,null,null,null,null,null,null,null,null,null,null,null,null,null,null,null,null,null,null,null,null,null,null,null,null,null,null,null,null,null,null,null,null,null,null,null,null,null,null,null,null,null,null,null,null,null,null,null,null,null,null,null,null,null,null,null,null,null,388.83522857800125,null,null,1.3722500452142044,null,0.91188674133247383,null,null,{"$f":"'Master-Auswertung_V120-V127'!$A$275","v":"Baugröße 1000"}]
[3,11.7,101,22,50,0.71,0.52,70,1,0.59,1.2033898305084745,0.88135593220338992,null,{"$f":"'Master-Auswertung_V120-V127'!F294","v":300.95603674518185},null,null,1.0038205488318712,null,1,null,null,{"$f":"'Master-Auswertung_V120-V127'!$A$289","v":"Baugröße 1200"},null,{"$f":"VKL!$I$13","v":200},{"$f":"Q44","v":1.0038205488318712},1.2861880462768138,1.4221881184956751,{"$f":"S44","v":1},0.89346432410099652,0.92757979040966199,{"$f":"LINEST(TRANSPOSE(Y44:AA44),TRANSPOSE($Y$31:$AA$31)^{0,1,2},0,0)","v":-4.3303971960378908E-6},3.3412649155836341E-3,0.79115095100160249,{"$f":"AE44*X44^2+AF44*X44+AG44","v":1.2861880462768136},{"$f":"LINEST(TRANSPOSE(AB44:AD44),TRANSPOSE($AB$31:$AD$31)^{0,1,2},0,0)","v":4.1612763966765733E-6},-1.9430498263257757E-3,1.115623233499089,{"$f":"AI44*X44^2+AJ44*X44+AK44","v":0.89346432410099674},null,null,null,null,null,null,null,null,null,null,null,null,null,null,null,null,null,null,null,null,null,null,null,null,null,null,null,null,null,null,null,null,null,null,null,null,null,null,null,null,null,null,null,null,null,null,null,null,null,null,null,null,null,null,null,null,null,null,null,null,null,null,null,null,null,null,null,null,null,null,null,null,null,null,null,null,null,null,null,null,null,null,null,null,null,null,null,null,null,null,null,null,null,null,null,null,null,null,null,null,null,null,null,null,null,300.95603674518185,null,null,1.2861880462768138,null,0.89346432410099652,null,null,{"$f":"'Master-Auswertung_V120-V127'!$A$289","v":"Baugröße 1200"},null,null,null,null,null,null,null,null,null,null,null,null,null,null,null,null,null,null,null,null,null,null,null,null,null,null,null,null,null,null,null,null,null,null,null,null,null,null,null,null,null,null,null,null,null,null,null,null,null,null,null,null,null,null,null,null,null,null,null,null,null,null,null,null,null,null,null,null,null,null,null,null,null,null,null,null,null,null,null,null,null,null,null,null,null,null,null,null,null,null,null,null,null,null,null,null,null,null,null,null,null,null,null,null,null,null,null,null,null,null,null,null,null,null,null,null,null,null,null,null,null,null,300.95603674518185,null,null,1.4221881184956751,null,0.92757979040966199,null,null,{"$f":"'Master-Auswertung_V120-V127'!$A$289","v":"Baugröße 1200"}]
[3,13,101,22,60,0.81,0.5,70,1,0.59,1.3728813559322035,0.84745762711864414,null,{"$f":"'Master-Auswertung_V120-V127'!F295","v":300.95603674518185},null,null,1.0038205488318712,null,1,null,null,{"$f":"'Master-Auswertung_V120-V127'!$A$289","v":"Baugröße 1200"},null,{"$f":"VKL!$I$13","v":200},{"$f":"Q45","v":1.0038205488318712},1.2861880462768138,1.4221881184956751,{"$f":"S45","v":1},0.89346432410099652,0.92757979040966199,{"$f":"LINEST(TRANSPOSE(Y45:AA45),TRANSPOSE($Y$31:$AA$31)^{0,1,2},0,0)","v":-4.3303971960378908E-6},3.3412649155836341E-3,0.79115095100160249,{"$f":"AE45*X45^2+AF45*X45+AG45","v":1.2861880462768136},{"$f":"LINEST(TRANSPOSE(AB45:AD45),TRANSPOSE($AB$31:$AD$31)^{0,1,2},0,0)","v":4.1612763966765733E-6},-1.9430498263257757E-3,1.115623233499089,{"$f":"AI45*X45^2+AJ45*X45+AK45","v":0.89346432410099674},null,null,null,null,null,null,null,null,null,null,null,null,null,null,null,null,null,null,null,null,null,null,null,null,null,null,null,null,null,null,null,null,null,null,null,null,null,null,null,null,null,null,null,null,null,null,null,null,null,null,null,null,null,null,null,null,null,null,null,null,null,null,null,null,null,null,null,null,null,null,null,null,null,null,null,null,null,null,null,null,null,null,null,null,null,null,null,null,null,null,null,null,null,null,null,null,null,null,null,null,null,null,null,null,null,300.95603674518185,null,null,1.2861880462768138,null,0.89346432410099652,null,null,{"$f":"'Master-Auswertung_V120-V127'!$A$289","v":"Baugröße 1200"},null,null,null,null,null,null,null,null,null,null,null,null,null,null,null,null,null,null,null,null,null,null,null,null,null,null,null,null,null,null,null,null,null,null,null,null,null,null,null,null,null,null,null,null,null,null,null,null,null,null,null,null,null,null,null,null,null,null,null,null,null,null,null,null,null,null,null,null,null,null,null,null,null,null,null,null,null,null,null,null,null,null,null,null,null,null,null,null,null,null,null,null,null,null,null,null,null,null,null,null,null,null,null,null,null,null,null,null,null,null,null,null,null,null,null,null,null,null,null,null,null,null,300.95603674518185,null,null,1.4221881184956751,null,0.92757979040966199,null,null,{"$f":"'Master-Auswertung_V120-V127'!$A$289","v":"Baugröße 1200"}]
[3,14.2,101,22,70,0.91,0.48,70,1,0.59,1.5423728813559323,0.81355932203389836,null,{"$f":"'Master-Auswertung_V120-V127'!F296","v":300.95603674518185},null,null,1.0038205488318712,null,1,null,null,{"$f":"'Master-Auswertung_V120-V127'!$A$289","v":"Baugröße 1200"},null,{"$f":"VKL!$I$13","v":200},{"$f":"Q46","v":1.0038205488318712},1.2861880462768138,1.4221881184956751,{"$f":"S46","v":1},0.89346432410099652,0.92757979040966199,{"$f":"LINEST(TRANSPOSE(Y46:AA46),TRANSPOSE($Y$31:$AA$31)^{0,1,2},0,0)","v":-4.3303971960378908E-6},3.3412649155836341E-3,0.79115095100160249,{"$f":"AE46*X46^2+AF46*X46+AG46","v":1.2861880462768136},{"$f":"LINEST(TRANSPOSE(AB46:AD46),TRANSPOSE($AB$31:$AD$31)^{0,1,2},0,0)","v":4.1612763966765733E-6},-1.9430498263257757E-3,1.115623233499089,{"$f":"AI46*X46^2+AJ46*X46+AK46","v":0.89346432410099674},null,null,null,null,null,null,null,null,null,null,null,null,null,null,null,null,null,null,null,null,null,null,null,null,null,null,null,null,null,null,null,null,null,null,null,null,null,null,null,null,null,null,null,null,null,null,null,null,null,null,null,null,null,null,null,null,null,null,null,null,null,null,null,null,null,null,null,null,null,null,null,null,null,null,null,null,null,null,null,null,null,null,null,null,null,null,null,null,null,null,null,null,null,null,null,null,null,null,null,null,null,null,null,null,null,300.95603674518185,null,null,1.2861880462768138,null,0.89346432410099652,null,null,{"$f":"'Master-Auswertung_V120-V127'!$A$289","v":"Baugröße 1200"},null,null,null,null,null,null,null,null,null,null,null,null,null,null,null,null,null,null,null,null,null,null,null,null,null,null,null,null,null,null,null,null,null,null,null,null,null,null,null,null,null,null,null,null,null,null,null,null,null,null,null,null,null,null,null,null,null,null,null,null,null,null,null,null,null,null,null,null,null,null,null,null,null,null,null,null,null,null,null,null,null,null,null,null,null,null,null,null,null,null,null,null,null,null,null,null,null,null,null,null,null,null,null,null,null,null,null,null,null,null,null,null,null,null,null,null,null,null,null,null,null,null,300.95603674518185,null,null,1.4221881184956751,null,0.92757979040966199,null,null,{"$f":"'Master-Auswertung_V120-V127'!$A$289","v":"Baugröße 1200"}]
[3,15.4,101,22,80,1.01,0.46,70,1,0.59,1.7118644067796611,0.77966101694915257,null,{"$f":"'Master-Auswertung_V120-V127'!F297","v":300.95603674518185},null,null,1.0038205488318712,null,1,null,null,{"$f":"'Master-Auswertung_V120-V127'!$A$289","v":"Baugröße 1200"},null,{"$f":"VKL!$I$13","v":200},{"$f":"Q47","v":1.0038205488318712},1.2861880462768138,1.4221881184956751,{"$f":"S47","v":1},0.89346432410099652,0.92757979040966199,{"$f":"LINEST(TRANSPOSE(Y47:AA47),TRANSPOSE($Y$31:$AA$31)^{0,1,2},0,0)","v":-4.3303971960378908E-6},3.3412649155836341E-3,0.79115095100160249,{"$f":"AE47*X47^2+AF47*X47+AG47","v":1.2861880462768136},{"$f":"LINEST(TRANSPOSE(AB47:AD47),TRANSPOSE($AB$31:$AD$31)^{0,1,2},0,0)","v":4.1612763966765733E-6},-1.9430498263257757E-3,1.115623233499089,{"$f":"AI47*X47^2+AJ47*X47+AK47","v":0.89346432410099674},null,null,null,null,null,null,null,null,null,null,null,null,null,null,null,null,null,null,null,null,null,null,null,null,null,null,null,null,null,null,null,null,null,null,null,null,null,null,null,null,null,null,null,null,null,null,null,null,null,null,null,null,null,null,null,null,null,null,null,null,null,null,null,null,null,null,null,null,null,null,null,null,null,null,null,null,null,null,null,null,null,null,null,null,null,null,null,null,null,null,null,null,null,null,null,null,null,null,null,null,null,null,null,null,null,300.95603674518185,null,null,1.2861880462768138,null,0.89346432410099652,null,null,{"$f":"'Master-Auswertung_V120-V127'!$A$289","v":"Baugröße 1200"},null,null,null,null,null,null,null,null,null,null,null,null,null,null,null,null,null,null,null,null,null,null,null,null,null,null,null,null,null,null,null,null,null,null,null,null,null,null,null,null,null,null,null,null,null,null,null,null,null,null,null,null,null,null,null,null,null,null,null,null,null,null,null,null,null,null,null,null,null,null,null,null,null,null,null,null,null,null,null,null,null,null,null,null,null,null,null,null,null,null,null,null,null,null,null,null,null,null,null,null,null,null,null,null,null,null,null,null,null,null,null,null,null,null,null,null,null,null,null,null,null,null,300.95603674518185,null,null,1.4221881184956751,null,0.92757979040966199,null,null,{"$f":"'Master-Auswertung_V120-V127'!$A$289","v":"Baugröße 1200"}]
[3,16.600000000000001,101,22,90,1.1100000000000001,0.44,70,1,0.59,1.8813559322033901,0.74576271186440679]
[3,17.7,101,22,99,1.2,0.42,70,1,0.59,2.0338983050847457,0.71186440677966101]
[3,5.7,101,22,1,0.63,0.63,200,0,0.63,1,1]
[3,6.8,101,22,50,0.9,0.61,200,1,0.63,1.4285714285714286,0.96825396825396826]
[3,7.4,101,22,60,1.03,0.61,200,1,0.63,1.6349206349206349,0.96825396825396826]
[3,8,101,22,70,1.1599999999999999,0.6,200,1,0.63,1.8412698412698412,0.95238095238095233]
[3,8.6,101,22,80,1.3,0.6,200,1,0.63,2.0634920634920637,0.95238095238095233]
[3,9.1,101,22,90,1.43,0.6,200,1,0.63,2.2698412698412698,0.95238095238095233]
[3,9.6,101,22,99,1.55,0.59,200,1,0.63,2.4603174603174605,0.9365079365079364]
[3,4.5999999999999996,101,22,1,0.63,0.63,330,0,0.63,1,1]
[3,5.4,101,22,50,0.91,0.62,330,1,0.63,1.4444444444444444,0.98412698412698407]
[3,5.7,101,22,60,1.05,0.62,330,1,0.63,1.6666666666666667,0.98412698412698407]
[3,6.1,101,22,70,1.19,0.62,330,1,0.63,1.8888888888888888,0.98412698412698407,null,null,null,null,null,null,null,null,null,null,null,null,null,null,null,null,null,null,null,null,null,null,null,null,null,null,null,null,null,null,4,3,2,1,0]
[3,6.4,101,22,80,1.32,0.61,330,1,0.63,2.0952380952380953,0.96825396825396826,null,null,null,null,null,null,null,null,null,null,null,null,null,null,null,null,null,null,null,null,null,null,null,null,null,null,null,null,null,null,2.3098985833020001E-8,-6.07620718899582E-6,5.7406363346773604E-4,-1.2212985053876601E-3,0.61172223999672903,null,"y = 0,00000002309898583302x4 - 0,00000607620718899582x3 + 0,00057406363346773600x2 - 0,00122129850538766000x + 0,61172223999672900000\nR² = 0,99999798376960600000",null,null,null,null,"R² = 0,99999798376960600000"]
[3,6.8,101,22,90,1.46,0.61,330,1,0.63,2.3174603174603172,0.96825396825396826,null,null,null,null,null,null,null,null,null,null,null,null,null,null,null,null,null,null,null,null,null,null,null,null,null,null,null,null,null,null,4,3,2,1,0,null,"y = 0,00000000219901325220x4 - 0,00000229974268309632x3 + 0,00052359233017303100x2 - 0,04991694757763310000x + 2,09643715232244000000\nR² = 0,99999052809959700000",null,null,null,null,"R² = 0,99999052809959700000"]
[3,7.1,101,22,99,1.58,0.61,330,1,0.63,2.5079365079365079,0.96825396825396826,null,null,null,null,null,null,null,null,null,null,null,null,null,null,null,null,null,null,null,null,null,null,null,null,null,null,null,null,null,null,2.1990132522000002E-9,-2.2997426830963201E-6,5.2359233017303098E-4,-4.9916947577633097E-2,2.0964371523224399]
[3,10.6,101,23,1,0.62,0.62,70,0,0.62,1,1]
[3,12.4,101,23,50,0.77,0.54,70,1,0.62,1.2419354838709677,0.87096774193548399]
[3,13.7,101,23,60,0.87,0.52,70,1,0.62,1.403225806451613,0.83870967741935487,null,{"$f":"CONCATENATE(E5,E6,B11, \" % relFeuchte; \",E8)","v":"6 °C Vorlauf; 70 kg/h Kühlwasser; 50 % relFeuchte; 26 °C Ansaugtemp; "}]
[3,15,101,23,70,0.98,0.5,70,1,0.62,1.5806451612903225,0.80645161290322587]
[3,16.3,101,23,80,1.08,0.48,70,1,0.62,1.741935483870968,0.77419354838709675,null,"BG800"]
[3,17.5,101,23,90,1.19,0.46,70,1,0.62,1.9193548387096773,0.74193548387096775,null,{"$f":"CONCATENATE(N68,\"; \",E5,B11, \" % relFeuchte; \",E8)","v":"BG800; 6 °C Vorlauf; 50 % relFeuchte; 26 °C Ansaugtemp; "}]
[3,18.600000000000001,101,23,99,1.28,0.44,70,1,0.62,2.064516129032258,0.70967741935483875]
[3,5.8,101,23,1,0.66,0.66,200,0,0.66,1,1]
[3,7.1,101,23,50,0.97,0.64,200,1,0.66,1.4696969696969695,0.96969696969696972]
[3,7.8,101,23,60,1.1100000000000001,0.64,200,1,0.66,1.6818181818181819,0.96969696969696972,null,null,"Ansaugtemperatur:","Kühlwasservorlauf1):","Kühlwasservorlauf \nkondensierender Betrieb2):","relative Feuchte:","Nennkühlwassermenge wOK:","Ist-Kühlwassermenge wK:"]
[3,8.4,101,23,70,1.25,0.63,200,1,0.66,1.8939393939393938,0.95454545454545447,null,"Minimal",{"$f":"MIN(D$22:D$10221)","v":21},null,{"$f":"MIN(A$22:A$10221)","v":3},1]
[3,9,101,23,80,1.39,0.63,200,1,0.66,2.106060606060606,0.95454545454545447,null,"Maximal",{"$f":"MAX(D$22:D$80091)","v":28},null,{"$f":"MAX(A$22:A$80091)","v":19},99]
[3,9.6,101,23,90,1.53,0.62,200,1,0.66,2.3181818181818179,0.93939393939393934]
[3,10.1,101,23,99,1.66,0.62,200,1,0.66,2.5151515151515147,0.93939393939393934]
[3,4.7,101,23,1,0.66,0.66,330,0,0.66,1,1]
[3,5.6,101,23,50,0.99,0.65,330,1,0.66,1.5,0.98484848484848486]
[3,5.9,101,23,60,1.1299999999999999,0.65,330,1,0.66,1.7121212121212119,0.98484848484848486]
[3,6.3,101,23,70,1.28,0.65,330,1,0.66,1.9393939393939394,0.98484848484848486]
[3,6.7,101,23,80,1.42,0.64,330,1,0.66,2.1515151515151514,0.96969696969696972]
[3,7.1,101,23,90,1.56,0.64,330,1,0.66,2.3636363636363638,0.96969696969696972]
[3,7.4,101,23,99,1.69,0.64,330,1,0.66,2.5606060606060606,0.96969696969696972]
[3,10.9,101,24,1,0.65,0.65,70,0,0.65,1,1]
[3,13.1,101,24,50,0.82,0.56000000000000005,70,{"$f":"IF(F86<>G86,1,0)","v":1},0.65,{"$f":"F86/J86","v":1.2615384615384615},0.86153846153846159]
[3,14.5,101,24,60,0.94,0.54,70,1,0.65,1.4461538461538461,{"$f":"G87/J87","v":0.83076923076923082}]
[3,15.8,101,24,70,1.05,0.52,70,1,0.65,1.6153846153846154,0.8]
[3,17.2,101,24,80,1.1599999999999999,0.49,70,1,{"$f":"IF(F89/G89=1,F89,J88)","v":0.65},1.7846153846153845,0.75384615384615383]
[3,18.5,101,24,90,1.26,0.47,70,1,0.65,1.9384615384615385,0.72307692307692306]
[3,19.600000000000001,101,24,99,1.36,0.45,70,1,0.65,2.0923076923076924,0.69230769230769229]
[3,6,101,24,1,0.69,0.69,200,0,0.69,1,1]
[3,7.5,101,24,50,1.04,0.67,200,1,0.69,1.5072463768115945,0.97101449275362328]
[3,8.1,101,24,60,1.19,0.67,200,1,0.69,1.7246376811594204,0.97101449275362328]
[3,8.6999999999999993,101,24,70,1.34,0.66,200,1,0.69,1.9420289855072466,0.95652173913043492]
[3,9.4,101,24,80,1.49,0.66,200,1,0.69,2.1594202898550727,0.95652173913043492]
[3,10,101,24,90,1.64,0.65,200,1,0.69,2.3768115942028984,0.94202898550724645]
[3,10.6,101,24,99,1.77,0.65,200,1,0.69,2.5652173913043481,0.94202898550724645]
[3,4.8,101,24,1,0.7,0.7,330,0,0.7,1,1]
[3,5.8,101,24,50,1.06,0.68,330,1,0.7,1.5142857142857145,0.97142857142857153]
[3,6.1,101,24,60,1.21,0.68,330,1,0.7,1.7285714285714286,0.97142857142857153]
[3,6.5,101,24,70,1.36,0.67,330,1,0.7,1.9428571428571431,0.9571428571428573]
[3,6.9,101,24,80,1.52,0.67,330,1,0.7,2.1714285714285717,0.9571428571428573]
[3,7.3,101,24,90,1.67,0.67,330,1,0.7,2.3857142857142857,0.9571428571428573]
[3,7.7,101,24,99,1.81,0.67,330,1,0.7,2.5857142857142859,0.9571428571428573]
[3,11.3,101,25,1,0.68,0.68,70,0,0.68,1,1]
[3,13.8,101,25,50,0.88,0.57999999999999996,70,1,0.68,1.2941176470588234,0.85294117647058809]
[3,15.3,101,25,60,1,0.56000000000000005,70,1,0.68,1.4705882352941175,0.82352941176470595]
[3,16.7,101,25,70,1.1200000000000001,0.53,70,1,0.68,1.6470588235294119,0.77941176470588236]
[3,18.100000000000001,101,25,80,1.23,0.51,70,1,0.68,1.8088235294117645,0.75]
[3,19.5,101,25,90,1.34,0.49,70,1,0.68,1.9705882352941175,0.72058823529411753]
[3,20.7,101,25,99,1.44,0.46,70,1,0.68,2.117647058823529,0.67647058823529405]
[3,6.1,101,25,1,0.72,0.72,200,0,0.72,1,1]
[3,7.8,101,25,50,1.1200000000000001,0.7,200,1,0.72,1.5555555555555558,0.97222222222222221]
[3,8.5,101,25,60,1.27,0.69,200,1,0.72,1.7638888888888891,0.95833333333333326]
[3,9.1,101,25,70,1.43,0.69,200,1,0.72,1.9861111111111112,0.95833333333333326]
[3,9.8000000000000007,101,25,80,1.59,0.68,200,1,0.72,2.2083333333333335,0.94444444444444453]
[3,10.5,101,25,90,1.75,0.68,200,1,0.72,2.4305555555555558,0.94444444444444453]
[3,11.1,101,25,99,1.89,0.67,200,1,0.72,2.625,0.93055555555555569]
[3,4.9000000000000004,101,25,1,0.73,0.73,330,0,0.73,1,1]
[3,6,101,25,50,1.1399999999999999,0.71,330,1,0.73,1.5616438356164382,0.9726027397260274]
[3,6.4,101,25,60,1.3,0.71,330,1,0.73,1.7808219178082192,0.9726027397260274]
[3,6.8,101,25,70,1.46,0.7,330,1,0.73,2,0.95890410958904104]
[3,7.2,101,25,80,1.62,0.7,330,1,0.73,2.2191780821917808,0.95890410958904104]
[3,7.6,101,25,90,1.78,0.7,330,1,0.73,2.4383561643835616,0.95890410958904104]
[3,8,101,25,99,1.93,0.69,330,1,0.73,2.6438356164383561,0.9452054794520548]
[3,11.7,101,26,1,0.71,0.71,70,0,0.71,1,1]
[3,14.5,101,26,50,0.94,0.6,70,1,0.71,1.323943661971831,0.84507042253521125]
[3,16,101,26,60,1.06,0.57999999999999996,70,1,0.71,1.4929577464788735,0.81690140845070425]
[3,17.5,101,26,70,1.19,0.55000000000000004,70,1,0.71,1.676056338028169,0.77464788732394374]
[3,19,101,26,80,1.31,0.52,70,1,0.71,1.8450704225352115,0.73239436619718312]
[3,20.5,101,26,90,1.42,0.5,70,1,0.71,2,0.70422535211267612]
[3,21.7,101,26,99,1.52,0.47,70,1,0.71,2.1408450704225355,0.6619718309859155]
[3,6.2,101,26,1,0.75,0.75,200,0,0.75,1,1]
[3,8.1,101,26,50,1.19,0.73,200,1,0.75,1.5866666666666667,0.97333333333333327]
[3,8.8000000000000007,101,26,60,1.36,0.72,200,1,0.75,1.8133333333333335,0.96]
[3,9.6,101,26,70,1.53,0.72,200,1,0.75,2.04,0.96]
[3,10.3,101,26,80,1.7,0.71,200,1,0.75,2.2666666666666666,0.94666666666666666]
[3,11,101,26,90,1.86,0.71,200,1,0.75,2.48,0.94666666666666666]
[3,11.6,101,26,99,2.0099999999999998,0.7,200,1,0.75,2.6799999999999997,0.93333333333333324]
[3,5,101,26,1,0.76,0.76,330,0,0.76,1,1]
[3,6.2,101,26,50,1.22,0.74,330,1,0.76,1.6052631578947367,0.97368421052631582]
[3,6.6,101,26,60,1.39,0.74,330,1,0.76,1.8289473684210524,0.97368421052631582]
[3,7,101,26,70,1.56,0.73,330,1,0.76,2.0526315789473686,0.96052631578947367]
[3,7.5,101,26,80,1.73,0.73,330,1,0.76,2.2763157894736841,0.96052631578947367]
[3,7.9,101,26,90,1.9,0.72,330,1,0.76,2.5,0.94736842105263153]
[3,8.3000000000000007,101,26,99,2.0499999999999998,0.72,330,1,0.76,2.6973684210526314,0.94736842105263153]
[3,12,101,27,1,0.74,0.74,70,0,0.74,1,1]
[3,15.3,101,27,50,1,0.62,70,1,0.74,1.3513513513513513,0.83783783783783783]
[3,16.899999999999999,101,27,60,1.1299999999999999,0.59,70,{"$f":"IF(F150<>G150,1,0)","v":1},0.74,{"$f":"F150/J150","v":1.527027027027027},0.79729729729729726]
[3,18.399999999999999,101,27,70,1.26,0.56999999999999995,70,1,0.74,1.7027027027027026,{"$f":"G151/J151","v":0.77027027027027017}]
[3,20,101,27,80,1.38,0.54,70,1,0.74,1.8648648648648647,0.72972972972972983]
[3,21.5,101,27,90,1.5,0.51,70,1,{"$f":"IF(F153/G153=1,F153,J152)","v":0.74},2.0270270270270272,0.68918918918918926]
[3,22.8,101,27,99,1.61,0.48,70,1,0.74,2.1756756756756759,0.64864864864864868]
[3,6.4,101,27,1,0.78,0.78,200,0,0.78,1,1]
[3,8.5,101,27,50,1.27,0.76,200,1,0.78,1.6282051282051282,0.97435897435897434]
[3,9.1999999999999993,101,27,60,1.45,0.75,200,1,0.78,1.8589743589743588,0.96153846153846145]
[3,10,101,27,70,1.63,0.74,200,1,0.78,2.0897435897435894,0.94871794871794868]
[3,10.7,101,27,80,1.81,0.74,200,1,0.78,2.3205128205128207,0.94871794871794868]
[3,11.5,101,27,90,1.98,0.73,200,1,0.78,2.5384615384615383,0.93589743589743579]
[3,12.2,101,27,99,2.14,0.73,200,1,0.78,2.7435897435897436,0.93589743589743579]
[3,5,101,27,1,0.79,0.79,330,0,0.79,1,1]
[3,6.4,101,27,50,1.3,0.77,330,1,0.79,1.6455696202531644,0.97468354430379744]
[3,6.8,101,27,60,1.48,0.76,330,1,0.79,1.8734177215189873,0.96202531645569622]
[3,7.3,101,27,70,1.66,0.76,330,1,0.79,2.1012658227848098,0.96202531645569622]
[3,7.8,101,27,80,1.84,0.76,330,1,0.79,2.3291139240506329,0.96202531645569622]
[3,8.1999999999999993,101,27,90,2.02,0.75,330,1,0.79,2.5569620253164556,0.94936708860759489]
[3,8.6999999999999993,101,27,99,2.1800000000000002,0.75,330,1,0.79,2.759493670886076,0.94936708860759489]
[3,12.4,101,28,1,0.76,0.76,70,0,0.76,1,1]
[3,16,101,28,50,1.06,0.64,70,1,0.76,1.3947368421052633,0.84210526315789469]
[3,17.7,101,28,60,1.2,0.61,70,1,0.76,1.5789473684210527,0.80263157894736836]
[3,19.3,101,28,70,1.33,0.57999999999999996,70,1,0.76,1.75,0.76315789473684204]
[3,20.9,101,28,80,1.46,0.55000000000000004,70,1,0.76,1.9210526315789473,0.72368421052631582]
[3,22.5,101,28,90,1.59,0.52,70,1,0.76,2.0921052631578947,0.68421052631578949]
[3,23.9,101,28,99,1.7,0.49,70,1,0.76,2.236842105263158,0.64473684210526316]
[3,6.5,101,28,1,0.81,0.81,200,0,0.81,1,1]
[3,8.8000000000000007,101,28,50,1.35,0.78,200,1,0.81,1.6666666666666667,0.96296296296296291]
[3,9.6,101,28,60,1.54,0.78,200,1,0.81,1.9012345679012346,0.96296296296296291]
[3,10.4,101,28,70,1.73,0.77,200,1,0.81,2.1358024691358022,0.95061728395061729]
[3,11.2,101,28,80,1.92,0.77,200,1,0.81,2.3703703703703702,0.95061728395061729]
[3,12,101,28,90,2.1,0.76,200,1,0.81,2.5925925925925926,0.93827160493827155]
[3,12.8,101,28,99,2.27,0.75,200,1,0.81,2.8024691358024691,0.92592592592592582]
[3,5.0999999999999996,101,28,1,0.82,0.82,330,0,0.82,1,1]
[3,6.6,101,28,50,1.38,0.8,330,1,0.82,1.6829268292682926,0.97560975609756106]
[3,7.1,101,28,60,1.57,0.79,330,1,0.82,1.9146341463414636,0.96341463414634154]
[3,7.6,101,28,70,1.76,0.79,330,1,0.82,2.1463414634146343,0.96341463414634154]
[3,8.1,101,28,80,1.95,0.78,330,1,0.82,2.3780487804878048,0.95121951219512202]
[3,8.6,101,28,90,2.14,0.78,330,1,0.82,2.6097560975609757,0.95121951219512202]
[3,9,101,28,99,2.3199999999999998,0.78,330,1,0.82,2.8292682926829267,0.95121951219512202]
[3,12.6,171,21,1,0.79,0.79,70,0,0.79,1,1]
[3,12.5,171,21,50,0.78,0.67,70,1,0.79,0.98734177215189878,0.84810126582278478]
[3,13.9,171,21,60,0.89,0.62,70,1,0.79,1.1265822784810127,0.78481012658227844]
[3,15.2,171,21,70,0.99,0.56999999999999995,70,1,0.79,1.2531645569620253,0.72151898734177211]
[3,16.5,171,21,80,1.1000000000000001,0.52,70,1,0.79,1.3924050632911393,0.65822784810126578]
[3,17.7,171,21,90,1.2,0.48,70,1,0.79,1.5189873417721518,0.60759493670886067]
[3,18.8,171,21,99,1.29,0.43,70,1,0.79,1.6329113924050633,0.54430379746835444]
[3,7.1,171,21,1,0.95,0.95,200,0,0.95,1,1]
[3,8.3000000000000007,171,21,50,1.24,0.89,200,1,0.95,1.3052631578947369,0.93684210526315792]
[3,9.1,171,21,60,1.43,0.88,200,1,0.95,1.5052631578947369,0.9263157894736842]
[3,9.9,171,21,70,1.62,0.86,200,1,0.95,1.705263157894737,0.90526315789473688]
[3,10.7,171,21,80,1.81,0.85,200,1,0.95,1.905263157894737,0.89473684210526316]
[3,11.6,171,21,90,2,0.83,200,1,0.95,2.1052631578947367,0.87368421052631584]
[3,12.3,171,21,99,2.17,0.81,200,1,0.95,2.2842105263157895,0.85263157894736852]
[3,5.5,171,21,1,0.97,0.97,330,0,0.97,1,1]
[3,6.4,171,21,50,1.33,0.94,330,1,0.97,1.3711340206185567,0.96907216494845361]
[3,7,171,21,60,1.53,0.93,330,1,0.97,1.5773195876288661,0.95876288659793818]
[3,7.5,171,21,70,1.73,0.92,330,1,0.97,1.7835051546391754,0.94845360824742275]
[3,8,171,21,80,1.94,0.91,330,1,0.97,2,0.93814432989690733]
[3,8.6,171,21,90,2.14,0.9,330,1,0.97,2.2061855670103094,0.92783505154639179]
[3,9,171,21,99,2.3199999999999998,0.89,330,1,0.97,2.3917525773195876,0.91752577319587636]
[3,13.2,171,22,1,0.83,0.83,70,0,0.83,1,1]
[3,13.3,171,22,50,0.84,0.7,70,1,0.83,1.0120481927710843,0.84337349397590355]
[3,14.7,171,22,60,0.95,0.65,70,1,0.83,1.1445783132530121,0.78313253012048201]
[3,16.100000000000001,171,22,70,1.07,0.59,70,{"$f":"IF(F214<>G214,1,0)","v":1},0.83,{"$f":"F214/J214","v":1.2891566265060241},0.71084337349397586]
[3,17.399999999999999,171,22,80,1.17,0.54,70,1,0.83,1.4096385542168675,{"$f":"G215/J215","v":0.65060240963855431}]
[3,18.7,171,22,90,1.28,0.49,70,1,0.83,1.5421686746987953,0.59036144578313254]
[3,19.8,171,22,99,1.37,0.44,70,1,{"$f":"IF(F217/G217=1,F217,J216)","v":0.83},1.6506024096385545,0.53012048192771088]
[3,7.3,171,22,1,1,1,200,0,1,1,1]
[3,8.8000000000000007,171,22,50,1.35,0.94,200,1,1,1.35,0.94]
[3,9.6,171,22,60,1.55,0.92,200,1,1,1.55,0.92]
[3,10.5,171,22,70,1.75,0.9,200,1,1,1.75,0.9]
[3,11.3,171,22,80,1.95,0.89,200,1,1,1.95,0.89]
[3,12.2,171,22,90,2.15,0.87,200,1,1,2.15,0.87]
[3,13,171,22,99,2.33,0.85,200,1,1,2.33,0.85]
[3,5.7,171,22,1,1.02,1.02,330,0,1.02,1,1]
[3,6.7,171,22,50,1.44,0.99,330,1,1.02,1.4117647058823528,0.97058823529411764]
[3,7.3,171,22,60,1.66,0.98,330,1,1.02,1.6274509803921569,0.96078431372549011]
[3,7.9,171,22,70,1.87,0.97,330,1,1.02,1.8333333333333335,0.9509803921568627]
[3,8.4,171,22,80,2.09,0.95,330,1,1.02,2.0490196078431371,0.93137254901960775]
[3,9,171,22,90,2.2999999999999998,0.94,330,1,1.02,2.2549019607843137,0.92156862745098034]
[3,9.5,171,22,99,2.4900000000000002,0.94,330,1,1.02,2.4411764705882355,0.92156862745098034]
[3,13.7,171,23,1,0.87,0.87,70,0,0.87,1,1]
[3,14.1,171,23,50,0.9,0.72,70,1,0.87,1.0344827586206897,0.82758620689655171]
[3,15.5,171,23,60,1.02,0.67,70,1,0.87,1.1724137931034484,0.77011494252873569]
[3,16.899999999999999,171,23,70,1.1399999999999999,0.61,70,1,0.87,1.3103448275862069,0.70114942528735635]
[3,18.3,171,23,80,1.25,0.56000000000000005,70,1,0.87,1.4367816091954022,0.64367816091954033]
[3,19.7,171,23,90,1.36,0.5,70,1,0.87,1.5632183908045978,0.57471264367816088]
[3,20.8,171,23,99,1.45,0.46,70,1,0.87,1.6666666666666665,0.52873563218390807]
[3,7.5,171,23,1,1.05,1.05,200,0,1.05,1,1]
[3,9.1999999999999993,171,23,50,1.46,0.98,200,1,1.05,1.3904761904761904,0.93333333333333324]
[3,10.1,171,23,60,1.67,0.96,200,1,1.05,1.5904761904761904,0.91428571428571426]
[3,11.1,171,23,70,1.88,0.94,200,1,1.05,1.7904761904761903,0.89523809523809517]
[3,12,171,23,80,2.09,0.92,200,1,1.05,1.9904761904761903,0.87619047619047619]
[3,12.9,171,23,90,2.2999999999999998,0.91,200,1,1.05,2.1904761904761902,0.8666666666666667]
[3,13.7,171,23,99,2.4900000000000002,0.89,200,1,1.05,2.3714285714285714,0.84761904761904761]
[3,5.8,171,23,1,1.07,1.07,330,0,1.07,1,1]
[3,7,171,23,50,1.56,1.03,330,1,1.07,1.4579439252336448,0.96261682242990654]
[3,7.6,171,23,60,1.78,1.02,330,1,1.07,1.6635514018691588,0.95327102803738317]
[3,8.1999999999999993,171,23,70,2.0099999999999998,1.01,330,1,1.07,1.8785046728971959,0.94392523364485981]
[3,8.8000000000000007,171,23,80,2.2400000000000002,1,330,1,1.07,2.0934579439252339,0.93457943925233644]
[3,9.4,171,23,90,2.4700000000000002,0.99,330,1,1.07,2.3084112149532712,0.92523364485981308]
[3,9.9,171,23,99,2.67,0.98,330,1,1.07,2.495327102803738,0.9158878504672896]
[3,14.2,171,24,1,0.91,0.91,70,0,0.91,1,1]
[3,14.9,171,24,50,0.97,0.75,70,1,0.91,1.0659340659340659,0.82417582417582413]
[3,16.399999999999999,171,24,60,1.0900000000000001,0.69,70,1,0.91,1.1978021978021978,0.75824175824175821]
[3,17.899999999999999,171,24,70,1.21,0.63,70,1,0.91,1.3296703296703296,0.69230769230769229]
[3,19.3,171,24,80,1.33,0.56999999999999995,70,1,0.91,1.4615384615384617,0.62637362637362626]
[3,20.7,171,24,90,1.44,0.52,70,1,0.91,1.5824175824175823,0.5714285714285714]
[3,21.9,171,24,99,1.54,0.47,70,1,0.91,1.6923076923076923,0.51648351648351642]
[3,7.7,171,24,1,1.1000000000000001,1.1000000000000001,200,0,1.1000000000000001,1,1]
[3,9.6999999999999993,171,24,50,1.57,1.02,200,1,1.1000000000000001,1.4272727272727272,0.92727272727272725]
[3,10.7,171,24,60,1.79,1,200,1,1.1000000000000001,1.6272727272727272,0.90909090909090906]
[3,11.6,171,24,70,2.0099999999999998,0.98,200,1,1.1000000000000001,1.8272727272727269,0.89090909090909087]
[3,12.6,171,24,80,2.2400000000000002,0.96,200,1,1.1000000000000001,2.0363636363636366,0.87272727272727257]
[3,13.6,171,24,90,2.46,0.94,200,1,1.1000000000000001,2.2363636363636363,0.85454545454545439]
[3,14.4,171,24,99,2.66,0.93,200,1,1.1000000000000001,2.418181818181818,0.84545454545454546]
[3,5.9,171,24,1,1.1200000000000001,1.1200000000000001,330,0,1.1200000000000001,1,1]
[3,7.3,171,24,50,1.67,1.08,330,1,1.1200000000000001,1.4910714285714284,0.9642857142857143]
[3,8,171,24,60,1.92,1.07,330,1,1.1200000000000001,1.714285714285714,0.95535714285714279]
[3,8.6,171,24,70,2.16,1.06,330,1,1.1200000000000001,1.9285714285714286,0.9464285714285714]
[3,9.1999999999999993,171,24,80,2.4,1.04,330,1,1.1200000000000001,2.1428571428571428,0.92857142857142849]
[3,9.9,171,24,90,2.64,1.03,330,1,1.1200000000000001,2.3571428571428572,0.9196428571428571]
[3,10.4,171,24,99,2.86,1.02,330,1,1.1200000000000001,2.5535714285714284,0.9107142857142857]
[3,14.7,171,25,1,0.96,0.96,70,0,0.96,1,1]
[3,15.6,171,25,50,1.03,0.77,70,1,0.96,1.0729166666666667,0.80208333333333337]
[3,17.2,171,25,60,1.1599999999999999,0.71,70,1,0.96,1.2083333333333333,0.73958333333333337]
[3,18.8,171,25,70,1.29,0.65,70,1,0.96,1.34375,0.67708333333333337]
[3,20.2,171,25,80,1.41,0.59,70,{"$f":"IF(F278<>G278,1,0)","v":1},0.96,{"$f":"F278/J278","v":1.46875},0.61458333333333337]
[3,21.7,171,25,90,1.52,0.53,70,1,0.96,1.5833333333333335,{"$f":"G279/J279","v":0.55208333333333337}]
[3,22.9,171,25,99,1.62,0.47,70,1,0.96,1.6875000000000002,0.48958333333333331]
[3,7.9,171,25,1,1.1499999999999999,1.1499999999999999,200,0,{"$f":"IF(F281/G281=1,F281,J280)","v":1.1499999999999999},1,1]
[3,10.199999999999999,171,25,50,1.68,1.07,200,1,1.1499999999999999,1.4608695652173913,0.93043478260869583]
[3,11.2,171,25,60,1.92,1.05,200,1,1.1499999999999999,1.6695652173913045,0.91304347826086962]
[3,12.2,171,25,70,2.15,1.02,200,1,1.1499999999999999,1.8695652173913044,0.88695652173913053]
[3,13.3,171,25,80,2.39,1,200,1,1.1499999999999999,2.0782608695652178,0.86956521739130443]
[3,14.3,171,25,90,2.63,0.98,200,1,1.1499999999999999,2.2869565217391306,0.85217391304347834]
[3,15.2,171,25,99,2.84,0.96,200,1,1.1499999999999999,2.4695652173913043,0.83478260869565224]
[3,6,171,25,1,1.17,1.17,330,0,1.17,1,1]
[3,7.7,171,25,50,1.8,1.1299999999999999,330,1,1.17,1.5384615384615385,0.96581196581196582]
[3,8.3000000000000007,171,25,60,2.0499999999999998,1.1100000000000001,330,1,1.17,1.7521367521367521,0.9487179487179489]
[3,9,171,25,70,2.31,1.1000000000000001,330,1,1.17,1.9743589743589745,0.94017094017094027]
[3,9.6999999999999993,171,25,80,2.56,1.0900000000000001,330,1,1.17,2.1880341880341883,0.93162393162393176]
[3,10.3,171,25,90,2.82,1.07,330,1,1.17,2.4102564102564101,0.91452991452991461]
[3,10.9,171,25,99,3.05,1.06,330,1,1.17,2.6068376068376069,0.90598290598290609]
[3,15.2,171,26,1,1,1,70,0,1,1,1]
[3,16.399999999999999,171,26,50,1.1000000000000001,0.79,70,1,1,1.1000000000000001,0.79]
[3,18.100000000000001,171,26,60,1.23,0.73,70,1,1,1.23,0.73]
[3,19.7,171,26,70,1.36,0.66,70,1,1,1.36,0.66]
[3,21.2,171,26,80,1.49,0.6,70,1,1,1.49,0.6]
[3,22.7,171,26,90,1.6,0.53,70,1,1,1.6,0.53]
[3,24,171,26,99,1.71,0.48,70,1,1,1.71,0.48]
[3,8.1,171,26,1,1.2,1.2,200,0,1.2,1,1]
[3,10.7,171,26,50,1.8,1.1100000000000001,200,1,1.2,1.5,0.92500000000000016]
[3,11.8,171,26,60,2.0499999999999998,1.08,200,1,1.2,1.7083333333333333,0.90000000000000013]
[3,12.9,171,26,70,2.2999999999999998,1.06,200,1,1.2,1.9166666666666665,0.88333333333333341]
[3,13.9,171,26,80,2.5499999999999998,1.04,200,1,1.2,2.125,0.8666666666666667]
[3,15,171,26,90,2.8,1.02,200,1,1.2,2.3333333333333335,0.85000000000000009]
[3,16,171,26,99,3.03,1,200,1,1.2,2.5249999999999999,0.83333333333333337]
[3,6.2,171,26,1,1.22,1.22,330,0,1.22,1,1]
[3,8,171,26,50,1.92,1.17,330,1,1.22,1.5737704918032787,0.95901639344262291]
[3,8.6999999999999993,171,26,60,2.19,1.1599999999999999,330,1,1.22,1.7950819672131149,0.95081967213114749]
[3,9.4,171,26,70,2.46,1.1399999999999999,330,1,1.22,2.0163934426229506,0.93442622950819665]
[3,10.1,171,26,80,2.73,1.1299999999999999,330,1,1.22,2.237704918032787,0.92622950819672123]
[3,10.8,171,26,90,3,1.1200000000000001,330,1,1.22,2.459016393442623,0.91803278688524603]
[3,11.4,171,26,99,3.25,1.1000000000000001,330,1,1.22,2.6639344262295084,0.90163934426229519]
[3,15.8,171,27,1,1.04,1.04,70,0,1.04,1,1]
[3,17.3,171,27,50,1.1599999999999999,0.81,70,1,1.04,1.1153846153846152,0.77884615384615385]
[3,19,171,27,60,1.3,0.74,70,1,1.04,1.25,0.71153846153846145]
[3,20.6,171,27,70,1.44,0.68,70,1,1.04,1.3846153846153846,0.65384615384615385]
[3,22.2,171,27,80,1.57,0.61,70,1,1.04,1.5096153846153846,0.58653846153846145]
[3,23.7,171,27,90,1.69,0.54,70,1,1.04,1.625,0.51923076923076927]
[3,25.1,171,27,99,1.79,0.49,70,1,1.04,1.721153846153846,0.47115384615384615]
[3,8.3000000000000007,171,27,1,1.24,1.24,200,0,1.24,1,1]
[3,11.2,171,27,50,1.92,1.1499999999999999,200,1,1.24,1.5483870967741935,0.92741935483870963]
[3,12.4,171,27,60,2.1800000000000002,1.1200000000000001,200,1,1.24,1.7580645161290325,0.90322580645161299]
[3,13.5,171,27,70,2.4500000000000002,1.1000000000000001,200,1,1.24,1.9758064516129035,0.88709677419354849]
[3,14.6,171,27,80,2.71,1.08,200,1,1.24,2.185483870967742,0.87096774193548399]
[3,15.8,171,27,90,2.98,1.05,200,1,1.24,2.403225806451613,0.84677419354838712]
[3,16.8,171,27,99,3.21,1.03,200,1,1.24,2.588709677419355,0.83064516129032262]
[3,6.3,171,27,1,1.27,1.27,330,0,1.27,1,1]
[3,8.3000000000000007,171,27,50,2.0499999999999998,1.21,330,1,1.27,1.6141732283464565,0.952755905511811]
[3,9.1,171,27,60,2.34,1.2,330,1,1.27,1.8425196850393699,0.94488188976377951]
[3,9.8000000000000007,171,27,70,2.62,1.19,330,1,1.27,2.0629921259842519,0.93700787401574792]
[3,10.6,171,27,80,2.91,1.17,330,1,1.27,2.2913385826771653,0.92125984251968496]
[3,11.3,171,27,90,3.2,1.1599999999999999,330,1,1.27,2.5196850393700787,0.91338582677165348]
[3,12,171,27,99,3.45,1.1399999999999999,330,1,1.27,2.7165354330708662,0.89763779527559051]
[3,16.3,171,28,1,1.08,1.08,70,0,1.08,1,1]
[3,18.100000000000001,171,28,50,1.23,0.83,70,1,1.08,1.1388888888888888,0.76851851851851838]
[3,19.899999999999999,171,28,60,1.38,0.76,70,1,1.08,1.2777777777777777,0.70370370370370372]
[3,21.6,171,28,70,1.51,0.69,70,1,1.08,1.3981481481481481,0.63888888888888884]
[3,23.2,171,28,80,1.65,0.62,70,1,1.08,1.5277777777777777,0.57407407407407407]
[3,24.8,171,28,90,1.77,0.55000000000000004,70,{"$f":"IF(F342<>G342,1,0)","v":1},1.08,{"$f":"F342/J342","v":1.6388888888888888},0.5092592592592593]
[3,26.1,171,28,99,1.88,0.49,70,1,1.08,1.7407407407407405,{"$f":"G343/J343","v":0.45370370370370366}]
[3,8.5,171,28,1,1.29,1.29,200,0,1.29,1,1]
[3,11.7,171,28,50,2.04,1.19,200,1,{"$f":"IF(F345/G345=1,F345,J344)","v":1.29},1.5813953488372092,0.92248062015503873]
[3,13,171,28,60,2.3199999999999998,1.1599999999999999,200,1,1.29,1.7984496124031006,0.89922480620155032]
[3,14.2,171,28,70,2.6,1.1399999999999999,200,1,1.29,2.0155038759689923,0.88372093023255804]
[3,15.4,171,28,80,2.88,1.1100000000000001,200,1,1.29,2.2325581395348837,0.86046511627906985]
[3,16.600000000000001,171,28,90,3.16,1.0900000000000001,200,1,1.29,2.4496124031007751,0.84496124031007758]
[3,17.600000000000001,171,28,99,3.41,1.06,200,1,1.29,2.6434108527131785,0.82170542635658916]
[3,6.4,171,28,1,1.32,1.32,330,0,1.32,1,1]
[3,8.6999999999999993,171,28,50,2.1800000000000002,1.26,330,1,1.32,1.6515151515151516,0.95454545454545447]
[3,9.4,171,28,60,2.4900000000000002,1.24,330,1,1.32,1.8863636363636365,0.93939393939393934]
[3,10.199999999999999,171,28,70,2.79,1.23,330,1,1.32,2.1136363636363638,0.93181818181818177]
[3,11,171,28,80,3.09,1.21,330,1,1.32,2.3409090909090908,0.91666666666666663]
[3,11.8,171,28,90,3.39,1.2,330,1,1.32,2.5681818181818183,0.90909090909090906]
[3,12.5,171,28,99,3.67,1.18,330,1,1.32,2.7803030303030303,0.89393939393939381]
[3,14.3,241,21,1,0.92,0.92,70,0,0.92,1,1]
[3,14.2,241,21,50,0.92,0.88,70,1,0.92,1,0.9565217391304347]
[3,14.5,241,21,60,0.94,0.73,70,1,0.92,1.0217391304347825,0.79347826086956519]
[3,15.8,241,21,70,1.05,0.65,70,1,0.92,1.1413043478260869,0.70652173913043481]
[3,17.100000000000001,241,21,80,1.1499999999999999,0.57999999999999996,70,1,0.92,1.2499999999999998,0.63043478260869557]
[3,18.399999999999999,241,21,90,1.25,0.5,70,1,0.92,1.3586956521739131,0.54347826086956519]
[3,19.5,241,21,99,1.34,0.44,70,1,0.92,1.4565217391304348,0.47826086956521735]
[3,8.1999999999999993,241,21,1,1.22,1.22,200,0,1.22,1,1]
[3,9.5,241,21,50,1.52,1.1299999999999999,200,1,1.22,1.2459016393442623,0.92622950819672123]
[3,10.5,241,21,60,1.75,1.0900000000000001,200,1,1.22,1.4344262295081966,0.89344262295081978]
[3,11.5,241,21,70,1.97,1.05,200,1,1.22,1.6147540983606556,0.8606557377049181]
[3,12.4,241,21,80,2.2000000000000002,1.02,200,1,1.22,1.8032786885245904,0.83606557377049184]
[3,13.4,241,21,90,2.4300000000000002,0.98,200,1,1.22,1.9918032786885247,0.80327868852459017]
[3,14.3,241,21,99,2.63,0.95,200,1,1.22,2.1557377049180326,0.77868852459016391]
[3,6.3,241,21,1,1.28,1.28,330,0,1.28,1,1]
[3,7.4,241,21,50,1.7,1.22,330,1,1.28,1.328125,0.953125]
[3,8.1,241,21,60,1.96,1.2,330,1,1.28,1.53125,0.9375]
[3,8.8000000000000007,241,21,70,2.2200000000000002,1.17,330,1,1.28,1.7343750000000002,0.91406249999999989]
[3,9.4,241,21,80,2.48,1.1499999999999999,330,1,1.28,1.9375,0.89843749999999989]
[3,10.1,241,21,90,2.74,1.1299999999999999,330,1,1.28,2.140625,0.88281249999999989]
[3,10.7,241,21,99,2.97,1.1100000000000001,330,1,1.28,2.3203125,0.86718750000000011]
[3,14.9,241,22,1,0.97,0.97,70,0,0.97,1,1]
[3,13.9,241,22,50,0.89,0.84,70,1,0.97,0.91752577319587636,0.865979381443299]
[3,15.3,241,22,60,1.01,0.76,70,1,0.97,1.0412371134020619,0.78350515463917525]
[3,16.7,241,22,70,1.1200000000000001,0.67,70,1,0.97,1.1546391752577321,0.69072164948453618]
[3,18.100000000000001,241,22,80,1.23,0.59,70,1,0.97,1.268041237113402,0.60824742268041232]
[3,19.399999999999999,241,22,90,1.33,0.51,70,1,0.97,1.3711340206185567,0.52577319587628868]
[3,20.5,241,22,99,1.43,0.45,70,1,0.97,1.4742268041237112,0.46391752577319589]
[3,8.5,241,22,1,1.29,1.29,200,0,1.29,1,1]
[3,10.1,241,22,50,1.65,1.18,200,1,1.29,1.2790697674418603,0.9147286821705426]
[3,11.1,241,22,60,1.89,1.1399999999999999,200,1,1.29,1.4651162790697674,0.88372093023255804]
[3,12.1,241,22,70,2.13,1.1000000000000001,200,1,1.29,1.6511627906976742,0.85271317829457371]
[3,13.2,241,22,80,2.37,1.06,200,1,1.29,1.8372093023255813,0.82170542635658916]
[3,14.2,241,22,90,2.61,1.02,200,1,1.29,2.0232558139534884,0.79069767441860461]
[3,15.1,241,22,99,2.82,0.99,200,1,1.29,2.1860465116279069,0.7674418604651162]
[3,6.5,241,22,1,1.35,1.35,330,0,1.35,1,1]
[3,7.8,241,22,50,1.85,1.28,330,1,1.35,1.3703703703703702,0.94814814814814807]
[3,8.5,241,22,60,2.12,1.25,330,1,1.35,1.5703703703703704,0.92592592592592582]
[3,9.1999999999999993,241,22,70,2.4,1.23,330,1,1.35,1.7777777777777777,0.91111111111111098]
[3,9.9,241,22,80,2.67,1.21,330,1,1.35,1.9777777777777776,0.89629629629629626]
[3,10.7,241,22,90,2.95,1.18,330,1,1.35,2.1851851851851851,0.874074074074074]
[3,11.3,241,22,99,3.19,1.1599999999999999,330,1,1.35,2.3629629629629627,0.85925925925925917]
[3,15.5,241,23,1,1.02,1.02,70,0,1.02,1,1]
[3,14.7,241,23,50,0.95,0.87,70,1,1.02,0.93137254901960775,0.8529411764705882]
[3,16.2,241,23,60,1.08,0.78,70,1,1.02,1.0588235294117647,0.76470588235294124]
[3,17.600000000000001,241,23,70,1.19,0.69,70,1,1.02,1.1666666666666665,0.67647058823529405]
[3,19,241,23,80,1.31,0.61,70,1,1.02,1.2843137254901962,0.59803921568627449]
[3,20.399999999999999,241,23,90,1.41,0.53,70,1,1.02,1.3823529411764706,0.51960784313725494]
[3,21.5,241,23,99,1.51,0.46,70,{"$f":"IF(F406<>G406,1,0)","v":1},1.02,{"$f":"F406/J406","v":1.4803921568627452},0.45098039215686275]
[3,8.8000000000000007,241,23,1,1.36,1.36,200,0,1.36,1,{"$f":"G407/J407","v":1}]
[3,10.6,241,23,50,1.78,1.23,200,1,1.36,1.3088235294117647,0.90441176470588225]
[3,11.7,241,23,60,2.0299999999999998,1.19,200,1,{"$f":"IF(F409/G409=1,F409,J408)","v":1.36},1.4926470588235292,0.87499999999999989]
[3,12.8,241,23,70,2.29,1.1499999999999999,200,1,1.36,1.6838235294117647,0.84558823529411753]
[3,13.9,241,23,80,2.54,1.1100000000000001,200,1,1.36,1.8676470588235292,0.81617647058823528]
[3,15,241,23,90,2.79,1.07,200,1,1.36,2.0514705882352939,0.78676470588235292]
[3,16,241,23,99,3.02,1.03,200,1,1.36,2.2205882352941173,0.75735294117647056]
[3,6.7,241,23,1,1.42,1.42,330,0,1.42,1,1]
[3,8.1999999999999993,241,23,50,2,1.34,330,1,1.42,1.4084507042253522,0.94366197183098599]
[3,8.9,241,23,60,2.29,1.31,330,1,1.42,1.6126760563380282,0.92253521126760574]
[3,9.6999999999999993,241,23,70,2.58,1.28,330,1,1.42,1.8169014084507045,0.90140845070422537]
[3,10.5,241,23,80,2.87,1.26,330,1,1.42,2.0211267605633805,0.88732394366197187]
[3,11.2,241,23,90,3.16,1.23,330,1,1.42,2.2253521126760565,0.86619718309859162]
[3,11.9,241,23,99,3.42,1.21,330,1,1.42,2.408450704225352,0.852112676056338]
[3,16.100000000000001,241,24,1,1.07,1.07,70,0,1.07,1,1]
[3,15.5,241,24,50,1.02,0.89,70,1,1.07,0.95327102803738317,0.83177570093457942]
[3,17.100000000000001,241,24,60,1.1499999999999999,0.8,70,1,1.07,1.0747663551401867,0.74766355140186913]
[3,18.5,241,24,70,1.27,0.71,70,1,1.07,1.1869158878504673,0.66355140186915884]
[3,20,241,24,80,1.38,0.62,70,1,1.07,1.2897196261682242,0.57943925233644855]
[3,21.4,241,24,90,1.5,0.54,70,1,1.07,1.4018691588785046,0.50467289719626174]
[3,22.6,241,24,99,1.59,0.46,70,1,1.07,1.485981308411215,0.42990654205607476]
[3,9.1,241,24,1,1.42,1.42,200,0,1.42,1,1]
[3,11.2,241,24,50,1.91,1.28,200,1,1.42,1.3450704225352113,0.90140845070422537]
[3,12.4,241,24,60,2.1800000000000002,1.24,200,1,1.42,1.535211267605634,0.87323943661971837]
[3,13.5,241,24,70,2.4500000000000002,1.19,200,1,1.42,1.7253521126760565,0.8380281690140845]
[3,14.7,241,24,80,2.72,1.1499999999999999,200,1,1.42,1.9154929577464792,0.8098591549295775]
[3,15.8,241,24,90,2.98,1.1100000000000001,200,1,1.42,2.098591549295775,0.78169014084507049]
[3,16.8,241,24,99,3.23,1.07,200,1,1.42,2.274647887323944,0.75352112676056349]
[3,6.9,241,24,1,1.48,1.48,330,0,1.48,1,1]
[3,8.6,241,24,50,2.15,1.39,330,1,1.48,1.4527027027027026,0.93918918918918914]
[3,9.4,241,24,60,2.46,1.37,330,1,1.48,1.6621621621621621,0.92567567567567577]
[3,10.199999999999999,241,24,70,2.76,1.34,330,1,1.48,1.8648648648648647,0.90540540540540548]
[3,11,241,24,80,3.07,1.31,330,1,1.48,2.0743243243243241,0.8851351351351352]
[3,11.8,241,24,90,3.38,1.29,330,1,1.48,2.2837837837837838,0.8716216216216216]
[3,12.5,241,24,99,3.66,1.26,330,1,1.48,2.4729729729729732,0.85135135135135132]
[3,16.7,241,25,1,1.1200000000000001,1.1200000000000001,70,0,1.1200000000000001,1,1]
[3,16.3,241,25,50,1.0900000000000001,0.92,70,1,1.1200000000000001,0.9732142857142857,0.8214285714285714]
[3,17.899999999999999,241,25,60,1.22,0.82,70,1,1.1200000000000001,1.0892857142857142,0.73214285714285698]
[3,19.5,241,25,70,1.34,0.73,70,1,1.1200000000000001,1.1964285714285714,0.65178571428571419]
[3,21,241,25,80,1.46,0.64,70,1,1.1200000000000001,1.3035714285714284,0.5714285714285714]
[3,22.4,241,25,90,1.58,0.55000000000000004,70,1,1.1200000000000001,1.4107142857142856,0.49107142857142855]
[3,23.6,241,25,99,1.68,0.47,70,1,1.1200000000000001,1.4999999999999998,0.4196428571428571]
[3,9.4,241,25,1,1.48,1.48,200,0,1.48,1,1]
[3,11.8,241,25,50,2.0499999999999998,1.33,200,1,1.48,1.3851351351351351,0.89864864864864868]
[3,13,241,25,60,2.34,1.28,200,1,1.48,1.5810810810810809,0.86486486486486491]
[3,14.2,241,25,70,2.62,1.24,200,1,1.48,1.7702702702702704,0.83783783783783783]
[3,15.5,241,25,80,2.9,1.19,200,1,1.48,1.9594594594594594,0.80405405405405406]
[3,16.7,241,25,90,3.19,1.1399999999999999,200,1,1.48,2.1554054054054053,0.77027027027027017]
[3,17.7,241,25,99,3.44,1.1000000000000001,200,1,1.48,2.3243243243243241,0.74324324324324331]
[3,7,241,25,1,1.55,1.55,330,0,1.55,1,1]
[3,9,241,25,50,2.31,1.45,330,1,1.55,1.4903225806451612,0.93548387096774188]
[3,9.8000000000000007,241,25,60,2.63,1.42,330,1,1.55,1.6967741935483869,0.91612903225806441]
[3,10.7,241,25,70,2.96,1.39,330,1,1.55,1.9096774193548387,0.89677419354838706]
[3,11.5,241,25,80,3.28,1.36,330,1,1.55,2.1161290322580641,0.8774193548387097]
[3,12.4,241,25,90,3.61,1.34,330,1,1.55,2.3290322580645162,0.86451612903225805]
[3,13.1,241,25,99,3.91,1.31,330,1,1.55,2.5225806451612902,0.84516129032258069]
[3,17.3,241,26,1,1.17,1.17,70,0,1.17,1,1]
[3,17.100000000000001,241,26,50,1.1499999999999999,0.94,70,1,1.17,0.98290598290598286,0.80341880341880345]
[3,18.8,241,26,60,1.29,0.84,70,1,1.17,1.1025641025641026,0.71794871794871795]
[3,20.399999999999999,241,26,70,1.42,0.74,70,1,1.17,1.2136752136752136,0.63247863247863256]
[3,21.9,241,26,80,1.54,0.65,70,1,1.17,1.3162393162393164,0.55555555555555558]
[3,23.4,241,26,90,1.66,0.56000000000000005,70,1,1.17,1.4188034188034189,0.47863247863247871]
[3,24.7,241,26,99,1.76,0.47,70,1,1.17,1.5042735042735045,0.40170940170940173]
[3,9.6,241,26,1,1.55,1.55,200,{"$f":"IF(F470<>G470,1,0)","v":0},1.55,{"$f":"F470/J470","v":1},1]
[3,12.4,241,26,50,2.19,1.38,200,1,1.55,1.4129032258064516,{"$f":"G471/J471","v":0.89032258064516123}]
[3,13.7,241,26,60,2.5,1.33,200,1,1.55,1.6129032258064515,0.85806451612903223]
[3,15,241,26,70,2.8,1.28,200,1,{"$f":"IF(F473/G473=1,F473,J472)","v":1.55},1.8064516129032255,0.82580645161290323]
[3,16.3,241,26,80,3.09,1.23,200,1,1.55,1.9935483870967741,0.79354838709677411]
[3,17.5,241,26,90,3.39,1.18,200,1,1.55,2.1870967741935483,0.76129032258064511]
[3,18.7,241,26,99,3.65,1.1299999999999999,200,1,1.55,2.354838709677419,0.72903225806451599]
[3,7.2,241,26,1,1.62,1.62,330,0,1.62,1,1]
[3,9.4,241,26,50,2.46,1.51,330,1,1.62,1.5185185185185184,0.93209876543209869]
[3,10.3,241,26,60,2.81,1.48,330,1,1.62,1.7345679012345678,0.9135802469135802]
[3,11.2,241,26,70,3.16,1.45,330,1,1.62,1.9506172839506173,0.8950617283950616]
[3,12.1,241,26,80,3.51,1.41,330,1,1.62,2.1666666666666665,0.87037037037037024]
[3,13,241,26,90,3.85,1.38,330,1,1.62,2.3765432098765431,0.85185185185185175]
[3,13.8,241,26,99,4.16,1.36,330,1,1.62,2.5679012345679011,0.83950617283950613]
[3,17.899999999999999,241,27,1,1.22,1.22,70,0,1.22,1,1]
[3,18,241,27,50,1.22,0.96,70,1,1.22,1,0.78688524590163933]
[3,19.7,241,27,60,1.36,0.86,70,1,1.22,1.1147540983606559,0.70491803278688525]
[3,21.3,241,27,70,1.5,0.76,70,1,1.22,1.2295081967213115,0.62295081967213117]
[3,22.9,241,27,80,1.62,0.66,70,1,1.22,1.3278688524590165,0.54098360655737709]
[3,24.4,241,27,90,1.75,0.56000000000000005,70,1,1.22,1.4344262295081966,0.45901639344262302]
[3,25.7,241,27,99,1.85,0.48,70,1,1.22,1.5163934426229508,0.39344262295081966]
[3,9.9,241,27,1,1.61,1.61,200,0,1.61,1,1]
[3,13,241,27,50,2.34,1.43,200,1,1.61,1.4534161490683228,0.88819875776397506]
[3,14.4,241,27,60,2.66,1.37,200,1,1.61,1.6521739130434783,0.85093167701863359]
[3,15.8,241,27,70,2.98,1.32,200,1,1.61,1.8509316770186335,0.81987577639751552]
[3,17.100000000000001,241,27,80,3.29,1.27,200,1,1.61,2.043478260869565,0.78881987577639745]
[3,18.399999999999999,241,27,90,3.6,1.21,200,1,1.61,2.2360248447204967,0.75155279503105588]
[3,19.600000000000001,241,27,99,3.87,1.17,200,1,1.61,2.4037267080745339,0.72670807453416142]
[3,7.4,241,27,1,1.69,1.69,330,0,1.69,1,1]
[3,9.8000000000000007,241,27,50,2.63,1.56,330,1,1.69,1.5562130177514792,0.92307692307692313]
[3,10.8,241,27,60,3,1.53,330,1,1.69,1.7751479289940828,0.90532544378698232]
[3,11.7,241,27,70,3.36,1.5,330,1,1.69,1.9881656804733727,0.8875739644970414]
[3,12.7,241,27,80,3.73,1.47,330,1,1.69,2.2071005917159763,0.86982248520710059]
[3,13.6,241,27,90,4.0999999999999996,1.43,330,1,1.69,2.4260355029585798,0.84615384615384615]
[3,14.5,241,27,99,4.42,1.4,330,1,1.69,2.6153846153846154,0.82840236686390534]
[3,18.5,241,28,1,1.27,1.27,70,0,1.27,1,1]
[3,18.8,241,28,50,1.29,0.99,70,1,1.27,1.015748031496063,0.77952755905511806]
[3,20.6,241,28,60,1.43,0.87,70,1,1.27,1.1259842519685039,0.68503937007874016]
[3,22.3,241,28,70,1.57,0.77,70,1,1.27,1.2362204724409449,0.60629921259842523]
[3,23.9,241,28,80,1.7,0.66,70,1,1.27,1.3385826771653542,0.51968503937007871]
[3,25.5,241,28,90,1.83,0.56000000000000005,70,1,1.27,1.4409448818897639,0.44094488188976383]
[3,26.8,241,28,99,1.93,0.48,70,1,1.27,1.5196850393700787,0.37795275590551181]
[3,10.199999999999999,241,28,1,1.68,1.68,200,0,1.68,1,1]
[3,13.7,241,28,50,2.4900000000000002,1.47,200,1,1.68,1.4821428571428574,0.875]
[3,15.1,241,28,60,2.83,1.42,200,1,1.68,1.6845238095238095,0.84523809523809523]
[3,16.600000000000001,241,28,70,3.16,1.36,200,1,1.68,1.8809523809523812,0.80952380952380965]
[3,18,241,28,80,3.49,1.3,200,1,1.68,2.0773809523809526,0.77380952380952384]
[3,19.399999999999999,241,28,90,3.81,1.25,200,1,1.68,2.2678571428571428,0.74404761904761907]
[3,20.6,241,28,99,4.1100000000000003,1.2,200,1,1.68,2.4464285714285716,0.7142857142857143]
[3,7.5,241,28,1,1.75,1.75,330,0,1.75,1,1]
[3,10.3,241,28,50,2.8,1.62,330,1,1.75,1.5999999999999999,0.92571428571428582]
[3,11.3,241,28,60,3.19,1.58,330,1,1.75,1.8228571428571427,0.90285714285714291]
[3,12.3,241,28,70,3.58,1.55,330,1,1.75,2.0457142857142858,0.88571428571428579]
[3,13.3,241,28,80,3.96,1.51,330,1,1.75,2.2628571428571429,0.86285714285714288]
[3,14.3,241,28,90,4.3499999999999996,1.48,330,1,1.75,2.4857142857142853,0.84571428571428575]
[3,15.2,241,28,99,4.7,1.45,330,1,1.75,2.6857142857142859,0.82857142857142851]
[3,15.3,311,21,1,1,1,70,0,1,1,1]
[3,15.2,311,21,50,1,1,70,0,1,1,1]
[3,14.8,311,21,60,0.96,0.83,70,1,1,0.96,0.83]
[3,16.100000000000001,311,21,70,1.07,0.72,70,1,1,1.07,0.72]
[3,17.399999999999999,311,21,80,1.18,0.62,70,1,1,1.18,0.62]
[3,18.7,311,21,90,1.28,0.53,70,1,1,1.28,0.53]
[3,19.8,311,21,99,1.37,0.44,70,1,1,1.37,0.44]
[3,9.1999999999999993,311,21,1,1.44,1.44,200,0,1.44,1,1]
[3,10.3,311,21,50,1.71,1.3,200,{"$f":"IF(F534<>G534,1,0)","v":1},1.44,{"$f":"F534/J534","v":1.1875},0.90277777777777779]
[3,11.4,311,21,60,1.96,1.25,200,1,1.44,1.3611111111111112,{"$f":"G535/J535","v":0.86805555555555558}]
[3,12.5,311,21,70,2.21,1.19,200,1,1.44,1.5347222222222223,0.82638888888888884]
[3,13.6,311,21,80,2.46,1.1299999999999999,200,1,{"$f":"IF(F537/G537=1,F537,J536)","v":1.44},1.7083333333333335,0.78472222222222221]
[3,14.6,311,21,90,2.71,1.08,200,1,1.44,1.8819444444444444,0.75000000000000011]
[3,15.6,311,21,99,2.93,1.02,200,1,1.44,2.0347222222222223,0.70833333333333337]
[3,7,311,21,1,1.54,1.54,330,0,1.54,1,1]
[3,8.1999999999999993,311,21,50,1.99,1.44,330,1,1.54,1.2922077922077921,0.93506493506493504]
[3,8.9,311,21,60,2.29,1.4,330,1,1.54,1.4870129870129869,0.90909090909090906]
[3,9.6999999999999993,311,21,70,2.59,1.37,330,1,1.54,1.6818181818181817,0.88961038961038963]
[3,10.5,311,21,80,2.89,1.33,330,1,1.54,1.8766233766233766,0.86363636363636365]
[3,11.3,311,21,90,3.19,1.29,330,1,1.54,2.0714285714285712,0.83766233766233766]
[3,12,311,21,99,3.46,1.26,330,1,1.54,2.2467532467532467,0.81818181818181812]
[3,16,311,22,1,1.06,1.06,70,0,1.06,1,1]
[3,15.9,311,22,50,1.05,1.05,70,0,1.05,1,1]
[3,15.7,311,22,60,1.03,0.85,70,1,1.05,0.98095238095238091,0.80952380952380942]
[3,17.100000000000001,311,22,70,1.1499999999999999,0.74,70,1,1.05,1.0952380952380951,0.7047619047619047]
[3,18.399999999999999,311,22,80,1.26,0.64,70,1,1.05,1.2,0.60952380952380947]
[3,19.7,311,22,90,1.36,0.53,70,1,1.05,1.2952380952380953,0.50476190476190474]
[3,20.8,311,22,99,1.45,0.45,70,1,1.05,1.3809523809523809,0.42857142857142855]
[3,9.5,311,22,1,1.52,1.52,200,0,1.52,1,1]
[3,10.9,311,22,50,1.85,1.36,200,1,1.52,1.2171052631578947,0.89473684210526316]
[3,12.1,311,22,60,2.12,1.3,200,1,1.52,1.3947368421052633,0.85526315789473684]
[3,13.2,311,22,70,2.38,1.24,200,1,1.52,1.5657894736842104,0.81578947368421051]
[3,14.4,311,22,80,2.64,1.18,200,1,1.52,1.736842105263158,0.77631578947368418]
[3,15.5,311,22,90,2.91,1.1200000000000001,200,1,1.52,1.9144736842105263,0.73684210526315796]
[3,16.5,311,22,99,3.14,1.06,200,1,1.52,2.0657894736842106,0.69736842105263164]
[3,7.2,311,22,1,1.62,1.62,330,0,1.62,1,1]
[3,8.6,311,22,50,2.16,1.51,330,1,1.62,1.3333333333333333,0.93209876543209869]
[3,9.4,311,22,60,2.48,1.47,330,1,1.62,1.5308641975308641,0.90740740740740733]
[3,10.3,311,22,70,2.8,1.43,330,1,1.62,1.7283950617283947,0.88271604938271597]
[3,11.1,311,22,80,3.12,1.39,330,1,1.62,1.9259259259259258,0.85802469135802462]
[3,11.9,311,22,90,3.43,1.35,330,1,1.62,2.117283950617284,0.83333333333333337]
[3,12.7,311,22,99,3.72,1.31,330,1,1.62,2.2962962962962963,0.8086419753086419]
[3,16.600000000000001,311,23,1,1.1100000000000001,1.1100000000000001,70,0,1.1100000000000001,1,1]
[3,16.600000000000001,311,23,50,1.1100000000000001,1.1100000000000001,70,0,1.1100000000000001,1,1]
[3,16.5,311,23,60,1.1000000000000001,0.87,70,1,1.1100000000000001,0.99099099099099097,0.78378378378378366]
[3,18,311,23,70,1.22,0.76,70,1,1.1100000000000001,1.099099099099099,0.68468468468468469]
[3,19.399999999999999,311,23,80,1.33,0.65,70,1,1.1100000000000001,1.1981981981981982,0.5855855855855856]
[3,20.7,311,23,90,1.44,0.55000000000000004,70,1,1.1100000000000001,1.2972972972972971,0.49549549549549549]
[3,21.9,311,23,99,1.54,0.45,70,1,1.1100000000000001,1.3873873873873872,0.40540540540540537]
[3,9.9,311,23,1,1.6,1.6,200,0,1.6,1,1]
[3,11.5,311,23,50,2,1.42,200,1,1.6,1.25,0.88749999999999996]
[3,12.8,311,23,60,2.2799999999999998,1.36,200,1,1.6,1.4249999999999998,0.85]
[3,14,311,23,70,2.56,1.29,200,1,1.6,1.5999999999999999,0.80625000000000002]
[3,15.2,311,23,80,2.84,1.22,200,1,1.6,1.7749999999999999,0.76249999999999996]
[3,16.399999999999999,311,23,90,3.11,1.1599999999999999,200,1,1.6,1.9437499999999999,0.72499999999999987]
[3,17.399999999999999,311,23,99,3.36,1.1000000000000001,200,1,1.6,2.0999999999999996,0.6875]
[3,7.4,311,23,1,1.71,1.71,330,0,1.71,1,1]
[3,9.1,311,23,50,2.33,1.58,330,1,1.71,1.3625730994152048,0.92397660818713456]
[3,9.9,311,23,60,2.67,1.54,330,1,1.71,1.5614035087719298,0.90058479532163749]
[3,10.8,311,23,70,3.01,1.49,330,1,1.71,1.7602339181286548,0.87134502923976609]
[3,11.7,311,23,80,3.35,1.45,330,1,1.71,1.9590643274853803,0.84795321637426901]
[3,12.6,311,23,90,3.69,1.41,330,1,1.71,2.1578947368421053,0.82456140350877194]
[3,13.4,311,23,99,3.99,1.37,330,1,1.71,2.3333333333333335,0.80116959064327498]
[3,17.3,311,24,1,1.17,1.17,70,0,1.17,1,1]
[3,17.3,311,24,50,1.1599999999999999,1.1399999999999999,70,1,1.17,0.99145299145299148,0.97435897435897434]
[3,17.399999999999999,311,24,60,1.17,0.9,70,1,1.17,1,0.76923076923076927]
[3,18.899999999999999,311,24,70,1.3,0.78,70,1,1.17,1.1111111111111112,0.66666666666666674]
[3,20.3,311,24,80,1.41,0.67,70,1,1.17,1.2051282051282051,0.57264957264957272]
[3,21.7,311,24,90,1.52,0.56000000000000005,70,1,1.17,1.2991452991452992,0.47863247863247871]
[3,22.9,311,24,99,1.62,0.46,70,1,1.17,1.3846153846153848,0.39316239316239321]
[3,10.199999999999999,311,24,1,1.68,1.68,200,0,1.68,1,1]
[3,12.2,311,24,50,2.15,1.47,200,1,1.68,1.2797619047619047,0.875]
[3,13.5,311,24,60,2.44,1.41,200,{"$f":"IF(F598<>G598,1,0)","v":1},1.68,{"$f":"F598/J598","v":1.4523809523809523},0.8392857142857143]
[3,14.7,311,24,70,2.74,1.34,200,1,1.68,1.6309523809523812,{"$f":"G599/J599","v":0.79761904761904767}]
[3,16,311,24,80,3.03,1.27,200,1,1.68,1.8035714285714286,0.75595238095238104]
[3,17.3,311,24,90,3.32,1.2,200,1,{"$f":"IF(F601/G601=1,F601,J600)","v":1.68},1.9761904761904763,0.7142857142857143]
[3,18.399999999999999,311,24,99,3.58,1.1399999999999999,200,1,1.68,2.1309523809523809,0.67857142857142849]
[3,7.6,311,24,1,1.79,1.79,330,0,1.79,1,1]
[3,9.5,311,24,50,2.5099999999999998,1.64,330,1,1.79,1.4022346368715082,0.91620111731843568]
[3,10.5,311,24,60,2.87,1.6,330,1,1.79,1.6033519553072626,0.89385474860335201]
[3,11.4,311,24,70,3.23,1.55,330,1,1.79,1.8044692737430168,0.86592178770949724]
[3,12.3,311,24,80,3.59,1.51,330,1,1.79,2.005586592178771,0.84357541899441335]
[3,13.2,311,24,90,3.94,1.46,330,1,1.79,2.2011173184357542,0.81564245810055858]
[3,14.1,311,24,99,4.26,1.42,330,1,1.79,2.3798882681564244,0.7932960893854748]
[3,18,311,25,1,1.22,1.22,70,0,1.22,1,1]
[3,16.600000000000001,311,25,50,1.1100000000000001,1.04,70,1,1.22,0.90983606557377061,0.85245901639344268]
[3,18.3,311,25,60,1.25,0.92,70,1,1.22,1.0245901639344261,0.75409836065573776]
[3,19.8,311,25,70,1.37,0.8,70,1,1.22,1.1229508196721312,0.65573770491803285]
[3,21.3,311,25,80,1.49,0.68,70,1,1.22,1.221311475409836,0.55737704918032793]
[3,22.7,311,25,90,1.61,0.56999999999999995,70,1,1.22,1.319672131147541,0.46721311475409832]
[3,23.9,311,25,99,1.71,0.47,70,1,1.22,1.401639344262295,0.38524590163934425]
[3,10.5,311,25,1,1.75,1.75,200,0,1.75,1,1]
[3,12.9,311,25,50,2.2999999999999998,1.53,200,1,1.75,1.3142857142857143,0.87428571428571433]
[3,14.2,311,25,60,2.61,1.46,200,1,1.75,1.4914285714285713,0.8342857142857143]
[3,15.6,311,25,70,2.92,1.38,200,1,1.75,1.6685714285714286,0.78857142857142848]
[3,16.899999999999999,311,25,80,3.23,1.31,200,1,1.75,1.8457142857142856,0.74857142857142855]
[3,18.2,311,25,90,3.54,1.24,200,1,1.75,2.0228571428571427,0.70857142857142852]
[3,19.3,311,25,99,3.81,1.17,200,1,1.75,2.177142857142857,0.66857142857142848]
[3,7.9,311,25,1,1.87,1.87,330,0,1.87,1,1]
[3,10,311,25,50,2.69,1.71,330,1,1.87,1.4385026737967914,0.91443850267379667]
[3,11,311,25,60,3.07,1.66,330,1,1.87,1.641711229946524,0.88770053475935817]
[3,12,311,25,70,3.45,1.61,330,1,1.87,1.8449197860962567,0.86096256684491979]
[3,13,311,25,80,3.83,1.56,330,1,1.87,2.0481283422459891,0.83422459893048129]
[3,13.9,311,25,90,4.21,1.51,330,1,1.87,2.2513368983957216,0.80748663101604279]
[3,14.8,311,25,99,4.55,1.47,330,1,1.87,2.4331550802139037,0.7860962566844919]
[3,18.600000000000001,311,26,1,1.28,1.28,70,0,1.28,1,1]
[3,17.5,311,26,50,1.18,1.07,70,1,1.28,0.92187499999999989,0.8359375]
[3,19.100000000000001,311,26,60,1.32,0.94,70,1,1.28,1.03125,0.73437499999999989]
[3,20.7,311,26,70,1.45,0.81,70,1,1.28,1.1328125,0.6328125]
[3,22.3,311,26,80,1.57,0.69,70,1,1.28,1.2265625,0.5390625]
[3,23.7,311,26,90,1.69,0.56999999999999995,70,1,1.28,1.3203125,0.44531249999999994]
[3,25,311,26,99,1.79,0.47,70,1,1.28,1.3984375,0.36718749999999994]
[3,10.8,311,26,1,1.83,1.83,200,0,1.83,1,1]
[3,13.5,311,26,50,2.46,1.58,200,1,1.83,1.3442622950819672,0.86338797814207646]
[3,15,311,26,60,2.79,1.5,200,1,1.83,1.5245901639344261,0.81967213114754101]
[3,16.399999999999999,311,26,70,3.11,1.43,200,1,1.83,1.6994535519125682,0.78142076502732238]
[3,17.8,311,26,80,3.44,1.35,200,1,1.83,1.8797814207650272,0.73770491803278693]
[3,19.100000000000001,311,26,90,3.76,1.27,200,1,1.83,2.054644808743169,0.69398907103825136]
[3,20.3,311,26,99,4.04,1.2,200,1,1.83,2.2076502732240435,0.65573770491803274]
[3,8.1,311,26,1,1.95,1.95,330,0,1.95,1,1]
[3,10.5,311,26,50,2.88,1.77,330,1,1.95,1.476923076923077,0.90769230769230769]
[3,11.5,311,26,60,3.28,1.72,330,1,1.95,1.6820512820512821,0.88205128205128203]
[3,12.6,311,26,70,3.69,1.67,330,1,1.95,1.8923076923076922,0.85641025641025637]
[3,13.6,311,26,80,4.09,1.62,330,1,1.95,2.0974358974358975,0.83076923076923082]
[3,14.7,311,26,90,4.49,1.56,330,1,1.95,2.3025641025641028,0.8]
[3,15.6,311,26,99,4.8499999999999996,1.52,330,1,1.95,2.4871794871794872,0.77948717948717949]
[3,19.3,311,27,1,1.33,1.33,70,0,1.33,1,1]
[3,18.3,311,27,50,1.25,1.1000000000000001,70,1,1.33,0.93984962406015038,0.8270676691729324]
[3,20,311,27,60,1.39,0.96,70,1,1.33,1.0451127819548871,0.72180451127819545]
[3,21.7,311,27,70,1.52,0.83,70,1,1.33,1.1428571428571428,0.62406015037593976]
[3,23.2,311,27,80,1.65,0.7,70,1,1.33,1.2406015037593983,0.52631578947368418]
[3,24.7,311,27,90,1.77,0.57999999999999996,70,1,1.33,1.3308270676691729,0.43609022556390969]
[3,26,311,27,99,1.87,0.47,70,1,1.33,1.4060150375939851,0.35338345864661652]
[3,11.2,311,27,1,1.91,1.91,200,0,1.91,1,1]
[3,14.2,311,27,50,2.62,1.63,200,1,1.91,1.3717277486910995,0.8534031413612565]
[3,15.7,311,27,60,2.97,1.55,200,1,1.91,1.554973821989529,0.81151832460732987]
[3,17.2,311,27,70,3.31,1.47,200,{"$f":"IF(F662<>G662,1,0)","v":1},1.91,{"$f":"F662/J662","v":1.7329842931937174},0.76963350785340312]
[3,18.7,311,27,80,3.65,1.38,200,1,1.91,1.9109947643979057,{"$f":"G663/J663","v":0.72251308900523559}]
[3,20.100000000000001,311,27,90,3.98,1.3,200,1,1.91,2.0837696335078535,0.68062827225130895]
[3,21.4,311,27,99,4.28,1.22,200,1,{"$f":"IF(F665/G665=1,F665,J664)","v":1.91},2.2408376963350789,0.63874345549738221]
[3,8.3000000000000007,311,27,1,2.0299999999999998,2.0299999999999998,330,0,2.0299999999999998,1,1]
[3,11,311,27,50,3.07,1.84,330,1,2.0299999999999998,1.5123152709359606,0.90640394088669962]
[3,12.1,311,27,60,3.5,1.78,330,1,2.0299999999999998,1.7241379310344829,0.87684729064039424]
[3,13.2,311,27,70,3.93,1.73,330,1,2.0299999999999998,1.9359605911330051,0.85221674876847298]
[3,14.3,311,27,80,4.3499999999999996,1.67,330,1,2.0299999999999998,2.1428571428571428,0.82266009852216748]
[3,15.4,311,27,90,4.7699999999999996,1.62,330,1,2.0299999999999998,2.3497536945812807,0.79802955665024644]
[3,16.399999999999999,311,27,99,5.15,1.57,330,1,2.0299999999999998,2.5369458128078821,0.77339901477832518]
[3,20,311,28,1,1.38,1.38,70,0,1.38,1,1]
[3,19.100000000000001,311,28,50,1.32,1.1200000000000001,70,1,1.38,0.95652173913043492,0.81159420289855089]
[3,20.9,311,28,60,1.46,0.98,70,1,1.38,1.0579710144927537,0.71014492753623193]
[3,22.6,311,28,70,1.6,0.84,70,1,1.38,1.1594202898550727,0.60869565217391308]
[3,24.2,311,28,80,1.73,0.71,70,1,1.38,1.2536231884057971,0.51449275362318847]
[3,25.8,311,28,90,1.85,0.57999999999999996,70,1,1.38,1.3405797101449277,0.42028985507246375]
[3,27.1,311,28,99,1.96,0.47,70,1,1.38,1.4202898550724639,0.34057971014492755]
[3,11.5,311,28,1,1.98,1.98,200,0,1.98,1,1]
[3,14.9,311,28,50,2.78,1.68,200,1,1.98,1.404040404040404,0.84848484848484851]
[3,16.5,311,28,60,3.15,1.59,200,1,1.98,1.5909090909090908,0.80303030303030309]
[3,18.100000000000001,311,28,70,3.51,1.51,200,1,1.98,1.7727272727272727,0.76262626262626265]
[3,19.600000000000001,311,28,80,3.87,1.42,200,1,1.98,1.9545454545454546,0.71717171717171713]
[3,21.1,311,28,90,4.22,1.33,200,1,1.98,2.131313131313131,0.67171717171717171]
[3,22.4,311,28,99,4.5199999999999996,1.25,200,1,1.98,2.2828282828282824,0.63131313131313127]
[3,8.5,311,28,1,2.11,2.11,330,0,2.11,1,1]
[3,11.5,311,28,50,3.27,1.9,330,1,2.11,1.5497630331753556,0.90047393364928907]
[3,12.7,311,28,60,3.72,1.84,330,1,2.11,1.7630331753554505,0.87203791469194325]
[3,13.8,311,28,70,4.17,1.78,330,1,2.11,1.9763033175355451,0.84360189573459721]
[3,15,311,28,80,4.62,1.72,330,1,2.11,2.18957345971564,0.81516587677725127]
[3,16.2,311,28,90,5.0599999999999996,1.67,330,1,2.11,2.3981042654028437,0.79146919431279628]
[3,17.2,311,28,99,5.47,1.61,330,1,2.11,2.5924170616113744,0.76303317535545034]
[3,16,381,21,1,1.06,1.06,70,0,1.06,1,1]
[3,15.9,381,21,50,1.06,1.06,70,0,1.06,1,1]
[3,15,381,21,60,0.98,0.91,70,1,1.06,0.92452830188679236,0.85849056603773588]
[3,16.3,381,21,70,1.0900000000000001,0.78,70,1,1.06,1.0283018867924529,0.73584905660377353]
[3,17.600000000000001,381,21,80,1.19,0.66,70,1,1.06,1.1226415094339621,0.62264150943396224]
[3,18.899999999999999,381,21,90,1.3,0.54,70,1,1.06,1.2264150943396226,0.50943396226415094]
[3,20,381,21,99,1.38,0.44,70,1,1.06,1.3018867924528301,0.41509433962264147]
[3,9.9,381,21,1,1.62,1.62,200,0,1.62,1,1]
[3,10.9,381,21,50,1.84,1.45,200,1,1.62,1.1358024691358024,0.8950617283950616]
[3,12,381,21,60,2.11,1.37,200,1,1.62,1.3024691358024689,0.84567901234567899]
[3,13.2,381,21,70,2.38,1.3,200,1,1.62,1.4691358024691357,0.80246913580246915]
[3,14.3,381,21,80,2.64,1.22,200,1,1.62,1.6296296296296295,0.75308641975308632]
[3,15.4,381,21,90,2.9,1.1399999999999999,200,1,1.62,1.7901234567901232,0.70370370370370361]
[3,16.399999999999999,381,21,99,3.13,1.07,200,1,1.62,1.9320987654320985,0.66049382716049387]
[3,7.6,381,21,1,1.76,1.76,330,0,1.76,1,1]
[3,8.6999999999999993,381,21,50,2.21,1.63,330,1,1.76,1.2556818181818181,0.92613636363636354]
[3,9.6,381,21,60,2.5499999999999998,1.57,330,1,1.76,1.4488636363636362,0.89204545454545459]
[3,10.5,381,21,70,2.88,1.52,330,1,1.76,1.6363636363636362,0.86363636363636365]
[3,11.3,381,21,80,3.21,1.47,330,1,1.76,1.8238636363636362,0.83522727272727271]
[3,12.2,381,21,90,3.54,1.41,330,1,1.76,2.0113636363636362,0.80113636363636354]
[3,13,381,21,99,3.84,1.36,330,1,1.76,2.1818181818181817,0.77272727272727282]
[3,16.7,381,22,1,1.1200000000000001,1.1200000000000001,70,0,1.1200000000000001,1,1]
[3,16.7,381,22,50,1.1100000000000001,1.1100000000000001,70,0,1.1100000000000001,1,1]
[3,15.8,381,22,60,1.05,0.94,70,1,1.1100000000000001,0.94594594594594594,0.84684684684684675]
[3,17.2,381,22,70,1.1599999999999999,0.8,70,1,1.1100000000000001,1.0450450450450448,0.72072072072072069]
[3,18.600000000000001,381,22,80,1.27,0.68,70,1,1.1100000000000001,1.144144144144144,0.61261261261261257]
[3,19.899999999999999,381,22,90,1.38,0.55000000000000004,70,1,1.1100000000000001,1.243243243243243,0.49549549549549549]
[3,21,381,22,99,1.47,0.45,70,1,1.1100000000000001,1.3243243243243241,0.40540540540540537]
[3,10.3,381,22,1,1.71,1.71,200,0,1.71,1,1]
[3,11.5,381,22,50,1.99,1.51,200,1,1.71,1.1637426900584795,0.88304093567251463]
[3,12.8,381,22,60,2.2799999999999998,1.43,200,1,1.71,1.3333333333333333,0.83625730994152048]
[3,14,381,22,70,2.56,1.35,200,1,1.71,1.497076023391813,0.78947368421052644]
[3,15.2,381,22,80,2.84,1.26,200,{"$f":"IF(F726<>G726,1,0)","v":1},1.71,{"$f":"F726/J726","v":1.6608187134502923},0.73684210526315796]
[3,16.3,381,22,90,3.11,1.18,200,1,1.71,1.8187134502923976,{"$f":"G727/J727","v":0.6900584795321637}]
[3,17.399999999999999,381,22,99,3.35,1.1100000000000001,200,1,1.71,1.9590643274853803,0.64912280701754388]
[3,7.8,381,22,1,1.85,1.85,330,0,{"$f":"IF(F729/G729=1,F729,J728)","v":1.85},1,1]
[3,9.1999999999999993,381,22,50,2.4,1.7,330,1,1.85,1.2972972972972971,0.91891891891891886]
[3,10.199999999999999,381,22,60,2.76,1.65,330,1,1.85,1.4918918918918918,0.89189189189189177]
[3,11.1,381,22,70,3.11,1.59,330,1,1.85,1.681081081081081,0.85945945945945945]
[3,12,381,22,80,3.46,1.53,330,1,1.85,1.8702702702702703,0.82702702702702702]
[3,12.9,381,22,90,3.81,1.47,330,1,1.85,2.0594594594594593,0.79459459459459458]
[3,13.7,381,22,99,4.13,1.42,330,1,1.85,2.2324324324324323,0.7675675675675675]
[3,17.399999999999999,381,23,1,1.17,1.17,70,0,1.17,1,1]
[3,17.399999999999999,381,23,50,1.17,1.17,70,0,1.17,1,1]
[3,16.7,381,23,60,1.1200000000000001,0.96,70,1,1.17,0.95726495726495742,0.82051282051282048]
[3,18.2,381,23,70,1.24,0.83,70,1,1.17,1.0598290598290598,0.70940170940170943]
[3,19.600000000000001,381,23,80,1.35,0.69,70,1,1.17,1.153846153846154,0.58974358974358976]
[3,20.9,381,23,90,1.46,0.56999999999999995,70,1,1.17,1.2478632478632479,0.48717948717948717]
[3,22,381,23,99,1.55,0.46,70,1,1.17,1.324786324786325,0.39316239316239321]
[3,10.7,381,23,1,1.8,1.8,200,0,1.8,1,1]
[3,12.2,381,23,50,2.15,1.57,200,1,1.8,1.1944444444444444,0.87222222222222223]
[3,13.5,381,23,60,2.4500000000000002,1.49,200,1,1.8,1.3611111111111112,0.82777777777777772]
[3,14.8,381,23,70,2.75,1.4,200,1,1.8,1.5277777777777777,0.77777777777777768]
[3,16,381,23,80,3.04,1.31,200,1,1.8,1.6888888888888889,0.72777777777777775]
[3,17.3,381,23,90,3.32,1.22,200,1,1.8,1.8444444444444443,0.6777777777777777]
[3,18.399999999999999,381,23,99,3.58,1.1399999999999999,200,1,1.8,1.9888888888888889,0.6333333333333333]
[3,8.1,381,23,1,1.95,1.95,330,0,1.95,1,1]
[3,9.6999999999999993,381,23,50,2.59,1.78,330,1,1.95,1.3282051282051281,0.91282051282051291]
[3,10.7,381,23,60,2.97,1.72,330,1,1.95,1.5230769230769232,0.88205128205128203]
[3,11.7,381,23,70,3.34,1.65,330,1,1.95,1.7128205128205127,0.84615384615384615]
[3,12.7,381,23,80,3.72,1.59,330,1,1.95,1.9076923076923078,0.81538461538461549]
[3,13.6,381,23,90,4.09,1.53,330,1,1.95,2.0974358974358975,0.7846153846153846]
[3,14.5,381,23,99,4.42,1.47,330,1,1.95,2.2666666666666666,0.75384615384615383]
[3,18.100000000000001,381,24,1,1.23,1.23,70,0,1.23,1,1]
[3,18.100000000000001,381,24,50,1.23,1.23,70,0,1.23,1,1]
[3,17.600000000000001,381,24,60,1.19,0.98,70,1,1.23,0.9674796747967479,0.7967479674796748]
[3,19.100000000000001,381,24,70,1.31,0.84,70,1,1.23,1.0650406504065042,0.68292682926829262]
[3,20.5,381,24,80,1.43,0.71,70,1,1.23,1.1626016260162602,0.57723577235772361]
[3,21.9,381,24,90,1.54,0.57999999999999996,70,1,1.23,1.2520325203252034,0.47154471544715443]
[3,23.1,381,24,99,1.64,0.46,70,1,1.23,1.3333333333333333,0.37398373983739841]
[3,11.1,381,24,1,1.88,1.88,200,0,1.88,1,1]
[3,12.9,381,24,50,2.31,1.63,200,1,1.88,1.2287234042553192,0.86702127659574468]
[3,14.3,381,24,60,2.62,1.54,200,1,1.88,1.3936170212765959,0.81914893617021278]
[3,15.6,381,24,70,2.94,1.45,200,1,1.88,1.5638297872340425,0.77127659574468088]
[3,16.899999999999999,381,24,80,3.24,1.35,200,1,1.88,1.7234042553191491,0.71808510638297884]
[3,18.2,381,24,90,3.54,1.26,200,1,1.88,1.8829787234042554,0.67021276595744683]
[3,19.399999999999999,381,24,99,3.81,1.17,200,1,1.88,2.0265957446808511,0.62234042553191493]
[3,8.3000000000000007,381,24,1,2.04,2.04,330,0,2.04,1,1]
[3,10.3,381,24,50,2.79,1.85,330,1,2.04,1.3676470588235294,0.90686274509803921]
[3,11.3,381,24,60,3.19,1.78,330,1,2.04,1.5637254901960784,0.87254901960784315]
[3,12.3,381,24,70,3.59,1.72,330,1,2.04,1.7598039215686274,0.84313725490196079]
[3,13.3,381,24,80,3.98,1.65,330,1,2.04,1.9509803921568627,0.80882352941176461]
[3,14.4,381,24,90,4.37,1.59,330,1,2.04,2.142156862745098,0.77941176470588236]
[3,15.3,381,24,99,4.7300000000000004,1.53,330,1,2.04,2.3186274509803924,0.75]
[3,18.8,381,25,1,1.29,1.29,70,0,1.29,1,1]
[3,18.8,381,25,50,1.29,1.29,70,0,1.29,1,1]
[3,18.5,381,25,60,1.26,1.01,70,1,1.29,0.97674418604651159,0.78294573643410847]
[3,20,381,25,70,1.39,0.86,70,1,1.29,1.0775193798449612,0.66666666666666663]
[3,21.5,381,25,80,1.5,0.72,70,1,1.29,1.1627906976744187,0.55813953488372092]
[3,22.9,381,25,90,1.62,0.57999999999999996,70,1,1.29,1.2558139534883721,0.44961240310077516]
[3,24.1,381,25,99,1.72,0.47,70,1,1.29,1.3333333333333333,0.36434108527131781]
[3,11.4,381,25,1,1.97,1.97,200,0,1.97,1,1]
[3,13.6,381,25,50,2.4700000000000002,1.69,200,1,1.97,1.2538071065989849,0.85786802030456855]
[3,15,381,25,60,2.8,1.59,200,1,1.97,1.4213197969543145,0.80710659898477166]
[3,16.399999999999999,381,25,70,3.13,1.49,200,1,1.97,1.5888324873096447,0.75634517766497467]
[3,17.8,381,25,80,3.45,1.39,200,1,1.97,1.751269035532995,0.70558375634517767]
[3,19.2,381,25,90,3.77,1.29,200,{"$f":"IF(F790<>G790,1,0)","v":1},1.97,{"$f":"F790/J790","v":1.9137055837563453},0.65482233502538079]
[3,20.399999999999999,381,25,99,4.05,1.2,200,1,1.97,2.0558375634517767,{"$f":"G791/J791","v":0.60913705583756339}]
[3,8.5,381,25,1,2.13,2.13,330,0,2.13,1,1]
[3,10.8,381,25,50,3,1.92,330,1,{"$f":"IF(F793/G793=1,F793,J792)","v":2.13},1.4084507042253522,0.90140845070422537]
[3,11.9,381,25,60,3.41,1.85,330,1,2.13,1.6009389671361505,0.86854460093896724]
[3,13,381,25,70,3.83,1.78,330,1,2.13,1.7981220657276997,0.83568075117370899]
[3,14,381,25,80,4.25,1.71,330,1,2.13,1.995305164319249,0.80281690140845074]
[3,15.1,381,25,90,4.67,1.64,330,1,2.13,2.192488262910798,0.7699530516431925]
[3,16.100000000000001,381,25,99,5.04,1.58,330,1,2.13,2.3661971830985915,0.74178403755868549]
[3,19.5,381,26,1,1.35,1.35,70,0,1.35,1,1]
[3,19.5,381,26,50,1.34,1.34,70,0,1.34,1,1]
[3,19.3,381,26,60,1.33,1.03,70,1,1.34,0.9925373134328358,0.76865671641791045]
[3,20.9,381,26,70,1.46,0.88,70,1,1.34,1.08955223880597,0.65671641791044777]
[3,22.5,381,26,80,1.58,0.73,70,1,1.34,1.1791044776119404,0.54477611940298498]
[3,23.9,381,26,90,1.7,0.59,70,1,1.34,1.2686567164179103,0.44029850746268651]
[3,25.1,381,26,99,1.8,0.47,70,1,1.34,1.3432835820895521,0.35074626865671638]
[3,11.8,381,26,1,2.06,2.06,200,0,2.06,1,1]
[3,14.3,381,26,50,2.64,1.74,200,1,2.06,1.2815533980582525,0.84466019417475724]
[3,15.8,381,26,60,2.99,1.64,200,1,2.06,1.4514563106796117,0.79611650485436891]
[3,17.3,381,26,70,3.33,1.53,200,1,2.06,1.616504854368932,0.74271844660194175]
[3,18.7,381,26,80,3.67,1.43,200,1,2.06,1.7815533980582523,0.69417475728155331]
[3,20.2,381,26,90,4,1.32,200,1,2.06,1.941747572815534,0.64077669902912626]
[3,21.4,381,26,99,4.29,1.23,200,1,2.06,2.0825242718446604,0.59708737864077666]
[3,8.8000000000000007,381,26,1,2.23,2.23,330,0,2.23,1,1]
[3,11.3,381,26,50,3.2,1.99,330,1,2.23,1.4349775784753365,0.8923766816143498]
[3,12.5,381,26,60,3.65,1.91,330,1,2.23,1.6367713004484306,0.85650224215246629]
[3,13.6,381,26,70,4.09,1.84,330,1,2.23,1.8340807174887892,0.82511210762331844]
[3,14.8,381,26,80,4.53,1.77,330,1,2.23,2.0313901345291483,0.79372197309417036]
[3,15.9,381,26,90,4.97,1.69,330,1,2.23,2.2286995515695067,0.75784753363228696]
[3,16.899999999999999,381,26,99,5.36,1.63,330,1,2.23,2.4035874439461886,0.73094170403587444]
[3,20.3,381,27,1,1.41,1.41,70,0,1.41,1,1]
[3,20.2,381,27,50,1.4,1.39,70,1,1.41,0.99290780141843971,0.98581560283687941]
[3,20.2,381,27,60,1.4,1.05,70,1,1.41,0.99290780141843971,0.74468085106382986]
[3,21.9,381,27,70,1.54,0.89,70,1,1.41,1.0921985815602837,0.63120567375886527]
[3,23.4,381,27,80,1.66,0.74,70,1,1.41,1.177304964539007,0.52482269503546097]
[3,24.9,381,27,90,1.78,0.59,70,1,1.41,1.2624113475177305,0.41843971631205673]
[3,26.2,381,27,99,1.89,0.47,70,1,1.41,1.3404255319148937,0.33333333333333331]
[3,12.2,381,27,1,2.15,2.15,200,0,2.15,1,1]
[3,15,381,27,50,2.81,1.8,200,1,2.15,1.3069767441860465,0.83720930232558144]
[3,16.600000000000001,381,27,60,3.17,1.68,200,1,2.15,1.4744186046511629,0.78139534883720929]
[3,18.2,381,27,70,3.54,1.57,200,1,2.15,1.6465116279069769,0.73023255813953492]
[3,19.7,381,27,80,3.89,1.46,200,1,2.15,1.8093023255813956,0.67906976744186043]
[3,21.2,381,27,90,4.2300000000000004,1.35,200,1,2.15,1.9674418604651165,0.62790697674418616]
[3,22.5,381,27,99,4.53,1.25,200,1,2.15,2.1069767441860465,0.58139534883720934]
[3,9,381,27,1,2.3199999999999998,2.3199999999999998,330,0,2.3199999999999998,1,1]
[3,11.9,381,27,50,3.42,2.06,330,1,2.3199999999999998,1.4741379310344829,0.88793103448275867]
[3,13.1,381,27,60,3.89,1.98,330,1,2.3199999999999998,1.6767241379310347,0.85344827586206906]
[3,14.3,381,27,70,4.3499999999999996,1.9,330,1,2.3199999999999998,1.875,0.81896551724137934]
[3,15.5,381,27,80,4.82,1.82,330,1,2.3199999999999998,2.077586206896552,0.78448275862068972]
[3,16.7,381,27,90,5.28,1.74,330,1,2.3199999999999998,2.2758620689655173,0.75]
[3,17.8,381,27,99,5.7,1.67,330,1,2.3199999999999998,2.4568965517241383,0.71982758620689657]
[3,21,381,28,1,1.46,1.46,70,0,1.46,1,1]
[3,19.3,381,28,50,1.33,1.24,70,1,1.46,0.91095890410958913,0.84931506849315075]
[3,21.1,381,28,60,1.48,1.07,70,1,1.46,1.0136986301369864,0.73287671232876717]
[3,22.8,381,28,70,1.61,0.91,70,1,1.46,1.1027397260273974,0.62328767123287676]
[3,24.4,381,28,80,1.74,0.75,70,1,1.46,1.1917808219178083,0.51369863013698636]
[3,25.9,381,28,90,1.87,0.6,70,1,1.46,1.2808219178082192,0.41095890410958902]
[3,27.2,381,28,99,1.97,0.47,70,1,1.46,1.3493150684931507,0.32191780821917809]
[3,12.6,381,28,1,2.23,2.23,200,0,2.23,1,1]
[3,15.8,381,28,50,2.98,1.85,200,1,2.23,1.336322869955157,0.82959641255605387]
[3,17.399999999999999,381,28,60,3.37,1.73,200,1,2.23,1.5112107623318387,0.77578475336322872]
[3,19.100000000000001,381,28,70,3.74,1.61,200,1,2.23,1.6771300448430495,0.72197309417040367]
[3,20.7,381,28,80,4.1100000000000003,1.49,200,1,2.23,1.8430493273542603,0.66816143497757852]
[3,22.2,381,28,90,4.47,1.38,200,1,2.23,2.0044843049327352,0.6188340807174888]
[3,23.6,381,28,99,4.78,1.27,200,{"$f":"IF(F854<>G854,1,0)","v":1},2.23,{"$f":"F854/J854","v":2.1434977578475336},0.56950672645739908]
[3,9.3000000000000007,381,28,1,2.41,2.41,330,0,2.41,1,{"$f":"G855/J855","v":1}]
[3,12.4,381,28,50,3.64,2.12,330,1,2.41,1.5103734439834025,0.8796680497925311]
[3,13.7,381,28,60,4.13,2.04,330,1,{"$f":"IF(F857/G857=1,F857,J856)","v":2.41},1.7136929460580912,0.84647302904564314]
[3,15,381,28,70,4.63,1.96,330,1,2.41,1.9211618257261409,0.81327800829875507]
[3,16.3,381,28,80,5.12,1.87,330,1,2.41,2.1244813278008299,0.77593360995850624]
[3,17.600000000000001,381,28,90,5.6,1.79,330,1,2.41,2.3236514522821574,0.74273858921161828]
[3,18.7,381,28,99,6.04,1.72,330,1,2.41,2.5062240663900415,0.71369294605809119]
[4,10.5,101,21,1,0.53,0.53,70,0,0.53,1,1]
[4,11.4,101,21,50,0.6,0.47,70,1,0.53,1.1320754716981132,0.88679245283018859]
[4,12.6,101,21,60,0.7,0.45,70,1,0.53,1.320754716981132,0.84905660377358494]
[4,13.7,101,21,70,0.79,0.43,70,1,0.53,1.4905660377358489,0.81132075471698106]
[4,14.9,101,21,80,0.89,0.42,70,1,0.53,1.6792452830188678,0.79245283018867918]
[4,16,101,21,90,0.98,0.4,70,1,0.53,1.8490566037735847,0.75471698113207553]
[4,17,101,21,99,1.06,0.38,70,1,0.53,2,0.71698113207547165]
[4,6.4,101,21,1,0.56000000000000005,0.56000000000000005,200,0,0.56000000000000005,1,1]
[4,7.3,101,21,50,0.77,0.55000000000000004,200,1,0.56000000000000005,1.375,0.9821428571428571]
[4,7.8,101,21,60,0.89,0.55000000000000004,200,1,0.56000000000000005,1.5892857142857142,0.9821428571428571]
[4,8.4,101,21,70,1.02,0.54,200,1,0.56000000000000005,1.8214285714285714,0.9642857142857143]
[4,8.9,101,21,80,1.1399999999999999,0.54,200,1,0.56000000000000005,2.0357142857142851,0.9642857142857143]
[4,9.4,101,21,90,1.27,0.54,200,1,0.56000000000000005,2.2678571428571428,0.9642857142857143]
[4,9.9,101,21,99,1.38,0.53,200,1,0.56000000000000005,2.464285714285714,0.9464285714285714]
[4,5.5,101,21,1,0.56999999999999995,0.56999999999999995,330,0,0.56999999999999995,1,1]
[4,6,101,21,50,0.78,0.56000000000000005,330,1,0.56999999999999995,1.3684210526315792,0.98245614035087736]
[4,6.4,101,21,60,0.91,0.56000000000000005,330,1,0.56999999999999995,1.5964912280701757,0.98245614035087736]
[4,6.7,101,21,70,1.04,0.55000000000000004,330,1,0.56999999999999995,1.8245614035087721,0.9649122807017545]
[4,7,101,21,80,1.17,0.55000000000000004,330,1,0.56999999999999995,2.0526315789473686,0.9649122807017545]
[4,7.4,101,21,90,1.3,0.55000000000000004,330,1,0.56999999999999995,2.2807017543859653,0.9649122807017545]
[4,7.7,101,21,99,1.41,0.55000000000000004,330,1,0.56999999999999995,2.4736842105263159,0.9649122807017545]
[4,10.8,101,22,1,0.56000000000000005,0.56000000000000005,70,0,0.56000000000000005,1,1]
[4,12.1,101,22,50,0.66,0.49,70,1,0.56000000000000005,1.1785714285714286,0.87499999999999989]
[4,13.3,101,22,60,0.76,0.47,70,1,0.56000000000000005,1.357142857142857,0.83928571428571419]
[4,14.5,101,22,70,0.86,0.45,70,1,0.56000000000000005,1.5357142857142856,0.80357142857142849]
[4,15.7,101,22,80,0.96,0.43,70,1,0.56000000000000005,1.714285714285714,0.76785714285714279]
[4,16.899999999999999,101,22,90,1.05,0.41,70,1,0.56000000000000005,1.875,0.73214285714285698]
[4,18,101,22,99,1.1399999999999999,0.4,70,1,0.56000000000000005,2.0357142857142851,0.7142857142857143]
[4,6.6,101,22,1,0.6,0.6,200,0,0.6,1,1]
[4,7.6,101,22,50,0.84,0.57999999999999996,200,1,0.6,1.4,0.96666666666666667]
[4,8.1999999999999993,101,22,60,0.97,0.57999999999999996,200,1,0.6,1.6166666666666667,0.96666666666666667]
[4,8.6999999999999993,101,22,70,1.1000000000000001,0.56999999999999995,200,1,0.6,1.8333333333333335,0.95]
[4,9.3000000000000007,101,22,80,1.24,0.56999999999999995,200,1,0.6,2.0666666666666669,0.95]
[4,9.9,101,22,90,1.37,0.56000000000000005,200,1,0.6,2.2833333333333337,0.93333333333333346]
[4,10.4,101,22,99,1.49,0.56000000000000005,200,1,0.6,2.4833333333333334,0.93333333333333346]
[4,5.6,101,22,1,0.6,0.6,330,0,0.6,1,1]
[4,6.2,101,22,50,0.85,0.59,330,1,0.6,1.4166666666666667,0.98333333333333328]
[4,6.6,101,22,60,0.99,0.59,330,1,0.6,1.6500000000000001,0.98333333333333328]
[4,6.9,101,22,70,1.1200000000000001,0.57999999999999996,330,1,0.6,1.8666666666666669,0.96666666666666667]
[4,7.3,101,22,80,1.26,0.57999999999999996,330,1,0.6,2.1,0.96666666666666667]
[4,7.6,101,22,90,1.4,0.57999999999999996,330,1,0.6,2.3333333333333335,0.96666666666666667]
[4,7.9,101,22,99,1.52,0.57999999999999996,330,1,0.6,2.5333333333333337,0.96666666666666667]
[4,11.2,101,23,1,0.59,0.59,70,0,0.59,1,1]
[4,12.7,101,23,50,0.71,0.51,70,1,0.59,1.2033898305084745,0.86440677966101698]
[4,14,101,23,60,0.82,0.49,70,1,0.59,1.3898305084745763,0.83050847457627119]
[4,15.3,101,23,70,0.92,0.47,70,1,0.59,1.5593220338983051,0.79661016949152541]
[4,16.600000000000001,101,23,80,1.03,0.45,70,1,0.59,1.745762711864407,0.76271186440677974]
[4,17.8,101,23,90,1.1299999999999999,0.43,70,1,0.59,1.9152542372881356,0.72881355932203395]
[4,18.899999999999999,101,23,99,1.22,0.41,70,1,0.59,2.0677966101694918,0.69491525423728817]
[4,6.7,101,23,1,0.63,0.63,200,0,0.63,1,1]
[4,7.9,101,23,50,0.91,0.61,200,1,0.63,1.4444444444444444,0.96825396825396826]
[4,8.5,101,23,60,1.05,0.61,200,1,0.63,1.6666666666666667,0.96825396825396826]
[4,9.1,101,23,70,1.19,0.6,200,1,0.63,1.8888888888888888,0.95238095238095233]
[4,9.6999999999999993,101,23,80,1.33,0.6,200,1,0.63,2.1111111111111112,0.95238095238095233]
[4,10.3,101,23,90,1.47,0.59,200,1,0.63,2.3333333333333335,0.9365079365079364]
[4,10.9,101,23,99,1.6,0.59,200,1,0.63,2.53968253968254,0.9365079365079364]
[4,5.6,101,23,1,0.63,0.63,330,{"$f":"IF(F918<>G918,1,0)","v":0},0.63,{"$f":"F918/J918","v":1},1]
[4,6.4,101,23,50,0.93,0.62,330,1,0.63,1.4761904761904763,{"$f":"G919/J919","v":0.98412698412698407}]
[4,6.8,101,23,60,1.07,0.62,330,1,0.63,1.6984126984126986,0.98412698412698407]
[4,7.2,101,23,70,1.21,0.61,330,1,{"$f":"IF(F921/G921=1,F921,J920)","v":0.63},1.9206349206349205,0.96825396825396826]
[4,7.5,101,23,80,1.36,0.61,330,1,0.63,2.1587301587301591,0.96825396825396826]
[4,7.9,101,23,90,1.5,0.61,330,1,0.63,2.3809523809523809,0.96825396825396826]
[4,8.1999999999999993,101,23,99,1.63,0.61,330,1,0.63,2.587301587301587,0.96825396825396826]
[4,11.6,101,24,1,0.62,0.62,70,0,0.62,1,1]
[4,13.4,101,24,50,0.77,0.53,70,1,0.62,1.2419354838709677,0.85483870967741937]
[4,14.8,101,24,60,0.88,0.51,70,1,0.62,1.4193548387096775,0.82258064516129037]
[4,16.100000000000001,101,24,70,0.99,0.49,70,1,0.62,1.596774193548387,0.79032258064516125]
[4,17.5,101,24,80,1.1000000000000001,0.47,70,1,0.62,1.774193548387097,0.75806451612903225]
[4,18.8,101,24,90,1.2,0.44,70,1,0.62,1.9354838709677418,0.70967741935483875]
[4,19.899999999999999,101,24,99,1.3,0.42,70,1,0.62,2.096774193548387,0.67741935483870963]
[4,6.8,101,24,1,0.66,0.66,200,0,0.66,1,1]
[4,8.1999999999999993,101,24,50,0.98,0.64,200,1,0.66,1.4848484848484849,0.96969696969696972]
[4,8.8000000000000007,101,24,60,1.1299999999999999,0.63,200,1,0.66,1.7121212121212119,0.95454545454545447]
[4,9.5,101,24,70,1.28,0.63,200,1,0.66,1.9393939393939394,0.95454545454545447]
[4,10.1,101,24,80,1.43,0.63,200,1,0.66,2.1666666666666665,0.95454545454545447]
[4,10.8,101,24,90,1.58,0.62,200,1,0.66,2.393939393939394,0.93939393939393934]
[4,11.3,101,24,99,1.71,0.62,200,1,0.66,2.5909090909090908,0.93939393939393934]
[4,5.7,101,24,1,0.66,0.66,330,0,0.66,1,1]
[4,6.6,101,24,50,1,0.65,330,1,0.66,1.5151515151515151,0.98484848484848486]
[4,7,101,24,60,1.1499999999999999,0.65,330,1,0.66,1.7424242424242422,0.98484848484848486]
[4,7.4,101,24,70,1.31,0.64,330,1,0.66,1.9848484848484849,0.96969696969696972]
[4,7.8,101,24,80,1.46,0.64,330,1,0.66,2.2121212121212119,0.96969696969696972]
[4,8.1999999999999993,101,24,90,1.61,0.64,330,1,0.66,2.4393939393939394,0.96969696969696972]
[4,8.5,101,24,99,1.75,0.63,330,1,0.66,2.6515151515151514,0.95454545454545447]
[4,11.9,101,25,1,0.65,0.65,70,0,0.65,1,1]
[4,14.1,101,25,50,0.83,0.56000000000000005,70,1,0.65,1.2769230769230768,0.86153846153846159]
[4,15.6,101,25,60,0.94,0.53,70,1,0.65,1.4461538461538461,0.81538461538461537]
[4,17,101,25,70,1.06,0.51,70,1,0.65,1.6307692307692307,0.7846153846153846]
[4,18.399999999999999,101,25,80,1.17,0.48,70,1,0.65,1.7999999999999998,0.73846153846153839]
[4,19.7,101,25,90,1.28,0.46,70,1,0.65,1.9692307692307691,0.70769230769230773]
[4,20.9,101,25,99,1.38,0.44,70,1,0.65,2.1230769230769226,0.67692307692307685]
[4,7,101,25,1,0.69,0.69,200,0,0.69,1,1]
[4,8.5,101,25,50,1.06,0.67,200,1,0.69,1.5362318840579712,0.97101449275362328]
[4,9.1999999999999993,101,25,60,1.21,0.66,200,1,0.69,1.7536231884057971,0.95652173913043492]
[4,9.9,101,25,70,1.37,0.66,200,1,0.69,1.985507246376812,0.95652173913043492]
[4,10.6,101,25,80,1.53,0.65,200,1,0.69,2.2173913043478262,0.94202898550724645]
[4,11.2,101,25,90,1.69,0.65,200,1,0.69,2.4492753623188408,0.94202898550724645]
[4,11.9,101,25,99,1.83,0.64,200,1,0.69,2.6521739130434785,0.92753623188405809]
[4,5.8,101,25,1,0.69,0.69,330,0,0.69,1,1]
[4,6.8,101,25,50,1.08,0.68,330,1,0.69,1.5652173913043481,0.98550724637681175]
[4,7.2,101,25,60,1.24,0.67,330,1,0.69,1.7971014492753625,0.97101449275362328]
[4,7.6,101,25,70,1.4,0.67,330,1,0.69,2.0289855072463769,0.97101449275362328]
[4,8.1,101,25,80,1.56,0.67,330,1,0.69,2.2608695652173916,0.97101449275362328]
[4,8.5,101,25,90,1.72,0.67,330,1,0.69,2.4927536231884058,0.97101449275362328]
[4,8.9,101,25,99,1.87,0.66,330,1,0.69,2.7101449275362324,0.95652173913043492]
[4,12.3,101,26,1,0.68,0.68,70,0,0.68,1,1]
[4,14.8,101,26,50,0.88,0.57999999999999996,70,1,0.68,1.2941176470588234,0.85294117647058809]
[4,16.399999999999999,101,26,60,1.01,0.55000000000000004,70,1,0.68,1.4852941176470587,0.80882352941176472]
[4,17.8,101,26,70,1.1299999999999999,0.53,70,1,0.68,1.6617647058823526,0.77941176470588236]
[4,19.3,101,26,80,1.25,0.5,70,1,0.68,1.838235294117647,0.73529411764705876]
[4,20.7,101,26,90,1.36,0.47,70,1,0.68,2,0.69117647058823517]
[4,22,101,26,99,1.46,0.45,70,1,0.68,2.1470588235294117,0.66176470588235292]
[4,7.1,101,26,1,0.72,0.72,200,0,0.72,1,1]
[4,8.9,101,26,50,1.1299999999999999,0.7,200,1,0.72,1.5694444444444444,0.97222222222222221]
[4,9.6,101,26,60,1.3,0.69,200,1,0.72,1.8055555555555556,0.95833333333333326]
[4,10.3,101,26,70,1.47,0.69,200,1,0.72,2.0416666666666665,0.95833333333333326]
[4,11,101,26,80,1.64,0.68,200,1,0.72,2.2777777777777777,0.94444444444444453]
[4,11.7,101,26,90,1.81,0.67,200,1,0.72,2.5138888888888888,0.93055555555555569]
[4,12.4,101,26,99,1.96,0.67,200,1,0.72,2.7222222222222223,0.93055555555555569]
[4,5.9,101,26,1,0.72,0.72,330,0,0.72,1,1]
[4,7,101,26,50,1.1599999999999999,0.71,330,{"$f":"IF(F982<>G982,1,0)","v":1},0.72,{"$f":"F982/J982","v":1.6111111111111112},0.98611111111111105]
[4,7.4,101,26,60,1.33,0.7,330,1,0.72,1.8472222222222223,{"$f":"G983/J983","v":0.97222222222222221}]
[4,7.9,101,26,70,1.5,0.7,330,1,0.72,2.0833333333333335,0.97222222222222221]
[4,8.3000000000000007,101,26,80,1.67,0.7,330,1,{"$f":"IF(F985/G985=1,F985,J984)","v":0.72},2.3194444444444446,0.97222222222222221]
[4,8.8000000000000007,101,26,90,1.84,0.69,330,1,0.72,2.5555555555555558,0.95833333333333326]
[4,9.1999999999999993,101,26,99,1.99,0.69,330,1,0.72,2.7638888888888888,0.95833333333333326]
[4,12.6,101,27,1,0.71,0.71,70,0,0.71,1,1]
[4,15.6,101,27,50,0.94,0.6,70,1,0.71,1.323943661971831,0.84507042253521125]
[4,17.2,101,27,60,1.07,0.56999999999999995,70,1,0.71,1.507042253521127,0.80281690140845063]
[4,18.7,101,27,70,1.2,0.54,70,1,0.71,1.6901408450704225,0.76056338028169024]
[4,20.2,101,27,80,1.32,0.51,70,1,0.71,1.859154929577465,0.71830985915492962]
[4,21.7,101,27,90,1.44,0.48,70,1,0.71,2.028169014084507,0.676056338028169]
[4,23,101,27,99,1.55,0.46,70,1,0.71,2.183098591549296,0.647887323943662]
[4,7.2,101,27,1,0.75,0.75,200,0,0.75,1,1]
[4,9.1999999999999993,101,27,50,1.21,0.72,200,1,0.75,1.6133333333333333,0.96]
[4,10,101,27,60,1.39,0.72,200,1,0.75,1.8533333333333333,0.96]
[4,10.7,101,27,70,1.57,0.71,200,1,0.75,2.0933333333333333,0.94666666666666666]
[4,11.5,101,27,80,1.74,0.71,200,1,0.75,2.3199999999999998,0.94666666666666666]
[4,12.2,101,27,90,1.92,0.7,200,1,0.75,2.56,0.93333333333333324]
[4,12.9,101,27,99,2.08,0.7,200,1,0.75,2.7733333333333334,0.93333333333333324]
[4,6,101,27,1,0.75,0.75,330,0,0.75,1,1]
[4,7.2,101,27,50,1.24,0.74,330,1,0.75,1.6533333333333333,0.98666666666666669]
[4,7.7,101,27,60,1.42,0.73,330,1,0.75,1.8933333333333333,0.97333333333333327]
[4,8.1,101,27,70,1.6,0.73,330,1,0.75,2.1333333333333333,0.97333333333333327]
[4,8.6,101,27,80,1.78,0.72,330,1,0.75,2.3733333333333335,0.96]
[4,9.1,101,27,90,1.96,0.72,330,1,0.75,2.6133333333333333,0.96]
[4,9.5,101,27,99,2.12,0.72,330,1,0.75,2.8266666666666667,0.96]
[4,13,101,28,1,0.73,0.73,70,0,0.73,1,1]
[4,16.3,101,28,50,1,0.61,70,1,0.73,1.3698630136986301,0.83561643835616439]
[4,18,101,28,60,1.1399999999999999,0.59,70,1,0.73,1.5616438356164382,0.80821917808219179]
[4,19.600000000000001,101,28,70,1.27,0.56000000000000005,70,1,0.73,1.7397260273972603,0.76712328767123295]
[4,21.2,101,28,80,1.4,0.53,70,1,0.73,1.9178082191780821,0.72602739726027399]
[4,22.7,101,28,90,1.53,0.5,70,1,0.73,2.095890410958904,0.68493150684931503]
[4,24.1,101,28,99,1.64,0.47,70,1,0.73,2.2465753424657535,0.64383561643835618]
[4,7.3,101,28,1,0.78,0.78,200,0,0.78,1,1]
[4,9.5,101,28,50,1.29,0.75,200,1,0.78,1.6538461538461537,0.96153846153846145]
[4,10.4,101,28,60,1.48,0.75,200,1,0.78,1.8974358974358974,0.96153846153846145]
[4,11.2,101,28,70,1.67,0.74,200,1,0.78,2.141025641025641,0.94871794871794868]
[4,12,101,28,80,1.86,0.73,200,1,0.78,2.3846153846153846,0.93589743589743579]
[4,12.8,101,28,90,2.0499999999999998,0.73,200,1,0.78,2.6282051282051277,0.93589743589743579]
[4,13.5,101,28,99,2.2200000000000002,0.72,200,1,0.78,2.8461538461538463,0.92307692307692302]
[4,6,101,28,1,0.78,0.78,330,0,0.78,1,1]
[4,7.4,101,28,50,1.32,0.77,330,1,0.78,1.6923076923076923,0.98717948717948711]
[4,7.9,101,28,60,1.51,0.76,330,1,0.78,1.9358974358974359,0.97435897435897434]
[4,8.4,101,28,70,1.7,0.76,330,1,0.78,2.1794871794871793,0.97435897435897434]
[4,8.9,101,28,80,1.89,0.75,330,1,0.78,2.4230769230769229,0.96153846153846145]
[4,9.4,101,28,90,2.08,0.75,330,1,0.78,2.6666666666666665,0.96153846153846145]
[4,9.9,101,28,99,2.2599999999999998,0.74,330,1,0.78,2.8974358974358969,0.94871794871794868]
[4,13.1,171,21,1,0.74,0.74,70,0,0.74,1,1]
[4,12.7,171,21,50,0.71,0.64,70,1,0.74,0.95945945945945943,0.86486486486486491]
[4,14.1,171,21,60,0.82,0.59,70,1,0.74,1.1081081081081081,0.79729729729729726]
[4,15.3,171,21,70,0.93,0.55000000000000004,70,1,0.74,1.2567567567567568,0.74324324324324331]
[4,16.600000000000001,171,21,80,1.03,0.5,70,1,0.74,1.3918918918918919,0.67567567567567566]
[4,17.8,171,21,90,1.1299999999999999,0.45,70,1,0.74,1.527027027027027,0.60810810810810811]
[4,18.899999999999999,171,21,99,1.21,0.41,70,1,0.74,1.6351351351351351,0.55405405405405406]
[4,7.8,171,21,1,0.9,0.9,200,0,0.9,1,1]
[4,8.9,171,21,50,1.1499999999999999,0.85,200,1,0.9,1.2777777777777777,0.94444444444444442]
[4,9.6999999999999993,171,21,60,1.34,0.83,200,1,0.9,1.4888888888888889,0.92222222222222217]
[4,10.5,171,21,70,1.52,0.81,200,1,0.9,1.6888888888888889,0.9]
[4,11.3,171,21,80,1.71,0.8,200,1,0.9,1.9,0.88888888888888895]
[4,12.1,171,21,90,1.9,0.78,200,1,0.9,2.1111111111111112,0.8666666666666667]
[4,12.9,171,21,99,2.0699999999999998,0.77,200,1,0.9,2.2999999999999998,0.85555555555555551]
[4,6.4,171,21,1,0.92,0.92,330,0,0.92,1,1]
[4,7.2,171,21,50,1.23,0.89,330,1,0.92,1.3369565217391304,0.96739130434782605]
[4,7.7,171,21,60,1.43,0.88,330,{"$f":"IF(F1046<>G1046,1,0)","v":1},0.92,{"$f":"F1046/J1046","v":1.5543478260869563},0.9565217391304347]
[4,8.1999999999999993,171,21,70,1.63,0.87,330,1,0.92,1.7717391304347825,{"$f":"G1047/J1047","v":0.94565217391304346}]
[4,8.8000000000000007,171,21,80,1.84,0.86,330,1,0.92,2,0.93478260869565211]
[4,9.3000000000000007,171,21,90,2.04,0.85,330,1,{"$f":"IF(F1049/G1049=1,F1049,J1048)","v":0.92},2.2173913043478262,0.92391304347826075]
[4,9.8000000000000007,171,21,99,2.2200000000000002,0.84,330,1,0.92,2.4130434782608696,0.91304347826086951]
[4,13.6,171,22,1,0.79,0.79,70,0,0.79,1,1]
[4,13.5,171,22,50,0.77,0.67,70,1,0.79,0.97468354430379744,0.84810126582278478]
[4,14.9,171,22,60,0.89,0.62,70,1,0.79,1.1265822784810127,0.78481012658227844]
[4,16.2,171,22,70,1,0.56000000000000005,70,1,0.79,1.2658227848101264,0.70886075949367089]
[4,17.5,171,22,80,1.1000000000000001,0.51,70,1,0.79,1.3924050632911393,0.64556962025316456]
[4,18.8,171,22,90,1.21,0.46,70,1,0.79,1.5316455696202531,0.58227848101265822]
[4,19.899999999999999,171,22,99,1.3,0.42,70,1,0.79,1.6455696202531644,0.53164556962025311]
[4,8.1,171,22,1,0.95,0.95,200,0,0.95,1,1]
[4,9.4,171,22,50,1.25,0.89,200,1,0.95,1.3157894736842106,0.93684210526315792]
[4,10.199999999999999,171,22,60,1.45,0.87,200,1,0.95,1.5263157894736843,0.9157894736842106]
[4,11.1,171,22,70,1.65,0.86,200,1,0.95,1.736842105263158,0.90526315789473688]
[4,11.9,171,22,80,1.85,0.84,200,1,0.95,1.9473684210526319,0.88421052631578945]
[4,12.8,171,22,90,2.0499999999999998,0.82,200,1,0.95,2.1578947368421053,0.86315789473684212]
[4,13.6,171,22,99,2.23,0.8,200,1,0.95,2.3473684210526318,0.8421052631578948]
[4,6.5,171,22,1,0.97,0.97,330,0,0.97,1,1]
[4,7.5,171,22,50,1.34,0.94,330,1,0.97,1.3814432989690724,0.96907216494845361]
[4,8,171,22,60,1.56,0.93,330,1,0.97,1.6082474226804124,0.95876288659793818]
[4,8.6,171,22,70,1.77,0.92,330,1,0.97,1.8247422680412373,0.94845360824742275]
[4,9.1999999999999993,171,22,80,1.98,0.91,330,1,0.97,2.0412371134020617,0.93814432989690733]
[4,9.6999999999999993,171,22,90,2.2000000000000002,0.9,330,1,0.97,2.2680412371134024,0.92783505154639179]
[4,10.199999999999999,171,22,99,2.39,0.89,330,1,0.97,2.463917525773196,0.91752577319587636]
[4,14.2,171,23,1,0.83,0.83,70,0,0.83,1,1]
[4,14.2,171,23,50,0.84,0.69,70,1,0.83,1.0120481927710843,0.83132530120481929]
[4,15.7,171,23,60,0.95,0.64,70,1,0.83,1.1445783132530121,0.77108433734939763]
[4,17.100000000000001,171,23,70,1.07,0.59,70,1,0.83,1.2891566265060241,0.71084337349397586]
[4,18.5,171,23,80,1.18,0.53,70,1,0.83,1.4216867469879517,0.63855421686746994]
[4,19.8,171,23,90,1.29,0.48,70,1,0.83,1.5542168674698795,0.57831325301204817]
[4,20.9,171,23,99,1.38,0.43,70,1,0.83,1.6626506024096386,0.51807228915662651]
[4,8.3000000000000007,171,23,1,1,1,200,0,1,1,1]
[4,9.8000000000000007,171,23,50,1.36,0.93,200,1,1,1.36,0.93]
[4,10.7,171,23,60,1.57,0.92,200,1,1,1.57,0.92]
[4,11.6,171,23,70,1.78,0.9,200,1,1,1.78,0.9]
[4,12.5,171,23,80,1.99,0.88,200,1,1,1.99,0.88]
[4,13.4,171,23,90,2.2000000000000002,0.86,200,1,1,2.2000000000000002,0.86]
[4,14.3,171,23,99,2.39,0.84,200,1,1,2.39,0.84]
[4,6.6,171,23,1,1.02,1.02,330,0,1.02,1,1]
[4,7.8,171,23,50,1.46,0.98,330,1,1.02,1.4313725490196079,0.96078431372549011]
[4,8.4,171,23,60,1.69,0.97,330,1,1.02,1.6568627450980391,0.9509803921568627]
[4,9,171,23,70,1.91,0.96,330,1,1.02,1.8725490196078429,0.94117647058823528]
[4,9.6,171,23,80,2.14,0.95,330,1,1.02,2.0980392156862746,0.93137254901960775]
[4,10.1,171,23,90,2.37,0.94,330,1,1.02,2.3235294117647061,0.92156862745098034]
[4,10.7,171,23,99,2.57,0.93,330,1,1.02,2.5196078431372548,0.91176470588235292]
[4,14.7,171,24,1,0.87,0.87,70,0,0.87,1,1]
[4,15,171,24,50,0.9,0.72,70,1,0.87,1.0344827586206897,0.82758620689655171]
[4,16.5,171,24,60,1.02,0.66,70,1,0.87,1.1724137931034484,0.75862068965517249]
[4,18,171,24,70,1.1399999999999999,0.6,70,1,0.87,1.3103448275862069,0.68965517241379304]
[4,19.399999999999999,171,24,80,1.26,0.55000000000000004,70,1,0.87,1.4482758620689655,0.63218390804597702]
[4,20.8,171,24,90,1.37,0.49,70,1,0.87,1.5747126436781611,0.56321839080459768]
[4,22,171,24,99,1.46,0.44,70,1,0.87,1.6781609195402298,0.50574712643678166]
[4,8.5,171,24,1,1.05,1.05,200,0,1.05,1,1]
[4,10.3,171,24,50,1.47,0.98,200,1,1.05,1.4,0.93333333333333324]
[4,11.3,171,24,60,1.69,0.96,200,1,1.05,1.6095238095238094,0.91428571428571426]
[4,12.2,171,24,70,1.92,0.94,200,1,1.05,1.8285714285714285,0.89523809523809517]
[4,13.2,171,24,80,2.14,0.92,200,1,1.05,2.038095238095238,0.87619047619047619]
[4,14.1,171,24,90,2.36,0.9,200,1,1.05,2.2476190476190476,0.8571428571428571]
[4,15,171,24,99,2.57,0.88,200,1,1.05,2.4476190476190474,0.83809523809523812]
[4,6.8,171,24,1,1.07,1.07,330,0,1.07,1,1]
[4,8.1,171,24,50,1.58,1.03,330,1,1.07,1.4766355140186915,0.96261682242990654]
[4,8.6999999999999993,171,24,60,1.82,1.02,330,1,1.07,1.7009345794392523,0.95327102803738317]
[4,9.3000000000000007,171,24,70,2.06,1.01,330,{"$f":"IF(F1110<>G1110,1,0)","v":1},1.07,{"$f":"F1110/J1110","v":1.9252336448598131},0.94392523364485981]
[4,10,171,24,80,2.2999999999999998,0.99,330,1,1.07,2.1495327102803734,{"$f":"G1111/J1111","v":0.92523364485981308}]
[4,10.6,171,24,90,2.54,0.98,330,1,1.07,2.3738317757009346,0.9158878504672896]
[4,11.2,171,24,99,2.76,0.97,330,1,{"$f":"IF(F1113/G1113=1,F1113,J1112)","v":1.07},2.5794392523364484,0.90654205607476623]
[4,15.2,171,25,1,0.91,0.91,70,0,0.91,1,1]
[4,15.8,171,25,50,0.96,0.74,70,1,0.91,1.054945054945055,0.81318681318681318]
[4,17.399999999999999,171,25,60,1.0900000000000001,0.68,70,1,0.91,1.1978021978021978,0.74725274725274726]
[4,18.899999999999999,171,25,70,1.21,0.62,70,1,0.91,1.3296703296703296,0.68131868131868134]
[4,20.399999999999999,171,25,80,1.33,0.56000000000000005,70,1,0.91,1.4615384615384617,0.61538461538461542]
[4,21.8,171,25,90,1.45,0.5,70,1,0.91,1.5934065934065933,0.54945054945054939]
[4,23,171,25,99,1.55,0.45,70,1,0.91,1.7032967032967032,0.49450549450549453]
[4,8.6999999999999993,171,25,1,1.0900000000000001,1.0900000000000001,200,0,1.0900000000000001,1,1]
[4,10.8,171,25,50,1.58,1.02,200,1,1.0900000000000001,1.4495412844036697,0.93577981651376141]
[4,11.8,171,25,60,1.82,1,200,1,1.0900000000000001,1.6697247706422018,0.9174311926605504]
[4,12.8,171,25,70,2.06,0.98,200,1,1.0900000000000001,1.8899082568807339,0.89908256880733939]
[4,13.8,171,25,80,2.29,0.96,200,1,1.0900000000000001,2.1009174311926606,0.88073394495412838]
[4,14.9,171,25,90,2.5299999999999998,0.93,200,1,1.0900000000000001,2.3211009174311923,0.85321100917431192]
[4,15.8,171,25,99,2.74,0.91,200,1,1.0900000000000001,2.5137614678899083,0.83486238532110091]
[4,6.9,171,25,1,1.1200000000000001,1.1200000000000001,330,0,1.1200000000000001,1,1]
[4,8.4,171,25,50,1.7,1.07,330,1,1.1200000000000001,1.5178571428571426,0.95535714285714279]
[4,9.1,171,25,60,1.95,1.06,330,1,1.1200000000000001,1.7410714285714284,0.9464285714285714]
[4,9.6999999999999993,171,25,70,2.21,1.05,330,1,1.1200000000000001,1.9732142857142856,0.9375]
[4,10.4,171,25,80,2.46,1.04,330,1,1.1200000000000001,2.1964285714285712,0.92857142857142849]
[4,11.1,171,25,90,2.72,1.02,330,1,1.1200000000000001,2.4285714285714284,0.9107142857142857]
[4,11.7,171,25,99,2.95,1.01,330,1,1.1200000000000001,2.6339285714285712,0.90178571428571419]
[4,15.7,171,26,1,0.96,0.96,70,0,0.96,1,1]
[4,16.600000000000001,171,26,50,1.03,0.76,70,1,0.96,1.0729166666666667,0.79166666666666674]
[4,18.2,171,26,60,1.1599999999999999,0.7,70,1,0.96,1.2083333333333333,0.72916666666666663]
[4,19.8,171,26,70,1.29,0.64,70,1,0.96,1.34375,0.66666666666666674]
[4,21.3,171,26,80,1.41,0.56999999999999995,70,1,0.96,1.46875,0.59375]
[4,22.8,171,26,90,1.53,0.51,70,1,0.96,1.59375,0.53125]
[4,24.1,171,26,99,1.63,0.45,70,1,0.96,1.6979166666666665,0.46875000000000006]
[4,8.9,171,26,1,1.1399999999999999,1.1399999999999999,200,0,1.1399999999999999,1,1]
[4,11.3,171,26,50,1.7,1.06,200,1,1.1399999999999999,1.4912280701754388,0.92982456140350889]
[4,12.4,171,26,60,1.95,1.04,200,1,1.1399999999999999,1.7105263157894739,0.91228070175438603]
[4,13.4,171,26,70,2.2000000000000002,1.02,200,1,1.1399999999999999,1.929824561403509,0.89473684210526327]
[4,14.5,171,26,80,2.4500000000000002,0.99,200,1,1.1399999999999999,2.1491228070175441,0.86842105263157898]
[4,15.6,171,26,90,2.7,0.97,200,1,1.1399999999999999,2.3684210526315792,0.85087719298245623]
[4,16.5,171,26,99,2.92,0.95,200,1,1.1399999999999999,2.5614035087719298,0.83333333333333337]
[4,7,171,26,1,1.17,1.17,330,0,1.17,1,1]
[4,8.6999999999999993,171,26,50,1.82,1.1200000000000001,330,1,1.17,1.5555555555555558,0.95726495726495742]
[4,9.4,171,26,60,2.09,1.1100000000000001,330,1,1.17,1.7863247863247864,0.9487179487179489]
[4,10.1,171,26,70,2.36,1.0900000000000001,330,1,1.17,2.017094017094017,0.93162393162393176]
[4,10.8,171,26,80,2.63,1.08,330,1,1.17,2.2478632478632479,0.92307692307692324]
[4,11.5,171,26,90,2.91,1.07,330,1,1.17,2.4871794871794877,0.91452991452991461]
[4,12.2,171,26,99,3.15,1.05,330,1,1.17,2.6923076923076925,0.89743589743589758]
[4,16.2,171,27,1,1,1,70,0,1,1,1]
[4,17.399999999999999,171,27,50,1.0900000000000001,0.79,70,1,1,1.0900000000000001,0.79]
[4,19.100000000000001,171,27,60,1.23,0.72,70,1,1,1.23,0.72]
[4,20.7,171,27,70,1.37,0.65,70,1,1,1.37,0.65]
[4,22.3,171,27,80,1.49,0.57999999999999996,70,1,1,1.49,0.57999999999999996]
[4,23.8,171,27,90,1.62,0.52,70,1,1,1.62,0.52]
[4,25.1,171,27,99,1.72,0.46,70,1,1,1.72,0.46]
[4,9.1,171,27,1,1.19,1.19,200,0,1.19,1,1]
[4,11.8,171,27,50,1.82,1.1000000000000001,200,1,1.19,1.5294117647058825,0.92436974789915982]
[4,12.9,171,27,60,2.09,1.08,200,1,1.19,1.7563025210084033,0.90756302521008414]
[4,14.1,171,27,70,2.35,1.05,200,1,1.19,1.9747899159663866,0.88235294117647067]
[4,15.2,171,27,80,2.61,1.03,200,1,1.19,2.1932773109243699,0.86554621848739499]
[4,16.3,171,27,90,2.88,1.01,200,1,1.19,2.4201680672268906,0.84873949579831942]
[4,17.399999999999999,171,27,99,3.12,0.98,200,1,1.19,2.6218487394957983,0.82352941176470595]
[4,7.2,171,27,1,1.22,1.22,330,0,1.22,1,1]
[4,9.1,171,27,50,1.95,1.17,330,1,1.22,1.598360655737705,0.95901639344262291]
[4,9.8000000000000007,171,27,60,2.2400000000000002,1.1499999999999999,330,1,1.22,1.8360655737704921,0.94262295081967207]
[4,10.6,171,27,70,2.52,1.1399999999999999,330,1,1.22,2.0655737704918034,0.93442622950819665]
[4,11.3,171,27,80,2.81,1.1200000000000001,330,{"$f":"IF(F1174<>G1174,1,0)","v":1},1.22,{"$f":"F1174/J1174","v":2.3032786885245904},0.91803278688524603]
[4,12,171,27,90,3.1,1.1100000000000001,330,1,1.22,2.540983606557377,{"$f":"G1175/J1175","v":0.90983606557377061}]
[4,12.7,171,27,99,3.36,1.0900000000000001,330,1,1.22,2.7540983606557377,0.89344262295081978]
[4,16.7,171,28,1,1.04,1.04,70,0,{"$f":"IF(F1177/G1177=1,F1177,J1176)","v":1.04},1,1]
[4,18.2,171,28,50,1.1599999999999999,0.81,70,1,1.04,1.1153846153846152,0.77884615384615385]
[4,20,171,28,60,1.3,0.73,70,1,1.04,1.25,0.70192307692307687]
[4,21.7,171,28,70,1.44,0.66,70,1,1.04,1.3846153846153846,0.63461538461538458]
[4,23.3,171,28,80,1.57,0.59,70,1,1.04,1.5096153846153846,0.56730769230769229]
[4,24.9,171,28,90,1.7,0.52,70,1,1.04,1.6346153846153846,0.5]
[4,26.2,171,28,99,1.81,0.47,70,1,1.04,1.7403846153846154,0.45192307692307687]
[4,9.3000000000000007,171,28,1,1.24,1.24,200,0,1.24,1,1]
[4,12.3,171,28,50,1.94,1.1399999999999999,200,1,1.24,1.564516129032258,0.91935483870967738]
[4,13.5,171,28,60,2.2200000000000002,1.1200000000000001,200,1,1.24,1.7903225806451615,0.90322580645161299]
[4,14.7,171,28,70,2.5,1.0900000000000001,200,1,1.24,2.0161290322580645,0.87903225806451624]
[4,15.9,171,28,80,2.78,1.06,200,1,1.24,2.2419354838709675,0.85483870967741937]
[4,17.100000000000001,171,28,90,3.06,1.04,200,1,1.24,2.467741935483871,0.83870967741935487]
[4,18.2,171,28,99,3.31,1.02,200,1,1.24,2.6693548387096775,0.82258064516129037]
[4,7.3,171,28,1,1.27,1.27,330,0,1.27,1,1]
[4,9.4,171,28,50,2.08,1.21,330,1,1.27,1.6377952755905512,0.952755905511811]
[4,10.199999999999999,171,28,60,2.39,1.19,330,1,1.27,1.8818897637795275,0.93700787401574792]
[4,11,171,28,70,2.69,1.18,330,1,1.27,2.1181102362204722,0.92913385826771644]
[4,11.8,171,28,80,2.99,1.1599999999999999,330,1,1.27,2.3543307086614176,0.91338582677165348]
[4,12.6,171,28,90,3.29,1.1499999999999999,330,1,1.27,2.590551181102362,0.90551181102362199]
[4,13.3,171,28,99,3.57,1.1399999999999999,330,1,1.27,2.811023622047244,0.89763779527559051]
[4,14.6,241,21,1,0.87,0.87,70,0,0.87,1,1]
[4,14.6,241,21,50,0.86,0.86,70,0,0.86,1,1]
[4,14.6,241,21,60,0.86,0.7,70,1,0.86,1,0.81395348837209303]
[4,15.9,241,21,70,0.97,0.63,70,1,0.86,1.1279069767441861,0.73255813953488369]
[4,17.2,241,21,80,1.08,0.55000000000000004,70,1,0.86,1.2558139534883721,0.63953488372093026]
[4,18.5,241,21,90,1.18,0.48,70,1,0.86,1.3720930232558139,0.55813953488372092]
[4,19.5,241,21,99,1.27,0.41,70,1,0.86,1.4767441860465116,0.47674418604651159]
[4,9,241,21,1,1.1599999999999999,1.1599999999999999,200,0,1.1599999999999999,1,1]
[4,10,241,21,50,1.4,1.07,200,1,1.1599999999999999,1.2068965517241379,0.9224137931034484]
[4,11,241,21,60,1.63,1.03,200,1,1.1599999999999999,1.4051724137931034,0.88793103448275867]
[4,12,241,21,70,1.85,1,200,1,1.1599999999999999,1.5948275862068968,0.86206896551724144]
[4,12.9,241,21,80,2.08,0.96,200,1,1.1599999999999999,1.7931034482758623,0.82758620689655171]
[4,13.9,241,21,90,2.2999999999999998,0.93,200,1,1.1599999999999999,1.9827586206896552,0.80172413793103459]
[4,14.7,241,21,99,2.5,0.89,200,1,1.1599999999999999,2.1551724137931036,0.76724137931034486]
[4,7.1,241,21,1,1.21,1.21,330,0,1.21,1,1]
[4,8.1,241,21,50,1.57,1.1499999999999999,330,1,1.21,1.2975206611570249,0.95041322314049581]
[4,8.8000000000000007,241,21,60,1.83,1.1299999999999999,330,1,1.21,1.5123966942148761,0.93388429752066104]
[4,9.4,241,21,70,2.09,1.1100000000000001,330,1,1.21,1.7272727272727273,0.9173553719008265]
[4,10.1,241,21,80,2.35,1.0900000000000001,330,1,1.21,1.9421487603305787,0.90082644628099184]
[4,10.8,241,21,90,2.61,1.07,330,1,1.21,2.1570247933884299,0.88429752066115708]
[4,11.4,241,21,99,2.84,1.04,330,1,1.21,2.3471074380165287,0.85950413223140498]
[4,15.3,241,22,1,0.92,0.92,70,0,0.92,1,1]
[4,15.2,241,22,50,0.91,0.88,70,1,0.92,0.98913043478260865,0.9565217391304347]
[4,15.4,241,22,60,0.93,0.73,70,1,0.92,1.0108695652173914,0.79347826086956519]
[4,16.8,241,22,70,1.05,0.65,70,1,0.92,1.1413043478260869,0.70652173913043481]
[4,18.2,241,22,80,1.1499999999999999,0.56999999999999995,70,1,0.92,1.2499999999999998,0.61956521739130421]
[4,19.399999999999999,241,22,90,1.26,0.49,70,1,0.92,1.3695652173913042,0.53260869565217384]
[4,20.6,241,22,99,1.35,0.42,70,1,0.92,1.4673913043478262,0.45652173913043476]
[4,9.1999999999999993,241,22,1,1.22,1.22,200,0,1.22,1,1]
[4,10.5,241,22,50,1.53,1.1200000000000001,200,1,1.22,1.2540983606557377,0.91803278688524603]
[4,11.6,241,22,60,1.77,1.08,200,1,1.22,1.4508196721311475,0.88524590163934436]
[4,12.6,241,22,70,2.0099999999999998,1.05,200,1,1.22,1.6475409836065573,0.8606557377049181]
[4,13.6,241,22,80,2.25,1.01,200,1,1.22,1.8442622950819672,0.82786885245901642]
[4,14.7,241,22,90,2.48,0.97,200,1,1.22,2.0327868852459017,0.79508196721311475]
[4,15.6,241,22,99,2.69,0.93,200,1,1.22,2.2049180327868854,0.76229508196721318]
[4,7.3,241,22,1,1.28,1.28,330,0,1.28,1,1]
[4,8.5,241,22,50,1.72,1.21,330,1,1.28,1.34375,0.9453125]
[4,9.1999999999999993,241,22,60,1.99,1.19,330,1,1.28,1.5546875,0.92968749999999989]
[4,9.9,241,22,70,2.2599999999999998,1.17,330,1,1.28,1.7656249999999998,0.91406249999999989]
[4,10.6,241,22,80,2.54,1.1399999999999999,330,1,1.28,1.984375,0.89062499999999989]
[4,11.3,241,22,90,2.81,1.1200000000000001,330,{"$f":"IF(F1238<>G1238,1,0)","v":1},1.28,{"$f":"F1238/J1238","v":2.1953125},0.87500000000000011]
[4,12,241,22,99,3.06,1.1000000000000001,330,1,1.28,2.390625,{"$f":"G1239/J1239","v":0.859375}]
[4,15.9,241,23,1,0.97,0.97,70,0,0.97,1,1]
[4,14.8,241,23,50,0.88,0.84,70,1,{"$f":"IF(F1241/G1241=1,F1241,J1240)","v":0.97},0.90721649484536082,0.865979381443299]
[4,16.3,241,23,60,1,0.75,70,1,0.97,1.0309278350515465,0.77319587628865982]
[4,17.7,241,23,70,1.1200000000000001,0.67,70,1,0.97,1.1546391752577321,0.69072164948453618]
[4,19.100000000000001,241,23,80,1.23,0.57999999999999996,70,1,0.97,1.268041237113402,0.59793814432989689]
[4,20.399999999999999,241,23,90,1.34,0.5,70,1,0.97,1.3814432989690724,0.51546391752577325]
[4,21.6,241,23,99,1.43,0.43,70,1,0.97,1.4742268041237112,0.44329896907216493]
[4,9.5,241,23,1,1.29,1.29,200,0,1.29,1,1]
[4,11.1,241,23,50,1.66,1.17,200,1,1.29,1.2868217054263564,0.90697674418604646]
[4,12.2,241,23,60,1.91,1.1299999999999999,200,1,1.29,1.4806201550387597,0.87596899224806191]
[4,13.3,241,23,70,2.17,1.0900000000000001,200,1,1.29,1.6821705426356588,0.84496124031007758]
[4,14.4,241,23,80,2.42,1.05,200,1,1.29,1.875968992248062,0.81395348837209303]
[4,15.4,241,23,90,2.67,1.01,200,1,1.29,2.0697674418604648,0.78294573643410847]
[4,16.399999999999999,241,23,99,2.89,0.97,200,1,1.29,2.2403100775193798,0.75193798449612403]
[4,7.5,241,23,1,1.35,1.35,330,0,1.35,1,1]
[4,8.8000000000000007,241,23,50,1.87,1.27,330,1,1.35,1.3851851851851851,0.94074074074074066]
[4,9.6,241,23,60,2.16,1.25,330,1,1.35,1.6,0.92592592592592582]
[4,10.4,241,23,70,2.4500000000000002,1.22,330,1,1.35,1.8148148148148149,0.90370370370370368]
[4,11.1,241,23,80,2.74,1.2,330,1,1.35,2.0296296296296297,0.88888888888888884]
[4,11.9,241,23,90,3.03,1.17,330,1,1.35,2.244444444444444,0.86666666666666659]
[4,12.5,241,23,99,3.29,1.1499999999999999,330,1,1.35,2.4370370370370371,0.85185185185185175]
[4,16.5,241,24,1,1.02,1.02,70,0,1.02,1,1]
[4,15.6,241,24,50,0.95,0.86,70,1,1.02,0.93137254901960775,0.84313725490196079]
[4,17.2,241,24,60,1.07,0.77,70,1,1.02,1.0490196078431373,0.75490196078431371]
[4,18.600000000000001,241,24,70,1.19,0.68,70,1,1.02,1.1666666666666665,0.66666666666666674]
[4,20.100000000000001,241,24,80,1.31,0.6,70,1,1.02,1.2843137254901962,0.58823529411764708]
[4,21.4,241,24,90,1.42,0.51,70,1,1.02,1.392156862745098,0.5]
[4,22.6,241,24,99,1.52,0.44,70,1,1.02,1.4901960784313726,0.43137254901960786]
[4,9.8000000000000007,241,24,1,1.35,1.35,200,0,1.35,1,1]
[4,11.7,241,24,50,1.79,1.22,200,1,1.35,1.325925925925926,0.90370370370370368]
[4,12.8,241,24,60,2.06,1.18,200,1,1.35,1.5259259259259259,0.874074074074074]
[4,14,241,24,70,2.33,1.1399999999999999,200,1,1.35,1.7259259259259259,0.84444444444444433]
[4,15.1,241,24,80,2.6,1.0900000000000001,200,1,1.35,1.9259259259259258,0.80740740740740746]
[4,16.3,241,24,90,2.86,1.05,200,1,1.35,2.1185185185185182,0.77777777777777779]
[4,17.3,241,24,99,3.1,1.01,200,1,1.35,2.2962962962962963,0.74814814814814812]
[4,7.7,241,24,1,1.42,1.42,330,0,1.42,1,1]
[4,9.1999999999999993,241,24,50,2.02,1.33,330,1,1.42,1.4225352112676057,0.93661971830985924]
[4,10,241,24,60,2.33,1.3,330,1,1.42,1.6408450704225352,0.91549295774647899]
[4,10.8,241,24,70,2.63,1.28,330,1,1.42,1.852112676056338,0.90140845070422537]
[4,11.6,241,24,80,2.94,1.25,330,1,1.42,2.0704225352112675,0.88028169014084512]
[4,12.4,241,24,90,3.25,1.22,330,1,1.42,2.2887323943661975,0.85915492957746487]
[4,13.2,241,24,99,3.53,1.2,330,1,1.42,2.4859154929577465,0.84507042253521125]
[4,17.100000000000001,241,25,1,1.07,1.07,70,0,1.07,1,1]
[4,16.399999999999999,241,25,50,1.01,0.89,70,1,1.07,0.94392523364485981,0.83177570093457942]
[4,18,241,25,60,1.1399999999999999,0.79,70,1,1.07,1.0654205607476634,0.73831775700934577]
[4,19.600000000000001,241,25,70,1.27,0.7,70,1,1.07,1.1869158878504673,0.65420560747663548]
[4,21,241,25,80,1.39,0.61,70,1,1.07,1.2990654205607475,0.57009345794392519]
[4,22.4,241,25,90,1.5,0.52,70,1,1.07,1.4018691588785046,0.48598130841121495]
[4,23.7,241,25,99,1.6,0.44,70,1,1.07,1.4953271028037383,0.41121495327102803]
[4,10.1,241,25,1,1.42,1.42,200,0,1.42,1,1]
[4,12.3,241,25,50,1.93,1.27,200,1,1.42,1.3591549295774648,0.89436619718309862]
[4,13.5,241,25,60,2.21,1.23,200,1,1.42,1.5563380281690142,0.86619718309859162]
[4,14.7,241,25,70,2.5,1.18,200,1,1.42,1.7605633802816902,0.83098591549295775]
[4,15.9,241,25,80,2.78,1.1399999999999999,200,1,1.42,1.9577464788732395,0.80281690140845063]
[4,17.100000000000001,241,25,90,3.06,1.0900000000000001,200,1,1.42,2.154929577464789,0.76760563380281699]
[4,18.2,241,25,99,3.31,1.05,200,1,1.42,2.330985915492958,0.73943661971830987]
[4,7.8,241,25,1,1.48,1.48,330,0,1.48,1,1]
[4,9.6999999999999993,241,25,50,2.17,1.39,330,1,1.48,1.4662162162162162,0.93918918918918914]
[4,10.5,241,25,60,2.5,1.36,330,1,1.48,1.6891891891891893,0.91891891891891897]
[4,11.3,241,25,70,2.83,1.33,330,1,1.48,1.9121621621621623,0.89864864864864868]
[4,12.2,241,25,80,3.15,1.3,330,1,1.48,2.1283783783783785,0.8783783783783784]
[4,13,241,25,90,3.48,1.27,330,1,1.48,2.3513513513513513,0.85810810810810811]
[4,13.8,241,25,99,3.77,1.25,330,{"$f":"IF(F1302<>G1302,1,0)","v":1},1.48,{"$f":"F1302/J1302","v":2.5472972972972974},0.84459459459459463]
[4,17.7,241,26,1,1.1200000000000001,1.1200000000000001,70,0,1.1200000000000001,1,{"$f":"G1303/J1303","v":1}]
[4,17.2,241,26,50,1.08,0.91,70,1,1.1200000000000001,0.9642857142857143,0.8125]
[4,18.899999999999999,241,26,60,1.21,0.81,70,1,{"$f":"IF(F1305/G1305=1,F1305,J1304)","v":1.1200000000000001},1.0803571428571428,0.7232142857142857]
[4,20.5,241,26,70,1.34,0.72,70,1,1.1200000000000001,1.1964285714285714,0.64285714285714279]
[4,22,241,26,80,1.47,0.62,70,1,1.1200000000000001,1.3124999999999998,0.55357142857142849]
[4,23.5,241,26,90,1.58,0.53,70,1,1.1200000000000001,1.4107142857142856,0.4732142857142857]
[4,24.7,241,26,99,1.69,0.45,70,1,1.1200000000000001,1.5089285714285712,0.40178571428571425]
[4,10.4,241,26,1,1.48,1.48,200,0,1.48,1,1]
[4,12.9,241,26,50,2.0699999999999998,1.32,200,1,1.48,1.3986486486486485,0.891891891891892]
[4,14.2,241,26,60,2.37,1.27,200,1,1.48,1.6013513513513515,0.85810810810810811]
[4,15.5,241,26,70,2.67,1.22,200,1,1.48,1.8040540540540539,0.82432432432432434]
[4,16.7,241,26,80,2.97,1.18,200,1,1.48,2.006756756756757,0.79729729729729726]
[4,18,241,26,90,3.26,1.1200000000000001,200,1,1.48,2.2027027027027026,0.7567567567567568]
[4,19.100000000000001,241,26,99,3.52,1.08,200,1,1.48,2.3783783783783785,0.72972972972972983]
[4,8,241,26,1,1.55,1.55,330,0,1.55,1,1]
[4,10.1,241,26,50,2.34,1.44,330,1,1.55,1.5096774193548386,0.92903225806451606]
[4,11,241,26,60,2.68,1.42,330,1,1.55,1.7290322580645161,0.91612903225806441]
[4,11.9,241,26,70,3.02,1.38,330,1,1.55,1.9483870967741934,0.89032258064516123]
[4,12.8,241,26,80,3.37,1.35,330,1,1.55,2.1741935483870969,0.87096774193548387]
[4,13.7,241,26,90,3.72,1.32,330,1,1.55,2.4,0.85161290322580652]
[4,14.5,241,26,99,4.03,1.29,330,1,1.55,2.6,0.83225806451612905]
[4,18.3,241,27,1,1.17,1.17,70,0,1.17,1,1]
[4,18,241,27,50,1.1399999999999999,0.94,70,1,1.17,0.97435897435897434,0.80341880341880345]
[4,19.8,241,27,60,1.28,0.83,70,1,1.17,1.0940170940170941,0.70940170940170943]
[4,21.4,241,27,70,1.42,0.73,70,1,1.17,1.2136752136752136,0.62393162393162394]
[4,23,241,27,80,1.55,0.63,70,1,1.17,1.324786324786325,0.53846153846153855]
[4,24.5,241,27,90,1.67,0.54,70,1,1.17,1.4273504273504274,0.46153846153846162]
[4,25.8,241,27,99,1.77,0.45,70,1,1.17,1.512820512820513,0.38461538461538464]
[4,10.6,241,27,1,1.55,1.55,200,0,1.55,1,1]
[4,13.5,241,27,50,2.2200000000000002,1.37,200,1,1.55,1.4322580645161291,0.88387096774193552]
[4,14.9,241,27,60,2.5299999999999998,1.32,200,1,1.55,1.6322580645161289,0.85161290322580652]
[4,16.2,241,27,70,2.85,1.27,200,1,1.55,1.8387096774193548,0.8193548387096774]
[4,17.600000000000001,241,27,80,3.16,1.21,200,1,1.55,2.0387096774193547,0.78064516129032258]
[4,18.899999999999999,241,27,90,3.47,1.1599999999999999,200,1,1.55,2.2387096774193549,0.74838709677419346]
[4,20.100000000000001,241,27,99,3.74,1.1100000000000001,200,1,1.55,2.4129032258064518,0.71612903225806457]
[4,8.1999999999999993,241,27,1,1.62,1.62,330,0,1.62,1,1]
[4,10.5,241,27,50,2.5,1.5,330,1,1.62,1.5432098765432098,0.92592592592592582]
[4,11.4,241,27,60,2.87,1.47,330,1,1.62,1.7716049382716048,0.90740740740740733]
[4,12.4,241,27,70,3.23,1.44,330,1,1.62,1.9938271604938269,0.88888888888888884]
[4,13.4,241,27,80,3.6,1.4,330,1,1.62,2.2222222222222223,0.86419753086419737]
[4,14.3,241,27,90,3.96,1.37,330,1,1.62,2.4444444444444442,0.84567901234567899]
[4,15.2,241,27,99,4.29,1.34,330,1,1.62,2.6481481481481479,0.8271604938271605]
[4,18.899999999999999,241,28,1,1.22,1.22,70,0,1.22,1,1]
[4,18.899999999999999,241,28,50,1.21,0.96,70,1,1.22,0.99180327868852458,0.78688524590163933]
[4,20.7,241,28,60,1.36,0.85,70,1,1.22,1.1147540983606559,0.69672131147540983]
[4,22.4,241,28,70,1.5,0.74,70,1,1.22,1.2295081967213115,0.60655737704918034]
[4,24,241,28,80,1.63,0.64,70,1,1.22,1.3360655737704918,0.52459016393442626]
[4,25.5,241,28,90,1.75,0.54,70,1,1.22,1.4344262295081966,0.44262295081967218]
[4,26.8,241,28,99,1.86,0.46,70,1,1.22,1.5245901639344264,0.37704918032786888]
[4,10.9,241,28,1,1.61,1.61,200,0,1.61,1,1]
[4,14.1,241,28,50,2.36,1.42,200,1,1.61,1.4658385093167701,0.88198757763975144]
[4,15.6,241,28,60,2.7,1.36,200,1,1.61,1.6770186335403727,0.84472049689440998]
[4,17,241,28,70,3.03,1.31,200,1,1.61,1.8819875776397512,0.81366459627329191]
[4,18.399999999999999,241,28,80,3.36,1.25,200,1,1.61,2.0869565217391304,0.77639751552795022]
[4,19.8,241,28,90,3.68,1.19,200,1,1.61,2.2857142857142856,0.73913043478260865]
[4,21.1,241,28,99,3.97,1.1399999999999999,200,1,1.61,2.4658385093167703,0.70807453416149058]
[4,8.4,241,28,1,1.68,1.68,330,0,1.68,1,1]
[4,10.9,241,28,50,2.67,1.56,330,1,1.68,1.5892857142857144,0.9285714285714286]
[4,11.9,241,28,60,3.06,1.52,330,1,1.68,1.8214285714285716,0.90476190476190477]
[4,12.9,241,28,70,3.45,1.49,330,1,1.68,2.0535714285714288,0.88690476190476197]
[4,14,241,28,80,3.83,1.45,330,1,1.68,2.2797619047619051,0.86309523809523814]
[4,15,241,28,90,4.21,1.42,330,1,1.68,2.5059523809523809,0.84523809523809523]
[4,15.9,241,28,99,4.5599999999999996,1.39,330,1,1.68,2.714285714285714,0.82738095238095233]
[4,15.6,311,21,1,0.95,0.95,70,{"$f":"IF(F1366<>G1366,1,0)","v":0},0.95,{"$f":"F1366/J1366","v":1},1]
[4,15.6,311,21,50,0.94,0.94,70,0,0.94,1,{"$f":"G1367/J1367","v":1}]
[4,14.9,311,21,60,0.89,0.79,70,1,0.94,0.94680851063829796,0.84042553191489366]
[4,16.2,311,21,70,1,0.69,70,1,{"$f":"IF(F1369/G1369=1,F1369,J1368)","v":0.94},1.0638297872340425,0.73404255319148937]
[4,17.5,311,21,80,1.1000000000000001,0.59,70,1,0.94,1.1702127659574471,0.62765957446808507]
[4,18.8,311,21,90,1.2,0.5,70,1,0.94,1.2765957446808511,0.53191489361702127]
[4,19.899999999999999,311,21,99,1.29,0.41,70,1,0.94,1.3723404255319149,0.43617021276595747]
[4,9.9,311,21,1,1.37,1.37,200,0,1.37,1,1]
[4,10.7,311,21,50,1.57,1.24,200,1,1.37,1.1459854014598541,0.90510948905109478]
[4,11.8,311,21,60,1.82,1.19,200,1,1.37,1.3284671532846715,0.86861313868613133]
[4,12.9,311,21,70,2.0699999999999998,1.1299999999999999,200,1,1.37,1.5109489051094889,0.82481751824817506]
[4,14,311,21,80,2.3199999999999998,1.07,200,1,1.37,1.6934306569343063,0.78102189781021891]
[4,15,311,21,90,2.56,1.02,200,1,1.37,1.8686131386861313,0.74452554744525545]
[4,16,311,21,99,2.78,0.96,200,1,1.37,2.0291970802919703,0.70072992700729919]
[4,7.8,311,21,1,1.46,1.46,330,0,1.46,1,1]
[4,8.8000000000000007,311,21,50,1.84,1.37,330,1,1.46,1.2602739726027399,0.93835616438356173]
[4,9.6,311,21,60,2.14,1.33,330,1,1.46,1.4657534246575343,0.91095890410958913]
[4,10.3,311,21,70,2.44,1.29,330,1,1.46,1.6712328767123288,0.88356164383561653]
[4,11.1,311,21,80,2.74,1.26,330,1,1.46,1.8767123287671235,0.86301369863013699]
[4,11.9,311,21,90,3.04,1.22,330,1,1.46,2.0821917808219177,0.83561643835616439]
[4,12.6,311,21,99,3.3,1.18,330,1,1.46,2.2602739726027399,0.80821917808219179]
[4,16.3,311,22,1,1,1,70,0,1,1,1]
[4,16.2,311,22,50,1,1,70,0,1,1,1]
[4,15.7,311,22,60,0.96,0.82,70,1,1,0.96,0.82]
[4,17.100000000000001,311,22,70,1.07,0.72,70,1,1,1.07,0.72]
[4,18.5,311,22,80,1.18,0.61,70,1,1,1.18,0.61]
[4,19.8,311,22,90,1.28,0.51,70,1,1,1.28,0.51]
[4,20.9,311,22,99,1.37,0.42,70,1,1,1.37,0.42]
[4,10.199999999999999,311,22,1,1.44,1.44,200,0,1.44,1,1]
[4,11.3,311,22,50,1.71,1.3,200,1,1.44,1.1875,0.90277777777777779]
[4,12.5,311,22,60,1.98,1.24,200,1,1.44,1.375,0.86111111111111116]
[4,13.6,311,22,70,2.2400000000000002,1.18,200,1,1.44,1.5555555555555558,0.81944444444444442]
[4,14.7,311,22,80,2.5,1.1200000000000001,200,1,1.44,1.7361111111111112,0.7777777777777779]
[4,15.9,311,22,90,2.76,1.06,200,1,1.44,1.9166666666666665,0.73611111111111116]
[4,16.899999999999999,311,22,99,2.99,1,200,1,1.44,2.0763888888888893,0.69444444444444442]
[4,8,311,22,1,1.54,1.54,330,0,1.54,1,1]
[4,9.1999999999999993,311,22,50,2.0099999999999998,1.44,330,1,1.54,1.305194805194805,0.93506493506493504]
[4,10,311,22,60,2.3199999999999998,1.4,330,1,1.54,1.5064935064935063,0.90909090909090906]
[4,10.9,311,22,70,2.64,1.36,330,1,1.54,1.7142857142857144,0.88311688311688319]
[4,11.7,311,22,80,2.96,1.32,330,1,1.54,1.9220779220779221,0.85714285714285721]
[4,12.5,311,22,90,3.28,1.28,330,1,1.54,2.1298701298701297,0.83116883116883111]
[4,13.3,311,22,99,3.56,1.24,330,1,1.54,2.3116883116883118,0.80519480519480513]
[4,17,311,23,1,1.06,1.06,70,0,1.06,1,1]
[4,16.899999999999999,311,23,50,1.05,1.05,70,0,1.05,1,1]
[4,16.600000000000001,311,23,60,1.03,0.85,70,1,1.05,0.98095238095238091,0.80952380952380942]
[4,18,311,23,70,1.1399999999999999,0.74,70,1,1.05,1.0857142857142856,0.7047619047619047]
[4,19.399999999999999,311,23,80,1.26,0.63,70,1,1.05,1.2,0.6]
[4,20.7,311,23,90,1.36,0.52,70,1,1.05,1.2952380952380953,0.49523809523809526]
[4,21.9,311,23,99,1.46,0.43,70,1,1.05,1.3904761904761904,0.40952380952380951]
[4,10.5,311,23,1,1.52,1.52,200,0,1.52,1,1]
[4,12,311,23,50,1.86,1.36,200,1,1.52,1.2236842105263159,0.89473684210526316]
[4,13.2,311,23,60,2.14,1.29,200,1,1.52,1.4078947368421053,0.84868421052631582]
[4,14.4,311,23,70,2.42,1.23,200,1,1.52,1.5921052631578947,0.80921052631578949]
[4,15.6,311,23,80,2.69,1.1599999999999999,200,1,1.52,1.7697368421052631,0.76315789473684204]
[4,16.7,311,23,90,2.96,1.1000000000000001,200,1,1.52,1.9473684210526316,0.72368421052631582]
[4,17.8,311,23,99,3.21,1.04,200,1,1.52,2.111842105263158,0.68421052631578949]
[4,8.1999999999999993,311,23,1,1.62,1.62,330,0,1.62,1,1]
[4,9.6999999999999993,311,23,50,2.1800000000000002,1.5,330,1,1.62,1.345679012345679,0.92592592592592582]
[4,10.5,311,23,60,2.52,1.46,330,1,1.62,1.5555555555555554,0.90123456790123446]
[4,11.4,311,23,70,2.85,1.42,330,1,1.62,1.7592592592592593,0.87654320987654311]
[4,12.3,311,23,80,3.19,1.38,330,1,1.62,1.9691358024691357,0.85185185185185175]
[4,13.2,311,23,90,3.53,1.33,330,1,1.62,2.1790123456790123,0.82098765432098764]
[4,13.9,311,23,99,3.83,1.3,330,1,1.62,2.3641975308641974,0.80246913580246915]
[4,17.600000000000001,311,24,1,1.1100000000000001,1.1100000000000001,70,0,1.1100000000000001,1,1]
[4,17.600000000000001,311,24,50,1.1100000000000001,1.1100000000000001,70,{"$f":"IF(F1430<>G1430,1,0)","v":0},1.1100000000000001,{"$f":"F1430/J1430","v":1},1]
[4,17.5,311,24,60,1.1000000000000001,0.87,70,1,1.1100000000000001,0.99099099099099097,{"$f":"G1431/J1431","v":0.78378378378378366}]
[4,18.899999999999999,311,24,70,1.22,0.76,70,1,1.1100000000000001,1.099099099099099,0.68468468468468469]
[4,20.399999999999999,311,24,80,1.33,0.64,70,1,{"$f":"IF(F1433/G1433=1,F1433,J1432)","v":1.1100000000000001},1.1981981981981982,0.57657657657657657]
[4,21.7,311,24,90,1.45,0.53,70,1,1.1100000000000001,1.3063063063063061,0.47747747747747749]
[4,22.9,311,24,99,1.54,0.44,70,1,1.1100000000000001,1.3873873873873872,0.39639639639639634]
[4,10.9,311,24,1,1.6,1.6,200,0,1.6,1,1]
[4,12.6,311,24,50,2.0099999999999998,1.41,200,1,1.6,1.2562499999999999,0.88124999999999987]
[4,13.9,311,24,60,2.2999999999999998,1.35,200,1,1.6,1.4374999999999998,0.84375]
[4,15.1,311,24,70,2.6,1.28,200,1,1.6,1.625,0.79999999999999993]
[4,16.399999999999999,311,24,80,2.89,1.21,200,1,1.6,1.8062499999999999,0.75624999999999998]
[4,17.600000000000001,311,24,90,3.17,1.1399999999999999,200,1,1.6,1.98125,0.71249999999999991]
[4,18.7,311,24,99,3.43,1.08,200,1,1.6,2.1437499999999998,0.67500000000000004]
[4,8.4,311,24,1,1.7,1.7,330,0,1.7,1,1]
[4,10.1,311,24,50,2.36,1.57,330,1,1.7,1.388235294117647,0.92352941176470593]
[4,11.1,311,24,60,2.71,1.53,330,1,1.7,1.5941176470588236,0.9]
[4,12,311,24,70,3.07,1.48,330,1,1.7,1.8058823529411765,0.87058823529411766]
[4,12.9,311,24,80,3.43,1.44,330,1,1.7,2.0176470588235293,0.84705882352941175]
[4,13.8,311,24,90,3.78,1.39,330,1,1.7,2.223529411764706,0.81764705882352939]
[4,14.7,311,24,99,4.0999999999999996,1.35,330,1,1.7,2.4117647058823528,0.79411764705882359]
[4,18.3,311,25,1,1.17,1.17,70,0,1.17,1,1]
[4,18.2,311,25,50,1.1599999999999999,1.1399999999999999,70,1,1.17,0.99145299145299148,0.97435897435897434]
[4,18.3,311,25,60,1.17,0.89,70,1,1.17,1,0.76068376068376076]
[4,19.899999999999999,311,25,70,1.29,0.77,70,1,1.17,1.1025641025641026,0.65811965811965822]
[4,21.3,311,25,80,1.41,0.65,70,1,1.17,1.2051282051282051,0.55555555555555558]
[4,22.8,311,25,90,1.53,0.54,70,1,1.17,1.3076923076923077,0.46153846153846162]
[4,24,311,25,99,1.63,0.44,70,1,1.17,1.3931623931623931,0.37606837606837612]
[4,11.2,311,25,1,1.68,1.68,200,0,1.68,1,1]
[4,13.3,311,25,50,2.16,1.47,200,1,1.68,1.2857142857142858,0.875]
[4,14.6,311,25,60,2.4700000000000002,1.39,200,1,1.68,1.4702380952380953,0.82738095238095233]
[4,15.9,311,25,70,2.78,1.32,200,1,1.68,1.6547619047619047,0.78571428571428581]
[4,17.3,311,25,80,3.08,1.25,200,1,1.68,1.8333333333333335,0.74404761904761907]
[4,18.5,311,25,90,3.39,1.18,200,1,1.68,2.0178571428571428,0.70238095238095233]
[4,19.7,311,25,99,3.65,1.1100000000000001,200,1,1.68,2.1726190476190474,0.66071428571428581]
[4,8.6,311,25,1,1.78,1.78,330,0,1.78,1,1]
[4,10.6,311,25,50,2.54,1.64,330,1,1.78,1.4269662921348314,0.92134831460674149]
[4,11.6,311,25,60,2.92,1.59,330,1,1.78,1.6404494382022472,0.89325842696629221]
[4,12.6,311,25,70,3.29,1.54,330,1,1.78,1.848314606741573,0.8651685393258427]
[4,13.5,311,25,80,3.67,1.49,330,1,1.78,2.0617977528089888,0.83707865168539319]
[4,14.5,311,25,90,4.05,1.45,330,1,1.78,2.2752808988764044,0.8146067415730337]
[4,15.4,311,25,99,4.3899999999999997,1.4,330,1,1.78,2.4662921348314604,0.78651685393258419]
[4,19,311,26,1,1.22,1.22,70,0,1.22,1,1]
[4,17.5,311,26,50,1.1000000000000001,1.04,70,1,1.22,0.90163934426229519,0.85245901639344268]
[4,19.2,311,26,60,1.24,0.91,70,1,1.22,1.0163934426229508,0.74590163934426235]
[4,20.8,311,26,70,1.37,0.79,70,1,1.22,1.1229508196721312,0.64754098360655743]
[4,22.3,311,26,80,1.49,0.67,70,1,1.22,1.221311475409836,0.54918032786885251]
[4,23.8,311,26,90,1.61,0.55000000000000004,70,1,1.22,1.319672131147541,0.4508196721311476]
[4,25,311,26,99,1.71,0.45,70,1,1.22,1.401639344262295,0.36885245901639346]
[4,11.5,311,26,1,1.75,1.75,200,0,1.75,1,1]
[4,13.9,311,26,50,2.3199999999999998,1.52,200,1,1.75,1.3257142857142856,0.86857142857142855]
[4,15.4,311,26,60,2.64,1.44,200,1,1.75,1.5085714285714287,0.82285714285714284]
[4,16.7,311,26,70,2.97,1.37,200,1,1.75,1.6971428571428573,0.78285714285714292]
[4,18.100000000000001,311,26,80,3.29,1.29,200,1,1.75,1.8800000000000001,0.73714285714285721]
[4,19.5,311,26,90,3.61,1.21,200,1,1.75,2.0628571428571427,0.69142857142857139]
[4,20.7,311,26,99,3.89,1.1399999999999999,200,1,1.75,2.2228571428571429,0.65142857142857136]
[4,8.8000000000000007,311,26,1,1.87,1.87,330,0,1.87,1,1]
[4,11.1,311,26,50,2.72,1.7,330,1,1.87,1.4545454545454546,0.90909090909090906]
[4,12.1,311,26,60,3.13,1.65,330,1,1.87,1.6737967914438501,0.88235294117647045]
[4,13.2,311,26,70,3.52,1.6,330,1,1.87,1.8823529411764706,0.85561497326203206]
[4,14.2,311,26,80,3.93,1.55,330,1,1.87,2.1016042780748663,0.82887700534759357]
[4,15.2,311,26,90,4.32,1.5,330,1,1.87,2.3101604278074865,0.80213903743315507]
[4,16.2,311,26,99,4.68,1.45,330,1,1.87,2.5026737967914436,0.77540106951871646]
[4,19.600000000000001,311,27,1,1.27,1.27,70,0,1.27,1,1]
[4,18.399999999999999,311,27,50,1.17,1.07,70,1,1.27,0.92125984251968496,0.84251968503937014]
[4,20.100000000000001,311,27,60,1.31,0.93,70,{"$f":"IF(F1494<>G1494,1,0)","v":1},1.27,{"$f":"F1494/J1494","v":1.0314960629921259},0.73228346456692917]
[4,21.7,311,27,70,1.44,0.8,70,1,1.27,1.1338582677165354,{"$f":"G1495/J1495","v":0.62992125984251968}]
[4,23.3,311,27,80,1.57,0.68,70,1,1.27,1.2362204724409449,0.53543307086614178]
[4,24.8,311,27,90,1.69,0.55000000000000004,70,1,{"$f":"IF(F1497/G1497=1,F1497,J1496)","v":1.27},1.3307086614173227,0.43307086614173229]
[4,26.1,311,27,99,1.8,0.45,70,1,1.27,1.4173228346456692,0.3543307086614173]
[4,11.8,311,27,1,1.83,1.83,200,0,1.83,1,1]
[4,14.6,311,27,50,2.4700000000000002,1.57,200,1,1.83,1.3497267759562841,0.85792349726775952]
[4,16.100000000000001,311,27,60,2.82,1.49,200,1,1.83,1.540983606557377,0.81420765027322406]
[4,17.600000000000001,311,27,70,3.16,1.41,200,1,1.83,1.7267759562841529,0.77049180327868849]
[4,19,311,27,80,3.5,1.33,200,1,1.83,1.9125683060109289,0.72677595628415304]
[4,20.5,311,27,90,3.83,1.24,200,1,1.83,2.0928961748633879,0.67759562841530052]
[4,21.7,311,27,99,4.12,1.17,200,1,1.83,2.2513661202185791,0.6393442622950819]
[4,9.1,311,27,1,1.95,1.95,330,0,1.95,1,1]
[4,11.6,311,27,50,2.92,1.76,330,1,1.95,1.4974358974358974,0.90256410256410258]
[4,12.7,311,27,60,3.34,1.71,330,1,1.95,1.7128205128205127,0.87692307692307692]
[4,13.8,311,27,70,3.77,1.66,330,1,1.95,1.9333333333333333,0.85128205128205126]
[4,14.9,311,27,80,4.1900000000000004,1.6,330,1,1.95,2.1487179487179491,0.8205128205128206]
[4,16,311,27,90,4.6100000000000003,1.55,330,1,1.95,2.3641025641025641,0.79487179487179493]
[4,17,311,27,99,4.9800000000000004,1.5,330,1,1.95,2.5538461538461541,0.76923076923076927]
[4,20.3,311,28,1,1.33,1.33,70,0,1.33,1,1]
[4,19.2,311,28,50,1.24,1.0900000000000001,70,1,1.33,0.93233082706766912,0.81954887218045114]
[4,21,311,28,60,1.38,0.95,70,1,1.33,1.0375939849624058,0.71428571428571419]
[4,22.7,311,28,70,1.52,0.82,70,1,1.33,1.1428571428571428,0.61654135338345861]
[4,24.3,311,28,80,1.65,0.69,70,1,1.33,1.2406015037593983,0.51879699248120292]
[4,25.8,311,28,90,1.77,0.56000000000000005,70,1,1.33,1.3308270676691729,0.4210526315789474]
[4,27.1,311,28,99,1.88,0.45,70,1,1.33,1.4135338345864661,0.33834586466165412]
[4,12.2,311,28,1,1.91,1.91,200,0,1.91,1,1]
[4,15.3,311,28,50,2.64,1.62,200,1,1.91,1.3821989528795813,0.84816753926701582]
[4,16.899999999999999,311,28,60,3,1.54,200,1,1.91,1.5706806282722514,0.80628272251308908]
[4,18.399999999999999,311,28,70,3.36,1.45,200,1,1.91,1.7591623036649215,0.75916230366492143]
[4,20,311,28,80,3.71,1.36,200,1,1.91,1.9424083769633509,0.71204188481675401]
[4,21.4,311,28,90,4.0599999999999996,1.27,200,1,1.91,2.1256544502617798,0.66492146596858648]
[4,22.8,311,28,99,4.3600000000000003,1.19,200,1,1.91,2.2827225130890056,0.62303664921465973]
[4,9.3000000000000007,311,28,1,2.0299999999999998,2.0299999999999998,330,0,2.0299999999999998,1,1]
[4,12.1,311,28,50,3.11,1.83,330,1,2.0299999999999998,1.5320197044334976,0.90147783251231539]
[4,13.3,311,28,60,3.56,1.77,330,1,2.0299999999999998,1.7536945812807885,0.8719211822660099]
[4,14.4,311,28,70,4.01,1.71,330,1,2.0299999999999998,1.975369458128079,0.84236453201970451]
[4,15.6,311,28,80,4.46,1.66,330,1,2.0299999999999998,2.1970443349753697,0.81773399014778325]
[4,16.7,311,28,90,4.9000000000000004,1.6,330,1,2.0299999999999998,2.4137931034482762,0.78817733990147798]
[4,17.8,311,28,99,5.3,1.54,330,1,2.0299999999999998,2.6108374384236455,0.75862068965517249]
[4,16.3,381,21,1,1,1,70,0,1,1,1]
[4,16.2,381,21,50,1,1,70,0,1,1,1]
[4,16.2,381,21,60,1,1,70,0,1,1,1]
[4,16.399999999999999,381,21,70,1.01,0.76,70,1,1,1.01,0.76]
[4,17.7,381,21,80,1.1200000000000001,0.63,70,1,1,1.1200000000000001,0.63]
[4,18.899999999999999,381,21,90,1.22,0.52,70,1,1,1.22,0.52]
[4,20,381,21,99,1.31,0.41,70,1,1,1.31,0.41]
[4,10.6,381,21,1,1.53,1.53,200,0,1.53,1,1]
[4,11.2,381,21,50,1.69,1.38,200,1,1.53,1.1045751633986927,0.90196078431372539]
[4,12.4,381,21,60,1.96,1.31,200,1,1.53,1.2810457516339868,0.85620915032679745]
[4,13.5,381,21,70,2.2200000000000002,1.23,200,1,1.53,1.4509803921568629,0.8039215686274509]
[4,14.7,381,21,80,2.48,1.1499999999999999,200,1,1.53,1.6209150326797386,0.75163398692810446]
[4,15.8,381,21,90,2.75,1.07,200,1,1.53,1.7973856209150327,0.69934640522875824]
[4,16.8,381,21,99,2.97,1.01,200,1,1.53,1.9411764705882353,0.66013071895424835]
[4,8.3000000000000007,381,21,1,1.66,1.66,330,0,1.66,1,1]
[4,9.3000000000000007,381,21,50,2.04,1.54,330,1,1.66,1.2289156626506026,0.92771084337349408]
[4,10.199999999999999,381,21,60,2.37,1.49,330,1,1.66,1.4277108433734942,0.89759036144578319]
[4,11,381,21,70,2.71,1.44,330,1,1.66,1.6325301204819278,0.86746987951807231]
[4,11.9,381,21,80,3.04,1.39,330,1,1.66,1.8313253012048194,0.83734939759036142]
[4,12.7,381,21,90,3.37,1.33,330,1,1.66,2.0301204819277112,0.80120481927710852]
[4,13.5,381,21,99,3.66,1.28,330,1,1.66,2.2048192771084341,0.77108433734939763]
[4,17,381,22,1,1.06,1.06,70,0,1.06,1,1]
[4,16.899999999999999,381,22,50,1.06,1.06,70,0,1.06,1,1]
[4,15.9,381,22,60,0.97,0.9,70,1,1.06,0.91509433962264142,0.84905660377358494]
[4,17.3,381,22,70,1.0900000000000001,0.78,70,{"$f":"IF(F1558<>G1558,1,0)","v":1},1.06,{"$f":"F1558/J1558","v":1.0283018867924529},0.73584905660377353]
[4,18.600000000000001,381,22,80,1.19,0.65,70,1,1.06,1.1226415094339621,{"$f":"G1559/J1559","v":0.6132075471698113}]
[4,19.899999999999999,381,22,90,1.3,0.53,70,1,1.06,1.2264150943396226,0.5]
[4,21,381,22,99,1.39,0.42,70,1,{"$f":"IF(F1561/G1561=1,F1561,J1560)","v":1.06},1.311320754716981,0.39622641509433959]
[4,10.9,381,22,1,1.62,1.62,200,0,1.62,1,1]
[4,11.9,381,22,50,1.84,1.45,200,1,1.62,1.1358024691358024,0.8950617283950616]
[4,13.1,381,22,60,2.12,1.37,200,1,1.62,1.308641975308642,0.84567901234567899]
[4,14.3,381,22,70,2.4,1.28,200,1,1.62,1.4814814814814814,0.79012345679012341]
[4,15.5,381,22,80,2.68,1.2,200,1,1.62,1.654320987654321,0.7407407407407407]
[4,16.7,381,22,90,2.95,1.1200000000000001,200,1,1.62,1.8209876543209877,0.6913580246913581]
[4,17.7,381,22,99,3.19,1.04,200,1,1.62,1.9691358024691357,0.64197530864197527]
[4,8.6,381,22,1,1.76,1.76,330,0,1.76,1,1]
[4,9.8000000000000007,381,22,50,2.23,1.62,330,1,1.76,1.2670454545454546,0.92045454545454553]
[4,10.7,381,22,60,2.58,1.57,330,1,1.76,1.4659090909090911,0.89204545454545459]
[4,11.6,381,22,70,2.93,1.51,330,1,1.76,1.6647727272727273,0.85795454545454541]
[4,12.5,381,22,80,3.28,1.45,330,1,1.76,1.8636363636363635,0.82386363636363635]
[4,13.4,381,22,90,3.63,1.39,330,1,1.76,2.0625,0.78977272727272718]
[4,14.3,381,22,99,3.95,1.34,330,1,1.76,2.2443181818181821,0.76136363636363635]
[4,17.7,381,23,1,1.1200000000000001,1.1200000000000001,70,0,1.1200000000000001,1,1]
[4,17.7,381,23,50,1.1100000000000001,1.1100000000000001,70,0,1.1100000000000001,1,1]
[4,16.8,381,23,60,1.04,0.93,70,1,1.1100000000000001,0.93693693693693691,0.83783783783783783]
[4,18.2,381,23,70,1.1599999999999999,0.8,70,1,1.1100000000000001,1.0450450450450448,0.72072072072072069]
[4,19.600000000000001,381,23,80,1.27,0.67,70,1,1.1100000000000001,1.144144144144144,0.60360360360360354]
[4,20.9,381,23,90,1.38,0.54,70,1,1.1100000000000001,1.243243243243243,0.48648648648648646]
[4,22.1,381,23,99,1.47,0.43,70,1,1.1100000000000001,1.3243243243243241,0.38738738738738737]
[4,11.3,381,23,1,1.71,1.71,200,0,1.71,1,1]
[4,12.6,381,23,50,2,1.51,200,1,1.71,1.1695906432748537,0.88304093567251463]
[4,13.8,381,23,60,2.29,1.42,200,1,1.71,1.3391812865497077,0.83040935672514615]
[4,15.1,381,23,70,2.59,1.33,200,1,1.71,1.5146198830409356,0.77777777777777779]
[4,16.399999999999999,381,23,80,2.88,1.25,200,1,1.71,1.6842105263157894,0.73099415204678364]
[4,17.600000000000001,381,23,90,3.17,1.1599999999999999,200,1,1.71,1.8538011695906433,0.67836257309941517]
[4,18.7,381,23,99,3.42,1.08,200,1,1.71,2,0.63157894736842113]
[4,8.8000000000000007,381,23,1,1.85,1.85,330,0,1.85,1,1]
[4,10.3,381,23,50,2.42,1.7,330,1,1.85,1.3081081081081081,0.91891891891891886]
[4,11.3,381,23,60,2.79,1.64,330,1,1.85,1.508108108108108,0.88648648648648642]
[4,12.2,381,23,70,3.17,1.58,330,1,1.85,1.7135135135135133,0.8540540540540541]
[4,13.2,381,23,80,3.54,1.51,330,1,1.85,1.9135135135135135,0.81621621621621621]
[4,14.2,381,23,90,3.91,1.45,330,1,1.85,2.1135135135135137,0.78378378378378377]
[4,15,381,23,99,4.24,1.4,330,1,1.85,2.291891891891892,0.75675675675675669]
[4,18.399999999999999,381,24,1,1.17,1.17,70,0,1.17,1,1]
[4,18.399999999999999,381,24,50,1.17,1.17,70,0,1.17,1,1]
[4,17.600000000000001,381,24,60,1.1100000000000001,0.96,70,1,1.17,0.9487179487179489,0.82051282051282048]
[4,19.100000000000001,381,24,70,1.23,0.82,70,1,1.17,1.0512820512820513,0.70085470085470081]
[4,20.6,381,24,80,1.35,0.68,70,1,1.17,1.153846153846154,0.58119658119658124]
[4,21.9,381,24,90,1.46,0.55000000000000004,70,1,1.17,1.2478632478632479,0.47008547008547014]
[4,23.1,381,24,99,1.56,0.44,70,1,1.17,1.3333333333333335,0.37606837606837612]
[4,11.7,381,24,1,1.8,1.8,200,0,1.8,1,1]
[4,13.2,381,24,50,2.16,1.57,200,1,1.8,1.2,0.87222222222222223]
[4,14.6,381,24,60,2.4700000000000002,1.47,200,1,1.8,1.3722222222222222,0.81666666666666665]
[4,15.9,381,24,70,2.78,1.38,200,1,1.8,1.5444444444444443,0.76666666666666661]
[4,17.2,381,24,80,3.08,1.29,200,1,1.8,1.711111111111111,0.71666666666666667]
[4,18.5,381,24,90,3.38,1.2,200,1,1.8,1.8777777777777778,0.66666666666666663]
[4,19.7,381,24,99,3.64,1.1100000000000001,200,1,1.8,2.0222222222222221,0.6166666666666667]
[4,9.1,381,24,1,1.95,1.95,330,0,1.95,1,1]
[4,10.8,381,24,50,2.62,1.77,330,1,1.95,1.3435897435897437,0.90769230769230769]
[4,11.8,381,24,60,3.01,1.71,330,1,1.95,1.5435897435897434,0.87692307692307692]
[4,12.8,381,24,70,3.41,1.64,330,1,1.95,1.7487179487179487,0.84102564102564104]
[4,13.9,381,24,80,3.8,1.58,330,1,1.95,1.9487179487179487,0.81025641025641026]
[4,14.9,381,24,90,4.1900000000000004,1.51,330,1,1.95,2.1487179487179491,0.77435897435897438]
[4,15.8,381,24,99,4.54,1.45,330,1,1.95,2.3282051282051284,0.74358974358974361]
[4,19.100000000000001,381,25,1,1.23,1.23,70,0,1.23,1,1]
[4,19.100000000000001,381,25,50,1.23,1.23,70,0,1.23,1,1]
[4,18.5,381,25,60,1.18,0.98,70,1,1.23,0.95934959349593496,0.7967479674796748]
[4,20,381,25,70,1.31,0.84,70,1,1.23,1.0650406504065042,0.68292682926829262]
[4,21.5,381,25,80,1.43,0.7,70,{"$f":"IF(F1622<>G1622,1,0)","v":1},1.23,{"$f":"F1622/J1622","v":1.1626016260162602},0.56910569105691056]
[4,22.9,381,25,90,1.54,0.56000000000000005,70,1,1.23,1.2520325203252034,{"$f":"G1623/J1623","v":0.45528455284552849}]
[4,24.1,381,25,99,1.64,0.44,70,1,1.23,1.3333333333333333,0.35772357723577236]
[4,12.1,381,25,1,1.88,1.88,200,0,{"$f":"IF(F1625/G1625=1,F1625,J1624)","v":1.88},1,1]
[4,13.9,381,25,50,2.3199999999999998,1.63,200,1,1.88,1.2340425531914894,0.86702127659574468]
[4,15.4,381,25,60,2.65,1.53,200,1,1.88,1.4095744680851063,0.81382978723404265]
[4,16.8,381,25,70,2.97,1.43,200,1,1.88,1.5797872340425534,0.76063829787234039]
[4,18.100000000000001,381,25,80,3.29,1.33,200,1,1.88,1.7500000000000002,0.70744680851063835]
[4,19.5,381,25,90,3.61,1.23,200,1,1.88,1.9202127659574468,0.6542553191489362]
[4,20.7,381,25,99,3.88,1.1399999999999999,200,1,1.88,2.0638297872340425,0.60638297872340419]
[4,9.3000000000000007,381,25,1,2.04,2.04,330,0,2.04,1,1]
[4,11.3,381,25,50,2.82,1.84,330,1,2.04,1.3823529411764706,0.90196078431372551]
[4,12.4,381,25,60,3.24,1.77,330,1,2.04,1.5882352941176472,0.86764705882352944]
[4,13.5,381,25,70,3.66,1.7,330,1,2.04,1.7941176470588236,0.83333333333333326]
[4,14.6,381,25,80,4.07,1.64,330,1,2.04,1.9950980392156863,0.8039215686274509]
[4,15.7,381,25,90,4.4800000000000004,1.57,330,1,2.04,2.1960784313725492,0.76960784313725494]
[4,16.600000000000001,381,25,99,4.8499999999999996,1.5,330,1,2.04,2.3774509803921569,0.73529411764705876]
[4,19.8,381,26,1,1.29,1.29,70,0,1.29,1,1]
[4,19.8,381,26,50,1.29,1.29,70,0,1.29,1,1]
[4,19.399999999999999,381,26,60,1.25,1,70,1,1.29,0.96899224806201545,0.77519379844961234]
[4,21,381,26,70,1.38,0.85,70,1,1.29,1.069767441860465,0.65891472868217049]
[4,22.5,381,26,80,1.51,0.71,70,1,1.29,1.1705426356589148,0.55038759689922478]
[4,23.9,381,26,90,1.62,0.56999999999999995,70,1,1.29,1.2558139534883721,0.44186046511627902]
[4,25.2,381,26,99,1.72,0.45,70,1,1.29,1.3333333333333333,0.34883720930232559]
[4,12.5,381,26,1,1.97,1.97,200,0,1.97,1,1]
[4,14.6,381,26,50,2.48,1.68,200,1,1.97,1.2588832487309645,0.85279187817258884]
[4,16.100000000000001,381,26,60,2.83,1.58,200,1,1.97,1.4365482233502538,0.80203045685279195]
[4,17.600000000000001,381,26,70,3.17,1.47,200,1,1.97,1.6091370558375635,0.74619289340101524]
[4,19.100000000000001,381,26,80,3.5,1.37,200,1,1.97,1.7766497461928934,0.69543147208121836]
[4,20.5,381,26,90,3.83,1.26,200,1,1.97,1.9441624365482235,0.63959390862944165]
[4,21.7,381,26,99,4.12,1.17,200,1,1.97,2.0913705583756346,0.59390862944162437]
[4,9.5,381,26,1,2.13,2.13,330,0,2.13,1,1]
[4,11.9,381,26,50,3.03,1.91,330,1,2.13,1.4225352112676055,0.89671361502347413]
[4,13,381,26,60,3.47,1.84,330,1,2.13,1.6291079812206575,0.863849765258216]
[4,14.2,381,26,70,3.91,1.76,330,1,2.13,1.835680751173709,0.82629107981220662]
[4,15.3,381,26,80,4.34,1.69,330,1,2.13,2.0375586854460095,0.79342723004694837]
[4,16.399999999999999,381,26,90,4.78,1.62,330,1,2.13,2.2441314553990614,0.76056338028169024]
[4,17.5,381,26,99,5.17,1.55,330,1,2.13,2.427230046948357,0.72769953051643199]
[4,20.5,381,27,1,1.35,1.35,70,0,1.35,1,1]
[4,20.5,381,27,50,1.34,1.34,70,0,1.34,1,1]
[4,20.3,381,27,60,1.33,1.02,70,1,1.34,0.9925373134328358,0.76119402985074625]
[4,21.9,381,27,70,1.46,0.87,70,1,1.34,1.08955223880597,0.64925373134328357]
[4,23.5,381,27,80,1.59,0.72,70,1,1.34,1.1865671641791045,0.53731343283582089]
[4,24.9,381,27,90,1.71,0.56999999999999995,70,1,1.34,1.2761194029850744,0.42537313432835816]
[4,26.2,381,27,99,1.81,0.45,70,1,1.34,1.3507462686567164,0.33582089552238803]
[4,12.8,381,27,1,2.06,2.06,200,0,2.06,1,1]
[4,15.4,381,27,50,2.65,1.73,200,1,2.06,1.2864077669902911,0.83980582524271841]
[4,16.899999999999999,381,27,60,3.02,1.62,200,1,2.06,1.4660194174757282,0.78640776699029125]
[4,18.5,381,27,70,3.38,1.51,200,1,2.06,1.6407766990291262,0.73300970873786409]
[4,20,381,27,80,3.72,1.4,200,1,2.06,1.8058252427184467,0.67961165048543681]
[4,21.5,381,27,90,4.0599999999999996,1.29,200,1,2.06,1.9708737864077668,0.62621359223300976]
[4,22.7,381,27,99,4.3600000000000003,1.2,200,1,2.06,2.116504854368932,0.58252427184466016]
[4,9.8000000000000007,381,27,1,2.23,2.23,330,0,2.23,1,1]
[4,12.4,381,27,50,3.24,1.98,330,1,2.23,1.4529147982062782,0.88789237668161436]
[4,13.6,381,27,60,3.71,1.9,330,1,2.23,1.663677130044843,0.85201793721973096]
[4,14.8,381,27,70,4.17,1.82,330,1,2.23,1.8699551569506727,0.81614349775784756]
[4,16.100000000000001,381,27,80,4.63,1.75,330,1,2.23,2.0762331838565022,0.7847533632286996]
[4,17.2,381,27,90,5.0999999999999996,1.67,330,1,2.23,2.2869955156950672,0.74887892376681608]
[4,18.3,381,27,99,5.5,1.6,330,1,2.23,2.4663677130044843,0.71748878923766823]
[4,21.3,381,28,1,1.41,1.41,70,0,1.41,1,1]
[4,21.2,381,28,50,1.4,1.39,70,1,1.41,0.99290780141843971,0.98581560283687941]
[4,21.2,381,28,60,1.4,1.04,70,1,1.41,0.99290780141843971,0.73758865248226957]
[4,22.8,381,28,70,1.54,0.88,70,1,1.41,1.0921985815602837,0.62411347517730498]
[4,24.4,381,28,80,1.66,0.73,70,1,1.41,1.177304964539007,0.51773049645390068]
[4,25.9,381,28,90,1.79,0.57999999999999996,70,{"$f":"IF(F1686<>G1686,1,0)","v":1},1.41,{"$f":"F1686/J1686","v":1.2695035460992909},0.41134751773049644]
[4,27.3,381,28,99,1.89,0.45,70,1,1.41,1.3404255319148937,{"$f":"G1687/J1687","v":0.31914893617021278}]
[4,13.2,381,28,1,2.14,2.14,200,0,2.14,1,1]
[4,16.100000000000001,381,28,50,2.83,1.78,200,1,{"$f":"IF(F1689/G1689=1,F1689,J1688)","v":2.14},1.3224299065420559,0.83177570093457942]
[4,17.8,381,28,60,3.21,1.67,200,1,2.14,1.5,0.78037383177570085]
[4,19.399999999999999,381,28,70,3.58,1.55,200,1,2.14,1.6728971962616821,0.72429906542056077]
[4,21,381,28,80,3.94,1.44,200,1,2.14,1.8411214953271027,0.67289719626168221]
[4,22.5,381,28,90,4.3,1.32,200,1,2.14,2.009345794392523,0.61682242990654201]
[4,23.8,381,28,99,4.6100000000000003,1.21,200,1,2.14,2.1542056074766354,0.56542056074766345]
[4,10,381,28,1,2.3199999999999998,2.3199999999999998,330,0,2.3199999999999998,1,1]
[4,13,381,28,50,3.46,2.0499999999999998,330,1,2.3199999999999998,1.4913793103448276,0.88362068965517238]
[4,14.3,381,28,60,3.95,1.96,330,1,2.3199999999999998,1.7025862068965518,0.84482758620689657]
[4,15.6,381,28,70,4.4400000000000004,1.88,330,1,2.3199999999999998,1.9137931034482762,0.81034482758620696]
[4,16.8,381,28,80,4.93,1.8,330,1,2.3199999999999998,2.125,0.77586206896551735]
[4,18.100000000000001,381,28,90,5.41,1.72,330,1,2.3199999999999998,2.3318965517241383,0.74137931034482762]
[4,19.2,381,28,99,5.85,1.64,330,1,2.3199999999999998,2.521551724137931,0.7068965517241379]
[5,11.1,101,21,1,0.5,0.5,70,0,0.5,1,1]
[5,11.7,101,21,50,0.55000000000000004,0.44,70,1,0.5,1.1000000000000001,0.88]
[5,12.9,101,21,60,0.64,0.43,70,1,0.5,1.28,0.86]
[5,14,101,21,70,0.74,0.41,70,1,0.5,1.48,0.82]
[5,15.2,101,21,80,0.83,0.39,70,1,0.5,1.66,0.78]
[5,16.3,101,21,90,0.92,0.37,70,1,0.5,1.84,0.74]
[5,17.3,101,21,99,1,0.35,70,1,0.5,2,0.7]
[5,7.3,101,21,1,0.53,0.53,200,0,0.53,1,1]
[5,8,101,21,50,0.7,0.52,200,1,0.53,1.320754716981132,0.98113207547169812]
[5,8.6,101,21,60,0.83,0.52,200,1,0.53,1.5660377358490565,0.98113207547169812]
[5,9.1,101,21,70,0.95,0.51,200,1,0.53,1.7924528301886791,0.96226415094339623]
[5,9.6,101,21,80,1.08,0.51,200,1,0.53,2.0377358490566038,0.96226415094339623]
[5,10.199999999999999,101,21,90,1.21,0.5,200,1,0.53,2.283018867924528,0.94339622641509424]
[5,10.7,101,21,99,1.32,0.5,200,1,0.53,2.4905660377358489,0.94339622641509424]
[5,6.4,101,21,1,0.53,0.53,330,0,0.53,1,1]
[5,6.9,101,21,50,0.72,0.53,330,1,0.53,1.3584905660377358,1]
[5,7.2,101,21,60,0.85,0.52,330,1,0.53,1.6037735849056602,0.98113207547169812]
[5,7.5,101,21,70,0.97,0.52,330,1,0.53,1.8301886792452828,0.98113207547169812]
[5,7.9,101,21,80,1.1000000000000001,0.52,330,1,0.53,2.0754716981132075,0.98113207547169812]
[5,8.1999999999999993,101,21,90,1.23,0.52,330,1,0.53,2.3207547169811318,0.98113207547169812]
[5,8.5,101,21,99,1.35,0.51,330,1,0.53,2.5471698113207548,0.96226415094339623]
[5,11.5,101,22,1,0.53,0.53,70,0,0.53,1,1]
[5,12.4,101,22,50,0.6,0.47,70,1,0.53,1.1320754716981132,0.88679245283018859]
[5,13.6,101,22,60,0.7,0.45,70,1,0.53,1.320754716981132,0.84905660377358494]
[5,14.8,101,22,70,0.8,0.43,70,1,0.53,1.5094339622641511,0.81132075471698106]
[5,16,101,22,80,0.9,0.41,70,1,0.53,1.6981132075471699,0.7735849056603773]
[5,17.2,101,22,90,0.99,0.39,70,1,0.53,1.8679245283018866,0.73584905660377353]
[5,18.2,101,22,99,1.08,0.37,70,1,0.53,2.0377358490566038,0.69811320754716977]
[5,7.4,101,22,1,0.56000000000000005,0.56000000000000005,200,0,0.56000000000000005,1,1]
[5,8.3000000000000007,101,22,50,0.77,0.55000000000000004,200,1,0.56000000000000005,1.375,0.9821428571428571]
[5,8.9,101,22,60,0.91,0.54,200,1,0.56000000000000005,1.625,0.9642857142857143]
[5,9.5,101,22,70,1.04,0.54,200,1,0.56000000000000005,1.857142857142857,0.9642857142857143]
[5,10,101,22,80,1.17,0.54,200,1,0.56000000000000005,2.089285714285714,0.9642857142857143]
[5,10.6,101,22,90,1.31,0.53,200,1,0.56000000000000005,2.339285714285714,0.9464285714285714]
[5,11.1,101,22,99,1.43,0.53,200,1,0.56000000000000005,2.5535714285714284,0.9464285714285714]
[5,6.5,101,22,1,0.56999999999999995,0.56999999999999995,330,0,0.56999999999999995,1,1]
[5,7.1,101,22,50,0.79,0.56000000000000005,330,1,0.56999999999999995,1.3859649122807018,0.98245614035087736]
[5,7.4,101,22,60,0.93,0.55000000000000004,330,1,0.56999999999999995,1.6315789473684212,0.9649122807017545]
[5,7.8,101,22,70,1.06,0.55000000000000004,330,1,0.56999999999999995,1.8596491228070178,0.9649122807017545]
[5,8.1,101,22,80,1.2,0.55000000000000004,330,1,0.56999999999999995,2.1052631578947367,0.9649122807017545]
[5,8.5,101,22,90,1.33,0.55000000000000004,330,1,0.56999999999999995,2.3333333333333335,0.9649122807017545]
[5,8.8000000000000007,101,22,99,1.46,0.54,330,1,0.56999999999999995,2.5614035087719298,0.94736842105263175]
[5,11.8,101,23,1,0.56000000000000005,0.56000000000000005,70,0,0.56000000000000005,1,1]
[5,13.1,101,23,50,0.66,0.49,70,1,0.56000000000000005,1.1785714285714286,0.87499999999999989]
[5,14.3,101,23,60,0.76,0.47,70,1,0.56000000000000005,1.357142857142857,0.83928571428571419]
[5,15.6,101,23,70,0.87,0.45,70,1,0.56000000000000005,1.5535714285714284,0.80357142857142849]
[5,16.899999999999999,101,23,80,0.97,0.43,70,1,0.56000000000000005,1.732142857142857,0.76785714285714279]
[5,18.100000000000001,101,23,90,1.07,0.4,70,1,0.56000000000000005,1.9107142857142856,0.7142857142857143]
[5,19.2,101,23,99,1.1599999999999999,0.38,70,{"$f":"IF(F1750<>G1750,1,0)","v":1},0.56000000000000005,{"$f":"F1750/J1750","v":2.0714285714285712},0.67857142857142849]
[5,7.5,101,23,1,0.59,0.59,200,0,0.59,1,{"$f":"G1751/J1751","v":1}]
[5,8.6,101,23,50,0.85,0.57999999999999996,200,1,0.59,1.4406779661016949,0.98305084745762705]
[5,9.1999999999999993,101,23,60,0.99,0.56999999999999995,200,1,{"$f":"IF(F1753/G1753=1,F1753,J1752)","v":0.59},1.6779661016949152,0.96610169491525422]
[5,9.8000000000000007,101,23,70,1.1299999999999999,0.56999999999999995,200,1,0.59,1.9152542372881356,0.96610169491525422]
[5,10.4,101,23,80,1.27,0.56000000000000005,200,1,0.59,2.152542372881356,0.94915254237288149]
[5,11,101,23,90,1.41,0.56000000000000005,200,1,0.59,2.3898305084745761,0.94915254237288149]
[5,11.6,101,23,99,1.54,0.56000000000000005,200,1,0.59,2.6101694915254239,0.94915254237288149]
[5,6.6,101,23,1,0.6,0.6,330,0,0.6,1,1]
[5,7.2,101,23,50,0.86,0.59,330,1,0.6,1.4333333333333333,0.98333333333333328]
[5,7.6,101,23,60,1.01,0.57999999999999996,330,1,0.6,1.6833333333333333,0.96666666666666667]
[5,8,101,23,70,1.1499999999999999,0.57999999999999996,330,1,0.6,1.9166666666666665,0.96666666666666667]
[5,8.4,101,23,80,1.29,0.57999999999999996,330,1,0.6,2.1500000000000004,0.96666666666666667]
[5,8.6999999999999993,101,23,90,1.44,0.57999999999999996,330,1,0.6,2.4,0.96666666666666667]
[5,9.1,101,23,99,1.57,0.56999999999999995,330,1,0.6,2.6166666666666667,0.95]
[5,12.2,101,24,1,0.59,0.59,70,0,0.59,1,1]
[5,13.7,101,24,50,0.71,0.51,70,1,0.59,1.2033898305084745,0.86440677966101698]
[5,15.1,101,24,60,0.82,0.49,70,1,0.59,1.3898305084745763,0.83050847457627119]
[5,16.399999999999999,101,24,70,0.93,0.47,70,1,0.59,1.5762711864406782,0.79661016949152541]
[5,17.7,101,24,80,1.04,0.44,70,1,0.59,1.7627118644067798,0.74576271186440679]
[5,19,101,24,90,1.1399999999999999,0.42,70,1,0.59,1.9322033898305084,0.71186440677966101]
[5,20.2,101,24,99,1.24,0.4,70,1,0.59,2.1016949152542375,0.67796610169491534]
[5,7.7,101,24,1,0.63,0.63,200,0,0.63,1,1]
[5,8.9,101,24,50,0.92,0.61,200,1,0.63,1.4603174603174605,0.96825396825396826]
[5,9.6,101,24,60,1.07,0.6,200,1,0.63,1.6984126984126986,0.95238095238095233]
[5,10.199999999999999,101,24,70,1.22,0.6,200,1,0.63,1.9365079365079365,0.95238095238095233]
[5,10.9,101,24,80,1.37,0.59,200,1,0.63,2.1746031746031749,0.9365079365079364]
[5,11.5,101,24,90,1.52,0.59,200,1,0.63,2.4126984126984126,0.9365079365079364]
[5,12.1,101,24,99,1.65,0.57999999999999996,200,1,0.63,2.6190476190476191,0.92063492063492058]
[5,6.6,101,24,1,0.63,0.63,330,0,0.63,1,1]
[5,7.4,101,24,50,0.94,0.62,330,1,0.63,1.4920634920634919,0.98412698412698407]
[5,7.8,101,24,60,1.0900000000000001,0.61,330,1,0.63,1.7301587301587302,0.96825396825396826]
[5,8.1999999999999993,101,24,70,1.24,0.61,330,1,0.63,1.9682539682539681,0.96825396825396826]
[5,8.6,101,24,80,1.4,0.61,330,1,0.63,2.2222222222222219,0.96825396825396826]
[5,9,101,24,90,1.55,0.6,330,1,0.63,2.4603174603174605,0.95238095238095233]
[5,9.4,101,24,99,1.68,0.6,330,1,0.63,2.6666666666666665,0.95238095238095233]
[5,12.6,101,25,1,0.62,0.62,70,0,0.62,1,1]
[5,14.4,101,25,50,0.77,0.53,70,1,0.62,1.2419354838709677,0.85483870967741937]
[5,15.9,101,25,60,0.89,0.51,70,1,0.62,1.435483870967742,0.82258064516129037]
[5,17.3,101,25,70,1,0.48,70,1,0.62,1.6129032258064517,0.77419354838709675]
[5,18.600000000000001,101,25,80,1.1100000000000001,0.46,70,1,0.62,1.7903225806451615,0.74193548387096775]
[5,20,101,25,90,1.22,0.43,70,1,0.62,1.967741935483871,0.69354838709677413]
[5,21.2,101,25,99,1.32,0.41,70,1,0.62,2.1290322580645165,0.66129032258064513]
[5,7.8,101,25,1,0.66,0.66,200,0,0.66,1,1]
[5,9.3000000000000007,101,25,50,0.99,0.64,200,1,0.66,1.5,0.96969696969696972]
[5,9.9,101,25,60,1.1499999999999999,0.63,200,1,0.66,1.7424242424242422,0.95454545454545447]
[5,10.6,101,25,70,1.31,0.63,200,1,0.66,1.9848484848484849,0.95454545454545447]
[5,11.3,101,25,80,1.47,0.62,200,1,0.66,2.2272727272727271,0.93939393939393934]
[5,12,101,25,90,1.63,0.62,200,1,0.66,2.4696969696969693,0.93939393939393934]
[5,12.6,101,25,99,1.77,0.61,200,1,0.66,2.6818181818181817,0.9242424242424242]
[5,6.7,101,25,1,0.66,0.66,330,0,0.66,1,1]
[5,7.6,101,25,50,1.01,0.65,330,1,0.66,1.5303030303030303,0.98484848484848486]
[5,8.1,101,25,60,1.18,0.64,330,1,0.66,1.7878787878787876,0.96969696969696972]
[5,8.5,101,25,70,1.34,0.64,330,1,0.66,2.0303030303030303,0.96969696969696972]
[5,8.9,101,25,80,1.5,0.64,330,1,0.66,2.2727272727272725,0.96969696969696972]
[5,9.3000000000000007,101,25,90,1.66,0.63,330,1,0.66,2.5151515151515147,0.95454545454545447]
[5,9.6999999999999993,101,25,99,1.81,0.63,330,1,0.66,2.7424242424242422,0.95454545454545447]
[5,12.9,101,26,1,0.65,0.65,70,0,0.65,1,1]
[5,15.1,101,26,50,0.83,0.55000000000000004,70,1,0.65,1.2769230769230768,0.84615384615384615]
[5,16.600000000000001,101,26,60,0.95,0.53,70,1,0.65,1.4615384615384615,0.81538461538461537]
[5,18.100000000000001,101,26,70,1.07,0.5,70,1,0.65,1.6461538461538463,0.76923076923076916]
[5,19.600000000000001,101,26,80,1.19,0.47,70,1,0.65,1.8307692307692307,0.72307692307692306]
[5,21,101,26,90,1.3,0.45,70,1,0.65,2,0.69230769230769229]
[5,22.2,101,26,99,1.4,0.42,70,1,0.65,2.1538461538461537,0.64615384615384608]
[5,7.9,101,26,1,0.69,0.69,200,{"$f":"IF(F1814<>G1814,1,0)","v":0},0.69,{"$f":"F1814/J1814","v":1},1]
[5,9.6,101,26,50,1.07,0.66,200,1,0.69,1.5507246376811596,{"$f":"G1815/J1815","v":0.95652173913043492}]
[5,10.3,101,26,60,1.24,0.66,200,1,0.69,1.7971014492753625,0.95652173913043492]
[5,11,101,26,70,1.41,0.65,200,1,{"$f":"IF(F1817/G1817=1,F1817,J1816)","v":0.69},2.0434782608695654,0.94202898550724645]
[5,11.8,101,26,80,1.57,0.65,200,1,0.69,2.27536231884058,0.94202898550724645]
[5,12.5,101,26,90,1.74,0.64,200,1,0.69,2.5217391304347827,0.92753623188405809]
[5,13.1,101,26,99,1.89,0.64,200,1,0.69,2.7391304347826089,0.92753623188405809]
[5,6.8,101,26,1,0.69,0.69,330,0,0.69,1,1]
[5,7.8,101,26,50,1.0900000000000001,0.68,330,1,0.69,1.5797101449275364,0.98550724637681175]
[5,8.3000000000000007,101,26,60,1.26,0.67,330,1,0.69,1.8260869565217392,0.97101449275362328]
[5,8.6999999999999993,101,26,70,1.43,0.67,330,1,0.69,2.0724637681159419,0.97101449275362328]
[5,9.1999999999999993,101,26,80,1.61,0.66,330,1,0.69,2.3333333333333335,0.95652173913043492]
[5,9.6,101,26,90,1.78,0.66,330,1,0.69,2.5797101449275366,0.95652173913043492]
[5,10,101,26,99,1.93,0.66,330,1,0.69,2.7971014492753623,0.95652173913043492]
[5,13.3,101,27,1,0.67,0.67,70,0,0.67,1,1]
[5,15.9,101,27,50,0.89,0.56999999999999995,70,1,0.67,1.3283582089552237,0.85074626865671632]
[5,17.399999999999999,101,27,60,1.01,0.54,70,1,0.67,1.5074626865671641,0.80597014925373134]
[5,19,101,27,70,1.1399999999999999,0.52,70,1,0.67,1.7014925373134326,0.77611940298507465]
[5,20.5,101,27,80,1.26,0.49,70,1,0.67,1.880597014925373,0.73134328358208944]
[5,22,101,27,90,1.38,0.46,70,1,0.67,2.0597014925373132,0.68656716417910446]
[5,23.2,101,27,99,1.49,0.43,70,1,0.67,2.2238805970149254,0.64179104477611937]
[5,8.1,101,27,1,0.72,0.72,200,0,0.72,1,1]
[5,9.9,101,27,50,1.1499999999999999,0.69,200,1,0.72,1.5972222222222221,0.95833333333333326]
[5,10.7,101,27,60,1.33,0.69,200,1,0.72,1.8472222222222223,0.95833333333333326]
[5,11.5,101,27,70,1.51,0.68,200,1,0.72,2.0972222222222223,0.94444444444444453]
[5,12.2,101,27,80,1.68,0.68,200,1,0.72,2.3333333333333335,0.94444444444444453]
[5,13,101,27,90,1.86,0.67,200,1,0.72,2.5833333333333335,0.93055555555555569]
[5,13.7,101,27,99,2.02,0.67,200,1,0.72,2.8055555555555558,0.93055555555555569]
[5,6.9,101,27,1,0.72,0.72,330,0,0.72,1,1]
[5,8,101,27,50,1.17,0.7,330,1,0.72,1.625,0.97222222222222221]
[5,8.5,101,27,60,1.35,0.7,330,1,0.72,1.8750000000000002,0.97222222222222221]
[5,9,101,27,70,1.54,0.7,330,1,0.72,2.1388888888888888,0.97222222222222221]
[5,9.5,101,27,80,1.72,0.69,330,1,0.72,2.3888888888888888,0.95833333333333326]
[5,9.9,101,27,90,1.9,0.69,330,1,0.72,2.6388888888888888,0.95833333333333326]
[5,10.4,101,27,99,2.06,0.69,330,1,0.72,2.8611111111111112,0.95833333333333326]
[5,13.6,101,28,1,0.7,0.7,70,0,0.7,1,1]
[5,16.600000000000001,101,28,50,0.95,0.59,70,1,0.7,1.3571428571428572,0.84285714285714286]
[5,18.3,101,28,60,1.08,0.56000000000000005,70,1,0.7,1.5428571428571431,0.80000000000000016]
[5,19.899999999999999,101,28,70,1.21,0.53,70,1,0.7,1.7285714285714286,0.75714285714285723]
[5,21.4,101,28,80,1.34,0.5,70,1,0.7,1.9142857142857146,0.7142857142857143]
[5,23,101,28,90,1.46,0.47,70,1,0.7,2.0857142857142859,0.67142857142857149]
[5,24.3,101,28,99,1.57,0.44,70,1,0.7,2.2428571428571429,0.62857142857142867]
[5,8.1999999999999993,101,28,1,0.75,0.75,200,0,0.75,1,1]
[5,10.3,101,28,50,1.23,0.72,200,1,0.75,1.64,0.96]
[5,11.1,101,28,60,1.42,0.72,200,1,0.75,1.8933333333333333,0.96]
[5,11.9,101,28,70,1.61,0.71,200,1,0.75,2.1466666666666669,0.94666666666666666]
[5,12.7,101,28,80,1.79,0.7,200,1,0.75,2.3866666666666667,0.93333333333333324]
[5,13.5,101,28,90,1.98,0.7,200,1,0.75,2.64,0.93333333333333324]
[5,14.2,101,28,99,2.15,0.69,200,1,0.75,2.8666666666666667,0.91999999999999993]
[5,7,101,28,1,0.75,0.75,330,0,0.75,1,1]
[5,8.3000000000000007,101,28,50,1.26,0.73,330,1,0.75,1.68,0.97333333333333327]
[5,8.8000000000000007,101,28,60,1.45,0.73,330,1,0.75,1.9333333333333333,0.97333333333333327]
[5,9.3000000000000007,101,28,70,1.64,0.72,330,1,0.75,2.1866666666666665,0.96]
[5,9.8000000000000007,101,28,80,1.83,0.72,330,1,0.75,2.44,0.96]
[5,10.3,101,28,90,2.02,0.72,330,1,0.75,2.6933333333333334,0.96]
[5,10.7,101,28,99,2.2000000000000002,0.71,330,1,0.75,2.9333333333333336,0.94666666666666666]
[5,13.6,171,21,1,0.7,0.7,70,0,0.7,1,1]
[5,12.9,171,21,50,0.65,0.61,70,1,0.7,0.92857142857142871,0.87142857142857144]
[5,14.2,171,21,60,0.75,0.56999999999999995,70,1,0.7,1.0714285714285714,0.81428571428571428]
[5,15.5,171,21,70,0.86,0.52,70,1,0.7,1.2285714285714286,0.74285714285714288]
[5,16.7,171,21,80,0.96,0.47,70,1,0.7,1.3714285714285714,0.67142857142857149]
[5,18,171,21,90,1.06,0.42,70,1,0.7,1.5142857142857145,0.6]
[5,19,171,21,99,1.1399999999999999,0.38,70,1,0.7,1.6285714285714286,0.54285714285714293]
[5,8.6,171,21,1,0.84,0.84,200,0,0.84,1,1]
[5,9.5,171,21,50,1.05,0.8,200,{"$f":"IF(F1878<>G1878,1,0)","v":1},0.84,{"$f":"F1878/J1878","v":1.25},0.95238095238095244]
[5,10.3,171,21,60,1.24,0.78,200,1,0.84,1.4761904761904763,{"$f":"G1879/J1879","v":0.9285714285714286}]
[5,11.1,171,21,70,1.43,0.77,200,1,0.84,1.7023809523809523,0.91666666666666674]
[5,11.9,171,21,80,1.61,0.75,200,1,{"$f":"IF(F1881/G1881=1,F1881,J1880)","v":0.84},1.916666666666667,0.8928571428571429]
[5,12.7,171,21,90,1.8,0.73,200,1,0.84,2.1428571428571428,0.86904761904761907]
[5,13.4,171,21,99,1.97,0.72,200,1,0.84,2.3452380952380953,0.8571428571428571]
[5,7.2,171,21,1,0.86,0.86,330,0,0.86,1,1]
[5,7.9,171,21,50,1.1299999999999999,0.84,330,1,0.86,1.3139534883720929,0.97674418604651159]
[5,8.5,171,21,60,1.33,0.83,330,1,0.86,1.5465116279069768,0.96511627906976738]
[5,9,171,21,70,1.53,0.82,330,1,0.86,1.7790697674418605,0.95348837209302317]
[5,9.5,171,21,80,1.73,0.81,330,1,0.86,2.0116279069767442,0.94186046511627919]
[5,10,171,21,90,1.94,0.8,330,1,0.86,2.2558139534883721,0.93023255813953498]
[5,10.5,171,21,99,2.12,0.79,330,1,0.86,2.4651162790697678,0.91860465116279078]
[5,14.1,171,22,1,0.74,0.74,70,0,0.74,1,1]
[5,13.7,171,22,50,0.71,0.64,70,1,0.74,0.95945945945945943,0.86486486486486491]
[5,15,171,22,60,0.82,0.59,70,1,0.74,1.1081081081081081,0.79729729729729726]
[5,16.399999999999999,171,22,70,0.93,0.54,70,1,0.74,1.2567567567567568,0.72972972972972983]
[5,17.7,171,22,80,1.03,0.49,70,1,0.74,1.3918918918918919,0.66216216216216217]
[5,18.899999999999999,171,22,90,1.1299999999999999,0.44,70,1,0.74,1.527027027027027,0.59459459459459463]
[5,20,171,22,99,1.23,0.39,70,1,0.74,1.6621621621621621,0.52702702702702708]
[5,8.8000000000000007,171,22,1,0.89,0.89,200,0,0.89,1,1]
[5,10,171,22,50,1.1599999999999999,0.84,200,1,0.89,1.3033707865168538,0.9438202247191011]
[5,10.8,171,22,60,1.35,0.83,200,1,0.89,1.5168539325842698,0.93258426966292129]
[5,11.7,171,22,70,1.55,0.81,200,1,0.89,1.7415730337078652,0.9101123595505618]
[5,12.5,171,22,80,1.75,0.79,200,1,0.89,1.9662921348314606,0.88764044943820231]
[5,13.4,171,22,90,1.95,0.77,200,1,0.89,2.191011235955056,0.8651685393258427]
[5,14.1,171,22,99,2.13,0.76,200,1,0.89,2.393258426966292,0.8539325842696629]
[5,7.4,171,22,1,0.92,0.92,330,0,0.92,1,1]
[5,8.1999999999999993,171,22,50,1.24,0.89,330,1,0.92,1.3478260869565217,0.96739130434782605]
[5,8.8000000000000007,171,22,60,1.46,0.88,330,1,0.92,1.5869565217391304,0.9565217391304347]
[5,9.3000000000000007,171,22,70,1.67,0.86,330,1,0.92,1.8152173913043477,0.93478260869565211]
[5,9.9,171,22,80,1.88,0.85,330,1,0.92,2.043478260869565,0.92391304347826075]
[5,10.5,171,22,90,2.1,0.84,330,1,0.92,2.2826086956521738,0.91304347826086951]
[5,11,171,22,99,2.29,0.83,330,1,0.92,2.4891304347826084,0.90217391304347816]
[5,14.6,171,23,1,0.79,0.79,70,0,0.79,1,1]
[5,14.4,171,23,50,0.77,0.67,70,1,0.79,0.97468354430379744,0.84810126582278478]
[5,15.8,171,23,60,0.88,0.61,70,1,0.79,1.1139240506329113,0.77215189873417711]
[5,17.2,171,23,70,1,0.56000000000000005,70,1,0.79,1.2658227848101264,0.70886075949367089]
[5,18.600000000000001,171,23,80,1.1100000000000001,0.5,70,1,0.79,1.4050632911392407,0.63291139240506322]
[5,19.899999999999999,171,23,90,1.21,0.45,70,1,0.79,1.5316455696202531,0.569620253164557]
[5,21,171,23,99,1.31,0.4,70,1,0.79,1.6582278481012658,0.50632911392405067]
[5,9,171,23,1,0.94,0.94,200,0,0.94,1,1]
[5,10.4,171,23,50,1.26,0.89,200,1,0.94,1.3404255319148937,0.94680851063829796]
[5,11.3,171,23,60,1.47,0.87,200,1,0.94,1.5638297872340425,0.92553191489361708]
[5,12.2,171,23,70,1.68,0.85,200,1,0.94,1.7872340425531916,0.9042553191489362]
[5,13.1,171,23,80,1.89,0.83,200,1,0.94,2.0106382978723403,0.88297872340425532]
[5,14,171,23,90,2.1,0.81,200,1,0.94,2.2340425531914896,0.86170212765957455]
[5,14.8,171,23,99,2.29,0.8,200,1,0.94,2.4361702127659575,0.85106382978723416]
[5,7.5,171,23,1,0.97,0.97,330,0,0.97,1,1]
[5,8.5,171,23,50,1.36,0.93,330,1,0.97,1.4020618556701032,0.95876288659793818]
[5,9.1,171,23,60,1.58,0.92,330,1,0.97,1.6288659793814435,0.94845360824742275]
[5,9.6999999999999993,171,23,70,1.81,0.91,330,1,0.97,1.865979381443299,0.93814432989690733]
[5,10.3,171,23,80,2.04,0.9,330,1,0.97,2.1030927835051547,0.92783505154639179]
[5,10.9,171,23,90,2.2599999999999998,0.89,330,1,0.97,2.3298969072164946,0.91752577319587636]
[5,11.4,171,23,99,2.4700000000000002,0.88,330,1,0.97,2.5463917525773199,0.90721649484536082]
[5,15.1,171,24,1,0.83,0.83,70,0,0.83,1,1]
[5,15.2,171,24,50,0.83,0.69,70,1,0.83,1,0.83132530120481929]
[5,16.7,171,24,60,0.95,0.63,70,1,0.83,1.1445783132530121,0.75903614457831325]
[5,18.100000000000001,171,24,70,1.07,0.57999999999999996,70,1,0.83,1.2891566265060241,0.6987951807228916]
[5,19.5,171,24,80,1.18,0.52,70,1,0.83,1.4216867469879517,0.62650602409638556]
[5,20.9,171,24,90,1.29,0.46,70,1,0.83,1.5542168674698795,0.55421686746987953]
[5,22.1,171,24,99,1.39,0.41,70,1,0.83,1.6746987951807228,0.49397590361445781]
[5,9.3000000000000007,171,24,1,0.99,0.99,200,0,0.99,1,1]
[5,10.9,171,24,50,1.37,0.93,200,1,0.99,1.3838383838383839,0.93939393939393945]
[5,11.8,171,24,60,1.6,0.91,200,{"$f":"IF(F1942<>G1942,1,0)","v":1},0.99,{"$f":"F1942/J1942","v":1.6161616161616164},0.91919191919191923]
[5,12.8,171,24,70,1.82,0.89,200,1,0.99,1.8383838383838385,{"$f":"G1943/J1943","v":0.89898989898989901}]
[5,13.8,171,24,80,2.04,0.87,200,1,0.99,2.0606060606060606,0.87878787878787878]
[5,14.7,171,24,90,2.2599999999999998,0.85,200,1,{"$f":"IF(F1945/G1945=1,F1945,J1944)","v":0.99},2.2828282828282824,0.85858585858585856]
[5,15.6,171,24,99,2.46,0.83,200,1,0.99,2.4848484848484849,0.83838383838383834]
[5,7.6,171,24,1,1.02,1.02,330,0,1.02,1,1]
[5,8.8000000000000007,171,24,50,1.48,0.98,330,1,1.02,1.4509803921568627,0.96078431372549011]
[5,9.5,171,24,60,1.71,0.97,330,1,1.02,1.6764705882352942,0.9509803921568627]
[5,10.1,171,24,70,1.96,0.96,330,1,1.02,1.9215686274509802,0.94117647058823528]
[5,10.7,171,24,80,2.2000000000000002,0.94,330,1,1.02,2.1568627450980395,0.92156862745098034]
[5,11.3,171,24,90,2.44,0.93,330,1,1.02,2.392156862745098,0.91176470588235292]
[5,11.9,171,24,99,2.66,0.92,330,1,1.02,2.607843137254902,0.90196078431372551]
[5,15.7,171,25,1,0.87,0.87,70,0,0.87,1,1]
[5,16,171,25,50,0.89,0.71,70,1,0.87,1.0229885057471264,0.81609195402298851]
[5,17.5,171,25,60,1.02,0.65,70,1,0.87,1.1724137931034484,0.74712643678160917]
[5,19,171,25,70,1.1399999999999999,0.59,70,1,0.87,1.3103448275862069,0.67816091954022983]
[5,20.5,171,25,80,1.26,0.53,70,1,0.87,1.4482758620689655,0.60919540229885061]
[5,21.9,171,25,90,1.38,0.48,70,1,0.87,1.586206896551724,0.55172413793103448]
[5,23.1,171,25,99,1.48,0.42,70,1,0.87,1.7011494252873562,0.48275862068965514]
[5,9.5,171,25,1,1.04,1.04,200,0,1.04,1,1]
[5,11.4,171,25,50,1.49,0.97,200,1,1.04,1.4326923076923077,0.9326923076923076]
[5,12.4,171,25,60,1.72,0.95,200,1,1.04,1.6538461538461537,0.91346153846153844]
[5,13.4,171,25,70,1.96,0.93,200,1,1.04,1.8846153846153846,0.89423076923076927]
[5,14.4,171,25,80,2.2000000000000002,0.91,200,1,1.04,2.1153846153846154,0.875]
[5,15.4,171,25,90,2.4300000000000002,0.89,200,1,1.04,2.3365384615384617,0.85576923076923073]
[5,16.3,171,25,99,2.64,0.87,200,1,1.04,2.5384615384615383,0.83653846153846145]
[5,7.8,171,25,1,1.07,1.07,330,0,1.07,1,1]
[5,9.1,171,25,50,1.6,1.02,330,1,1.07,1.4953271028037383,0.95327102803738317]
[5,9.8000000000000007,171,25,60,1.85,1.01,330,1,1.07,1.7289719626168225,0.94392523364485981]
[5,10.5,171,25,70,2.11,1,330,1,1.07,1.9719626168224296,0.93457943925233644]
[5,11.1,171,25,80,2.36,0.99,330,1,1.07,2.2056074766355138,0.92523364485981308]
[5,11.8,171,25,90,2.62,0.98,330,1,1.07,2.4485981308411215,0.9158878504672896]
[5,12.4,171,25,99,2.85,0.96,330,1,1.07,2.6635514018691588,0.89719626168224287]
[5,16.2,171,26,1,0.91,0.91,70,0,0.91,1,1]
[5,16.7,171,26,50,0.96,0.74,70,1,0.91,1.054945054945055,0.81318681318681318]
[5,18.399999999999999,171,26,60,1.0900000000000001,0.67,70,1,0.91,1.1978021978021978,0.73626373626373631]
[5,19.899999999999999,171,26,70,1.22,0.61,70,1,0.91,1.3406593406593406,0.67032967032967028]
[5,21.5,171,26,80,1.34,0.55000000000000004,70,1,0.91,1.4725274725274726,0.60439560439560447]
[5,22.9,171,26,90,1.46,0.49,70,1,0.91,1.6043956043956042,0.53846153846153844]
[5,24.2,171,26,99,1.56,0.43,70,1,0.91,1.7142857142857142,0.47252747252747251]
[5,9.6999999999999993,171,26,1,1.0900000000000001,1.0900000000000001,200,0,1.0900000000000001,1,1]
[5,11.9,171,26,50,1.6,1.01,200,1,1.0900000000000001,1.4678899082568808,0.92660550458715585]
[5,13,171,26,60,1.85,0.99,200,1,1.0900000000000001,1.6972477064220184,0.90825688073394484]
[5,14,171,26,70,2.1,0.97,200,1,1.0900000000000001,1.926605504587156,0.88990825688073383]
[5,15.1,171,26,80,2.35,0.95,200,1,1.0900000000000001,2.1559633027522933,0.87155963302752282]
[5,16.2,171,26,90,2.6,0.92,200,1,1.0900000000000001,2.3853211009174311,0.84403669724770636]
[5,17.100000000000001,171,26,99,2.82,0.9,200,1,1.0900000000000001,2.5871559633027519,0.82568807339449535]
[5,7.9,171,26,1,1.1200000000000001,1.1200000000000001,330,0,1.1200000000000001,1,1]
[5,9.5,171,26,50,1.72,1.07,330,1,1.1200000000000001,1.5357142857142856,0.95535714285714279]
[5,10.199999999999999,171,26,60,1.99,1.06,330,1,1.1200000000000001,1.7767857142857142,0.9464285714285714]
[5,10.9,171,26,70,2.2599999999999998,1.04,330,1,1.1200000000000001,2.0178571428571423,0.92857142857142849]
[5,11.6,171,26,80,2.5299999999999998,1.03,330,1,1.1200000000000001,2.2589285714285712,0.9196428571428571]
[5,12.3,171,26,90,2.8,1.02,330,1,1.1200000000000001,2.4999999999999996,0.9107142857142857]
[5,12.9,171,26,99,3.05,1.01,330,1,1.1200000000000001,2.7232142857142851,0.90178571428571419]
[5,16.7,171,27,1,0.95,0.95,70,0,0.95,1,1]
[5,17.5,171,27,50,1.02,0.76,70,1,0.95,1.0736842105263158,0.8]
[5,19.2,171,27,60,1.1599999999999999,0.69,70,1,0.95,1.2210526315789474,0.72631578947368414]
[5,20.9,171,27,70,1.29,0.62,70,1,0.95,1.3578947368421053,0.65263157894736845]
[5,22.4,171,27,80,1.42,0.56000000000000005,70,1,0.95,1.4947368421052631,0.58947368421052637]
[5,11.7,171,28,70,2.59,1.1299999999999999,330,1,1.22,2.122950819672131,0.92622950819672123]
[5,10.5,241,22,70,2.13,1.1000000000000001,330,1,1.21,1.7603305785123966,0.90909090909090917]
[5,12.2,241,24,50,1.67,1.17,200,1,1.29,1.2945736434108526,0.90697674418604646]
[5,19.600000000000001,241,25,70,1.19,0.68,70,1,1.02,1.1666666666666665,0.66666666666666674]
[5,15.1,241,26,99,3.89,1.24,330,1,1.48,2.6283783783783785,0.83783783783783783]
[5,15.8,311,22,60,0.88,0.79,70,1,0.94,0.93617021276595747,0.84042553191489366]
[5,12.3,311,22,80,2.8,1.25,330,1,1.45,1.9310344827586206,0.86206896551724144]
[5,14.3,311,24,60,2.16,1.29,200,1,1.52,1.4210526315789473,0.84868421052631582]
[5,19.899999999999999,311,27,50,1.21,1.1599999999999999,70,1,1.22,0.99180327868852458,0.95081967213114749]
[5,15.5,311,27,80,4.0199999999999996,1.53,330,1,1.86,2.161290322580645,0.82258064516129026]
[5,17.399999999999999,381,22,70,1.01,0.75,70,1,1,1.01,0.75]
[5,12.4,381,24,60,2.83,1.63,330,1,1.85,1.5297297297297296,0.88108108108108096]
[5,13.1,381,26,1,1.88,1.88,200,0,1.88,1,1]
[5,17.8,381,27,90,4.9000000000000004,1.6,330,1,2.13,2.3004694835680755,{"$f":"G2519/J2519","v":0.75117370892018787}]
[6,11.3,101,22,90,1.24,0.5,200,1,0.53,2.3396226415094339,0.94339622641509424]
[6,14,101,24,50,0.66,0.48,70,1,0.56000000000000005,1.1785714285714286,0.85714285714285698]
[6,9.1,101,24,70,1.18,0.57999999999999996,330,1,0.6,1.9666666666666666,0.96666666666666667]
[6,23.2,101,28,90,1.4,0.45,70,1,0.67,2.08955223880597,0.67164179104477606]
[6,9.6999999999999993,171,21,70,1.43,0.77,330,1,0.81,1.7654320987654319,0.95061728395061729]
[6,12.8,171,23,70,1.58,0.8,200,1,0.89,1.7752808988764046,0.89887640449438211]
[6,13.1,171,25,99,2.74,0.92,330,1,1.02,2.6862745098039218,0.90196078431372551]
[6,10.199999999999999,171,26,50,1.62,1.02,330,1,1.07,1.514018691588785,0.95327102803738317]
[6,26.4,171,28,99,1.66,0.42,70,1,0.95,1.7473684210526317,0.44210526315789472]
[6,11.4,241,21,80,2.08,0.96,330,1,1.07,1.9439252336448598,0.89719626168224287]
[6,12.6,241,24,50,1.55,1.1100000000000001,200,1,1.22,1.2704918032786885,0.90983606557377061]
[6,18.5,241,26,1,1.02,1.02,70,0,1.02,1,1]
[6,19.7,241,27,90,3.2,1.05,200,1,1.42,2.2535211267605635,0.73943661971830987]
[6,18.600000000000001,311,22,80,1.03,0.56000000000000005,70,1,0.89,1.1573033707865168,0.62921348314606751]
[6,11.7,311,23,60,2.2000000000000002,1.32,330,1,1.45,1.517241379310345,0.91034482758620694]
[6,24,311,25,99,1.47,0.4,70,1,1.05,1.4,0.38095238095238093]
[6,17.100000000000001,311,27,90,4.2699999999999996,1.41,330,1,1.78,2.3988764044943816,0.79213483146067409]
[6,14.2,381,21,70,1.91,1.1000000000000001,200,1,1.35,1.4148148148148147,0.81481481481481488]
[6,17.7,381,24,60,0.96,0.9,70,1,1.05,0.91428571428571426,0.8571428571428571]
[6,10.8,381,25,1,1.85,1.85,330,0,1.85,1,1]
[6,13.5,381,27,50,2.87,1.82,330,1,2.04,1.4068627450980393,0.89215686274509809]
[6,19.3,381,27,99,5.1100000000000003,1.45,330,1,2.04,2.5049019607843137,0.71078431372549011]
[7,10.1,101,23,50,0.71,0.51,200,1,0.53,1.3396226415094339,0.96226415094339623]
[7,17,101,24,70,0.81,0.42,70,1,0.53,1.5283018867924529,0.79245283018867918]
[7,9.3000000000000007,101,25,50,0.88,0.57999999999999996,330,1,{"$f":"IF(F3481/G3481=1,F3481,J3480)","v":0.59},1.4915254237288136,0.98305084745762705]
[7,15.7,101,28,99,2.02,0.63,200,{"$f":"IF(F3542<>G3542,1,0)","v":1},0.68,{"$f":"F3542/J3542","v":2.9705882352941173},0.92647058823529405]
[7,11,171,21,80,1.52,0.71,330,1,0.76,2,0.93421052631578938]
[7,12.5,171,23,60,1.27,0.78,200,1,0.84,1.5119047619047621,0.9285714285714286]
[7,17,171,26,50,0.82,0.68,70,1,0.82,1,0.8292682926829269]
[7,19,171,27,99,2.8,0.85,200,1,1.04,2.6923076923076921,0.81730769230769229]
[7,14.3,241,21,80,1.7,0.8,200,1,0.96,1.7708333333333333,0.83333333333333337]
[7,11.5,241,23,60,1.75,1.06,330,1,1.1399999999999999,1.5350877192982457,0.92982456140350889]
[7,12.2,241,25,1,1.22,1.22,200,0,1.22,1,1]
[7,15.6,241,26,90,3.3,1.1399999999999999,330,1,1.34,2.4626865671641789,0.85074626865671632]
[7,14,311,21,70,1.64,0.95,200,1,1.1299999999999999,1.4513274336283186,0.84070796460177]
[7,17.899999999999999,311,23,50,0.89,0.89,70,0,{"$f":"IF(F3929/G3929=1,F3929,J3928)","v":0.89},1,1]
[7,13.1,311,23,70,2.36,1.21,330,1,1.37,1.722627737226277,0.88321167883211671]
[7,24.9,311,27,90,1.46,0.49,70,1,1.1000000000000001,1.3272727272727272,0.44545454545454544]
[7,16.100000000000001,311,28,70,3.51,1.5,330,1,1.78,1.9719101123595504,0.84269662921348309]
[7,12.9,381,22,50,1.38,1.25,200,1,1.36,1.0147058823529411,0.91911764705882348]
[7,18.5,381,23,60,0.94,0.94,70,0,0.94,1,1]
[7,12.9,381,25,50,2.27,1.61,330,1,1.75,1.2971428571428572,0.92]
[7,26.3,381,27,99,1.57,0.39,70,1,1.17,1.341880341880342,0.33333333333333337]
[7,18.3,381,28,80,4.3499999999999996,1.58,330,1,2.0299999999999998,2.1428571428571428,0.77832512315270952]
[8,20,101,23,99,0.97,0.31,70,1,0.46,2.1086956521739131,0.67391304347826086]
[8,14.4,101,25,1,0.52,0.52,70,0,0.52,1,1]
[8,14.6,101,26,90,1.54,0.55000000000000004,200,1,0.59,2.6101694915254239,0.93220338983050854]
[8,17.2,171,21,80,0.75,0.39,70,1,0.56999999999999995,1.3157894736842106,0.6842105263157896]
[8,10.9,171,22,60,1.1299999999999999,0.72,330,1,0.75,1.5066666666666666,0.96]
[8,19.899999999999999,171,24,80,0.97,0.44,70,1,0.7,1.3857142857142857,0.62857142857142867]
[8,14.4,171,26,90,2.48,0.87,330,1,0.96,2.5833333333333335,0.90625]
[8,17,171,28,70,2.09,0.91,200,1,1.04,2.0096153846153846,0.875]
[8,18.8,241,21,90,0.88,0.37,70,1,0.66,1.3333333333333333,0.56060606060606055]
[8,10.9,241,24,1,1.1299999999999999,1.1299999999999999,330,0,1.1299999999999999,1,1]
[8,20.8,241,26,99,2.97,0.87,200,1,1.22,2.4344262295081971,0.71311475409836067]
[8,17,241,26,99,3.45,1.05,330,1,1.27,2.7165354330708662,0.82677165354330706]
[8,20.100000000000001,241,28,80,2.81,1.04,200,1,1.35,2.0814814814814815,0.77037037037037037]
[8,18.3,311,23,70,0.84,0.63,70,1,0.83,1.0120481927710843,0.75903614457831325]
[8,12.4,311,24,50,1.7,1.28,330,1,1.36,1.2499999999999998,0.94117647058823528]
[8,20.399999999999999,311,27,80,2.88,1.1000000000000001,200,1,1.52,1.8947368421052631,0.72368421052631582]
[8,17.8,311,28,80,3.77,1.38,330,1,1.69,2.2307692307692308,0.81656804733727806]
[8,14.4,381,22,60,1.5,1.1100000000000001,200,1,1.26,1.1904761904761905,0.88095238095238104]
[8,20.2,381,25,50,1,1,70,0,1,1,1]
[8,22.7,381,26,99,3.43,0.94,200,1,1.62,2.117283950617284,0.58024691358024683]
[8,19,381,28,60,2.5499999999999998,1.42,200,1,1.79,1.424581005586592,0.7932960893854748]
[9,10.7,101,22,60,0.65,0.43,330,1,0.43,1.5116279069767442,1]
[9,11.1,101,24,1,0.49,0.49,200,0,0.49,1,1]
[9,12.6,101,25,90,1.39,0.51,330,1,0.53,2.6226415094339619,0.96226415094339623]
[9,15.6,101,28,80,1.53,0.57999999999999996,200,1,0.62,2.467741935483871,0.93548387096774188]
[9,11.7,171,21,1,0.63,0.63,200,0,0.63,1,1]
[9,12.2,171,22,70,1.23,0.66,330,1,0.7,1.7571428571428573,0.94285714285714295]
[9,13.1,171,24,50,0.96,0.74,200,1,0.79,1.2151898734177213,0.93670886075949367]
[9,14.2,171,27,70,1.99,0.89,330,1,0.96,2.0729166666666665,0.92708333333333337]
[9,19.8,171,28,90,2.52,0.81,200,1,0.99,2.5454545454545454,0.81818181818181823]
[9,19.8,241,22,90,0.88,0.36,70,1,0.66,1.3333333333333333,0.54545454545454541]
[9,11.6,241,23,1,0.99,0.99,330,0,0.99,1,1]
[9,25.1,241,26,99,1.31,0.34,70,1,0.86,1.5232558139534884,0.39534883720930236]
[9,16.5,241,27,80,2.88,1.1000000000000001,330,1,1.27,2.2677165354330708,0.86614173228346458]
[9,18.8,311,22,80,0.8,0.48,70,1,0.72,1.1111111111111112,{"$f":"G5591/J5591","v":0.66666666666666663}]
[9,19.2,311,24,1,0.83,0.83,70,0,0.83,1,1]
[9,20.2,311,25,90,2.61,0.89,200,1,1.28,2.0390625,0.6953125]
[9,24.5,311,28,80,1.26,0.57999999999999996,70,1,1.05,1.2,0.55238095238095231]
[9,12.8,381,21,60,1.45,1.0900000000000001,330,1,1.17,1.2393162393162394,0.93162393162393176]
[9,19.100000000000001,381,23,60,0.82,0.82,70,0,0.82,1,1]
[9,18.100000000000001,381,25,90,3.5,1.19,330,1,1.56,2.2435897435897436,0.76282051282051277]
[9,19.899999999999999,381,27,70,2.54,1.21,200,1,1.62,1.5679012345679011,0.74691358024691346]
[9,26.2,381,28,90,1.4,0.48,70,1,1.1100000000000001,1.261261261261261,0.4324324324324324]
[10,11.6,101,21,70,0.63,0.36,330,1,0.36,1.75,1]
[10,11.3,101,23,50,0.52,0.43,330,1,0.43,1.2093023255813955,1]
[10,13.8,101,25,99,1.46,0.47,330,1,0.5,2.92,0.94]
[10,15.8,101,27,80,1.34,0.52,200,1,0.55000000000000004,2.4363636363636365,{"$f":"G6039/J6039","v":0.94545454545454544}]
[10,17.100000000000001,171,22,70,0.57999999999999996,0.4,70,1,0.52,1.1153846153846152,0.76923076923076927]
[10,12.1,171,23,50,0.81,0.68,330,1,0.7,1.1571428571428573,0.97142857142857153]
[10,15.7,171,26,60,1.32,0.76,200,1,0.83,1.5903614457831328,0.9156626506024097]
[10,15.6,171,27,80,2.15,0.83,330,1,0.9,2.3888888888888888,0.92222222222222217]
[10,13.7,241,21,60,0.86,0.7,200,1,0.75,1.1466666666666667,0.93333333333333324]
[10,18.7,241,24,50,0.71,0.71,70,0,0.71,1,1]
[10,20.6,241,25,99,2.4700000000000002,0.73,200,1,1.02,2.4215686274509807,0.71568627450980393]
[10,14.9,241,27,1,1.1499999999999999,1.1499999999999999,200,0,1.1499999999999999,1,1]
[10,13,311,21,60,1.1399999999999999,0.89,330,{"$f":"IF(F6422<>G6422,1,0)","v":1},0.94,{"$f":"F6422/J6422","v":1.2127659574468084},0.94680851063829796]
[10,14.5,311,23,1,1.05,1.05,200,0,1.05,1,1]
[10,17.100000000000001,311,24,90,2.74,0.97,330,1,1.2,2.2833333333333337,0.80833333333333335]
[10,13.3,311,25,1,1.28,1.28,330,0,1.28,1,1]
[10,26.1,311,28,90,1.31,0.44,70,1,1,1.31,0.44]
[10,14.1,381,21,70,1.58,0.97,330,1,1.07,1.4766355140186915,0.90654205607476623]
[10,15,381,23,50,1.17,1.17,200,0,1.17,1,1]
[10,18.7,381,24,99,3.34,1.01,330,1,1.37,2.437956204379562,0.73722627737226276]
[10,23,381,27,90,3.02,0.95,200,1,1.53,1.9738562091503267,0.62091503267973858]
[11,15.8,101,21,70,0.39,0.26,70,1,{"$f":"IF(F6745/G6745=1,F6745,J6744)","v":0.31},1.2580645161290323,0.83870967741935487]
[11,12,101,22,1,0.37,0.37,330,0,0.37,1,1]
[11,22.6,101,25,99,0.95,0.27,70,1,0.43,2.2093023255813953,0.62790697674418605]
[11,14.1,101,26,80,1.19,0.48,330,1,0.49,2.4285714285714284,0.97959183673469385]
[11,14.4,171,21,70,0.78,0.49,200,1,0.52,1.5,0.94230769230769229]
[11,16.899999999999999,171,22,50,0.48,0.48,70,0,0.48,1,1]
[11,17.899999999999999,171,24,90,1.6,0.57999999999999996,200,1,0.68,2.3529411764705883,0.85294117647058809]
[11,23.1,171,27,80,0.99,0.42,70,1,0.69,1.4347826086956523,0.60869565217391308]
[11,15.2,171,28,60,1.61,0.85,330,1,0.9,1.788888888888889,0.94444444444444442]
[11,16,241,21,80,1.1499999999999999,0.57999999999999996,200,1,0.68,1.6911764705882351,0.85294117647058809]
[11,14.4,241,24,60,1.32,0.87,330,1,0.92,1.4347826086956521,0.94565217391304346]
[11,18.399999999999999,241,26,70,1.72,0.85,200,1,{"$f":"IF(F7193/G7193=1,F7193,J7192)","v":1.02},1.6862745098039216,0.83333333333333326]
[11,25,241,27,90,1.1399999999999999,0.39,70,1,0.81,1.4074074074074072,0.48148148148148145]
[11,17.3,241,28,70,2.42,1.06,330,1,1.19,2.0336134453781511,0.89075630252100846]
[11,19.2,311,22,99,1.91,0.6,200,1,0.88,2.1704545454545454,0.68181818181818177]
[11,18.399999999999999,311,24,99,2.86,0.87,330,1,1.1100000000000001,2.576576576576576,0.78378378378378366]
[11,20.399999999999999,311,26,80,2.19,0.89,200,1,1.2,1.825,0.7416666666666667]
[11,18.2,381,21,70,0.59,0.59,70,0,0.59,1,1]
[11,13.8,381,22,50,1.07,1.07,330,0,1.07,1,1]
[11,16.399999999999999,381,25,1,1.26,1.26,200,0,1.26,1,1]
[11,18.7,381,26,80,2.95,1.17,330,1,1.46,2.0205479452054798,0.80136986301369861]
[11,19.8,381,28,60,2.0299999999999998,1.25,200,1,1.53,1.326797385620915,0.81699346405228757]
[12,16.100000000000001,101,23,50,0.34,0.34,70,0,0.34,1,1]
[12,17,101,24,99,1.1599999999999999,0.37,200,1,0.4,2.8999999999999995,0.92499999999999993]
[12,22.7,101,26,90,0.87,0.28999999999999998,70,1,0.43,2.0232558139534884,0.67441860465116277]
[12,15.3,101,26,90,1.28,0.44,330,1,0.46,2.7826086956521738,0.9565217391304347]
[12,14.3,171,22,1,0.53,0.53,200,0,0.53,1,1]
[12,15.8,171,23,90,1.46,0.54,330,1,0.57999999999999996,2.5172413793103448,0.93103448275862077]
[12,13.7,171,24,1,0.64,0.64,330,0,0.64,1,1]
[12,21.7,171,27,70,0.79,0.46,70,1,0.65,1.2153846153846155,0.70769230769230773]
[12,16.7,171,28,70,1.79,0.79,330,1,0.85,2.1058823529411765,0.92941176470588238]
[12,14.9,241,22,50,0.68,0.68,200,0,0.68,1,1]
[12,17.399999999999999,241,23,99,2.09,0.66,330,1,0.77,2.714285714285714,0.85714285714285721]
[12,21.2,241,26,90,2.13,0.71,200,1,0.95,2.2421052631578946,0.74736842105263157]
[12,22,241,28,50,0.81,0.81,70,0,0.81,1,1]
[12,14,311,21,1,0.77,0.77,330,0,0.77,1,1]
[12,23.4,311,24,99,0.93,0.26,70,1,0.67,1.3880597014925373,0.38805970149253732]
[12,17.899999999999999,311,25,80,2.25,0.94,330,1,1.1100000000000001,2.0270270270270268,0.84684684684684675]
[12,21,311,28,70,2.1,1,200,1,1.28,1.640625,0.78125]
[12,21.9,311,28,99,3.81,1.01,330,1,1.36,2.8014705882352939,0.74264705882352933]
[12,19.8,381,23,90,1.82,0.68,200,1,0.99,1.8383838383838385,0.68686868686868696]
[12,16.7,381,24,1,1.0900000000000001,1.0900000000000001,200,0,1.0900000000000001,1,1]
[12,17.5,381,27,60,2.13,1.29,330,1,1.46,1.4589041095890412,0.88356164383561653]
[12,23,381,28,80,2.5499999999999998,0.98,200,1,1.44,1.7708333333333333,0.68055555555555558]
[13,13.9,101,23,1,0.33,0.33,330,0,0.33,1,1]
[13,16.2,101,25,70,0.74,0.38,200,1,0.39,1.8974358974358974,0.97435897435897434]
[13,22.9,101,26,90,0.8,0.27,70,1,0.4,2,0.67500000000000004]
[13,15.5,101,27,70,0.96,0.44,330,1,0.46,2.0869565217391304,0.9565217391304347]
[13,14.8,171,21,50,0.42,0.42,200,{"$f":"IF(F8598<>G8598,1,0)","v":0},0.42,{"$f":"F8598/J8598","v":1},1]
[13,18.899999999999999,171,24,90,1.36,0.49,200,1,{"$f":"IF(F8665/G8665=1,F8665,J8664)","v":0.56999999999999995},2.3859649122807021,0.85964912280701755]
[13,18.600000000000001,171,25,80,1.3,0.55000000000000004,200,1,0.62,2.096774193548387,0.88709677419354849]
[13,22.8,171,28,70,0.79,0.45,70,1,0.65,1.2153846153846155,0.69230769230769229]
[13,14.5,241,21,50,0.56999999999999995,0.56999999999999995,330,0,0.56999999999999995,1,1]
[13,22.3,241,23,99,0.76,0.22,70,1,0.51,1.4901960784313726,0.43137254901960786]
[13,18.399999999999999,241,25,70,1.26,0.7,200,1,0.81,1.5555555555555554,0.86419753086419737]
[13,18.600000000000001,241,27,60,1.3,0.84,200,1,0.95,1.368421052631579,0.88421052631578945]
[13,18.5,311,21,1,0.45,0.45,70,0,0.45,1,1]
[13,20.7,311,23,99,1.78,0.53,200,1,0.8,2.2250000000000001,0.66249999999999998]
[13,20.5,311,25,70,0.61,0.55000000000000004,70,1,0.67,0.91044776119402981,0.82089552238805974]
[13,19.3,311,25,90,2.42,0.83,330,1,1.01,2.3960396039603959,0.82178217821782173]
[13,20.5,311,27,70,1.74,0.9,200,1,1.1200000000000001,1.5535714285714284,0.80357142857142849]
[13,17.8,381,22,90,1.83,0.71,330,1,0.88,2.0795454545454546,0.80681818181818177]
[13,15.6,381,23,1,0.98,0.98,330,0,0.98,1,1]
[13,22.5,381,26,50,0.77,0.77,70,0,0.77,1,1]
[13,19.100000000000001,381,27,70,2.35,1.1499999999999999,330,1,1.36,1.7279411764705881,0.84558823529411753]
[14,15,101,21,50,0.23,0.23,200,0,0.23,1,1]
[14,16.100000000000001,101,22,99,0.79,0.26,330,1,0.26,3.0384615384615383,{"$f":"G9303/J9303","v":1}]
[14,18.2,101,25,90,0.97,0.34,200,1,0.36,2.6944444444444446,0.94444444444444453]
[14,17.3,101,26,99,1.27,0.38,330,1,0.4,3.1749999999999998,0.95]
[14,15.2,101,28,1,0.46,0.46,330,0,0.46,1,1]
[14,22.1,171,23,99,0.66,0.19,70,1,0.39,1.6923076923076923,0.48717948717948717]
[14,16.899999999999999,171,24,80,1.1299999999999999,0.5,330,1,0.53,2.132075471698113,0.94339622641509424]
[14,20.9,171,25,99,1.6,0.46,200,1,0.56999999999999995,2.8070175438596494,0.80701754385964919]
[14,18.3,171,27,80,1.64,0.64,330,1,0.69,2.3768115942028984,0.92753623188405809]
[14,18.7,241,22,90,1.1000000000000001,0.43,200,1,0.54,2.0370370370370372,0.79629629629629628]
[14,16.600000000000001,241,23,1,0.61,0.61,200,0,0.61,1,1]
[14,17.100000000000001,241,26,60,1.17,0.8,330,1,0.84,1.3928571428571428,0.95238095238095244]
[14,21.5,241,27,80,1.73,0.69,200,1,0.87,1.9885057471264367,0.79310344827586199]
[14,18,241,28,60,1.54,0.91,330,1,0.98,1.5714285714285714,0.9285714285714286]
[14,20.100000000000001,311,22,99,1.41,0.43,200,1,0.64,2.203125,0.671875]
[14,23.3,311,25,90,0.76,0.32,70,1,0.62,1.2258064516129032,0.5161290322580645]
[14,18.5,311,26,70,1.72,0.9,330,1,1.01,1.7029702970297029,0.8910891089108911]
[14,18.8,311,28,50,1.1100000000000001,1.1100000000000001,200,0,1.1100000000000001,1,1]
[14,18,381,23,70,0.93,0.72,200,1,0.81,1.1481481481481481,0.88888888888888884]
[14,20,381,24,80,1.38,0.69,200,1,0.9,1.5333333333333332,0.76666666666666661]
[14,22.4,381,27,70,0.68,0.64,70,1,0.77,0.88311688311688319,0.83116883116883111]
[14,17.8,381,28,50,1.46,1.28,330,1,1.36,1.0735294117647058,0.94117647058823528]
[15,20.7,101,22,99,0.46,0.14000000000000001,70,1,0.22,2.0909090909090908,0.63636363636363646]
[15,16.3,101,24,50,0.28999999999999998,0.28999999999999998,200,0,0.28999999999999998,1,1]
[15,17.100000000000001,101,26,60,0.5,0.35,200,1,0.35,1.4285714285714286,1]
[15,19.899999999999999,101,28,1,0.4,0.4,70,0,0.4,1,1]
[15,16.8,101,28,60,0.7,0.41,330,1,{"$f":"IF(F10265/G10265=1,F10265,J10264)","v":0.43},1.6279069767441861,0.95348837209302317]
[15,20.8,171,24,80,0.47,0.28000000000000003,70,1,0.39,1.2051282051282051,0.71794871794871795]
[15,24.2,171,25,99,0.75,0.2,70,1,0.44,1.7045454545454546,0.45454545454545459]
[15,19.100000000000001,171,26,70,0.96,0.52,200,1,0.56999999999999995,1.6842105263157896,0.91228070175438603]
[15,17.399999999999999,241,21,90,0.91,0.38,330,1,{"$f":"IF(F10457/G10457=1,F10457,J10456)","v":0.42},2.166666666666667,0.90476190476190477]
[15,16.3,241,22,1,0.5,0.5,330,0,0.5,1,1]
[15,22.3,241,24,90,0.59,0.26,70,1,0.46,1.2826086956521738,0.56521739130434778]
[15,22.8,241,26,80,0.64,0.37,70,1,0.56000000000000005,1.1428571428571428,0.6607142857142857]
[15,18.7,241,28,50,0.87,0.87,200,0,0.87,1,1]
[15,18.399999999999999,311,21,99,1.3,0.41,330,1,0.51,2.5490196078431371,0.8039215686274509]
[15,21.1,311,24,90,1.41,0.52,200,1,0.72,1.9583333333333333,0.72222222222222232]
[15,19.3,311,25,80,1.65,0.73,330,1,0.85,1.9411764705882353,0.85882352941176465]
[15,17.7,311,27,1,1.02,1.02,330,0,1.02,1,1]
[15,21.6,381,22,99,0.54,0.17,70,1,0.42,1.2857142857142858,0.40476190476190482]
[15,18.399999999999999,381,23,80,1.3,0.68,330,1,0.78,1.6666666666666667,0.87179487179487181]
[15,22.4,381,24,99,1.72,0.49,200,1,0.81,2.1234567901234565,0.60493827160493818]
[15,18.2,381,26,60,1.25,1,330,1,1.06,1.1792452830188678,0.94339622641509424]
[16,17.600000000000001,101,21,90,0.37,0.16,200,1,0.16,2.3125,1]
[16,16.899999999999999,101,22,1,0.2,0.2,200,0,0.2,1,1]
[16,17.600000000000001,101,23,90,0.6,0.22,330,1,0.23,2.6086956521739126,0.9565217391304347]
[16,17.5,101,27,1,0.36,0.36,200,0,0.36,1,1]
[16,16.899999999999999,101,27,1,0.36,0.36,330,0,0.36,1,1]
[16,19,171,21,99,0.69,0.22,200,1,0.26,2.6538461538461537,0.84615384615384615]
[16,22.2,171,24,90,0.5,0.21,70,1,0.35,1.4285714285714286,0.6]
[16,18,171,25,70,0.77,0.46,330,1,0.48,1.6041666666666667,0.95833333333333337]
[16,18.399999999999999,171,27,50,0.56999999999999995,0.56999999999999995,200,0,0.56999999999999995,1,1]
[16,17.8,241,22,50,0.41,0.41,200,0,0.41,1,1]
[16,19.100000000000001,241,23,80,0.73,0.41,200,1,0.47,1.5531914893617023,0.87234042553191493]
[16,22.3,241,26,70,0.51,0.47,70,1,0.51,1,0.92156862745098034]
[16,18,241,27,50,0.77,0.77,330,0,0.77,1,1]
[16,20.6,311,21,99,0.38,0.12,70,1,0.28000000000000003,1.357142857142857,0.42857142857142849]
[16,22.6,311,23,99,0.54,0.16,70,1,0.39,1.3846153846153846,0.41025641025641024]
[16,19.100000000000001,311,25,60,0.72,0.72,200,0,0.72,1,1]
[16,23.7,311,27,1,0.62,0.62,70,0,0.62,1,1]
[16,19,311,27,60,1.1399999999999999,0.88,330,1,0.93,1.225806451612903,0.94623655913978488]
[16,21.1,381,23,80,0.42,0.42,70,0,0.42,1,1]
[16,21.2,381,24,80,0.42,0.4,70,1,0.48,0.875,0.83333333333333337]
[16,20,381,25,70,0.92,0.71,200,1,0.81,1.1358024691358024,0.87654320987654311]
[16,24.1,381,27,50,0.66,0.66,70,0,0.66,1,1]
[17,17.3,101,21,1,0.13,0.13,330,0,0.13,1,1]
[17,21,101,23,90,0.32,0.14000000000000001,70,1,0.18,1.7777777777777779,0.7777777777777779]
[17,20,101,25,60,0.24,0.24,70,0,0.24,1,1]
[17,18.399999999999999,101,27,50,0.32,0.32,200,0,0.32,1,1]
[17,20.3,101,28,99,1.28,0.34,330,1,0.35,3.6571428571428575,0.97142857142857153]
[17,20,171,23,90,0.69,0.27,200,1,0.31,2.225806451612903,0.87096774193548399]
[17,21.3,171,25,70,0.35,0.33,70,1,0.35,1,0.94285714285714295]
[17,18.100000000000001,171,25,50,0.42,0.42,330,0,0.42,1,1]
[17,20.6,241,21,99,0.28999999999999998,0.1,70,1,0.21,1.3809523809523809,0.47619047619047622]
[17,18.3,241,22,80,0.49,0.34,330,1,0.35,1.4000000000000001,0.97142857142857153]
[17,21.3,241,23,99,1,0.3,200,1,0.41,2.4390243902439024,0.73170731707317072]
[17,22,241,25,80,0.41,0.31,70,1,0.41,1,0.75609756097560976]
[17,20.6,241,28,60,0.84,0.68,200,1,0.74,1.1351351351351351,0.91891891891891897]
[17,18.399999999999999,311,21,1,0.32,0.32,200,0,0.32,1,1]
[17,19.2,311,22,90,0.85,0.37,330,1,0.42,2.0238095238095237,0.88095238095238093]
[17,19.399999999999999,311,24,70,0.56000000000000005,0.56000000000000005,200,0,0.56000000000000005,1,1]
[17,23.2,311,26,90,1.45,0.5,200,1,0.72,2.0138888888888888,0.69444444444444442]
[17,26.2,311,28,99,2.13,0.52,200,1,0.87,2.4482758620689653,0.5977011494252874]
[17,21.6,381,23,90,0.37,0.24,70,1,0.36,1.0277777777777779,0.66666666666666663]
[17,18.899999999999999,381,24,70,0.72,0.65,330,1,0.68,1.0588235294117645,0.95588235294117641]
[17,20.5,381,26,50,0.81,0.81,200,0,0.81,1,{"$f":"G12567/J12567","v":1}]
[18,20.399999999999999,101,21,99,0.19,0.06,70,1,0.09,2.1111111111111112,0.66666666666666663]
[18,18.7,101,22,80,0.15,0.13,200,1,0.13,1.1538461538461537,1]
[18,22.2,101,23,99,0.34,0.1,70,1,0.15,2.2666666666666671,0.66666666666666674]
[18,18.7,101,26,50,0.26,0.26,330,0,0.26,1,1]
[18,26.9,101,28,99,0.72,0.18,70,1,0.3,2.4,0.6]
[18,20.2,171,22,80,0.18,0.18,70,0,0.18,1,1]
[18,19.3,171,24,60,0.31,0.31,200,0,0.31,1,1]
[18,22.4,171,26,1,0.35,0.35,70,0,0.35,1,1]
[18,19.100000000000001,171,26,60,0.42,0.42,330,0,0.42,1,1]
[18,20.2,171,28,1,0.52,0.52,200,0,0.52,1,1]
[18,21.2,241,23,60,0.26,0.26,70,0,0.26,1,1]
[18,19.7,241,24,70,0.4,0.4,200,0,0.4,1,1]
[18,23.1,241,26,50,0.41,0.41,70,0,0.41,1,1]
[18,19.8,241,28,1,0.7,0.7,330,0,0.7,1,1]
[18,20.6,311,22,90,0.22,0.18,70,1,0.23,0.9565217391304347,0.78260869565217384]
[18,22.2,311,24,1,0.34,0.34,70,0,0.34,1,1]
[18,20.8,311,26,50,0.64,0.64,200,0,0.64,1,1]
[18,23.8,311,27,99,2.2200000000000002,0.56999999999999995,330,1,0.76,2.9210526315789478,0.74999999999999989]
[18,20.3,381,22,90,0.53,0.28999999999999998,200,1,0.36,1.4722222222222223,0.80555555555555558]
[18,22.4,381,24,70,0.36,0.36,70,0,0.36,1,1]
[18,23,381,24,99,1.1499999999999999,0.32,200,1,0.54,2.1296296296296293,0.59259259259259256]
[18,21.1,381,26,60,0.72,0.72,200,0,0.72,1,1]
[19,19.2,101,21,80,7.0000000000000007E-2,7.0000000000000007E-2,330,0,7.0000000000000007E-2,1,1]
[19,20.3,101,22,99,0.3,0.09,200,1,0.1,2.9999999999999996,0.89999999999999991]
[19,21,101,24,80,0.16,0.13,70,1,{"$f":"IF(F13529/G13529=1,F13529,J13528)","v":0.15},1.0666666666666667,0.8666666666666667]
[19,20.100000000000001,101,27,1,0.26,0.26,200,0,0.26,1,1]
[19,20.3,101,28,1,0.28999999999999998,0.28999999999999998,200,0,0.28999999999999998,1,1]
[19,19.3,171,21,90,0.13,0.11,330,1,0.11,1.1818181818181819,1]
[19,19.899999999999999,171,23,70,0.21,0.21,200,0,0.21,1,1]
[19,22.8,171,26,60,0.31,0.31,70,0,0.31,1,1]
[19,26.3,171,28,90,0.59,0.21,70,{"$f":"IF(F13782<>G13782,1,0)","v":1},0.39,{"$f":"F13782/J13782","v":1.5128205128205128},0.53846153846153844]
[19,20.9,241,22,90,0.16,0.14000000000000001,70,1,0.16,1,0.87500000000000011]
[19,19.7,241,23,70,0.28000000000000003,0.28000000000000003,330,0,0.28000000000000003,1,1]
[19,20.7,241,25,50,0.41,0.41,200,0,0.41,1,1]
[19,24.8,241,28,1,0.47,0.47,70,0,0.47,1,1]
[19,20.399999999999999,311,21,70,0.11,0.11,70,0,0.11,1,1]
[19,21.8,311,22,99,0.22,0.08,70,1,0.17,1.2941176470588234,0.47058823529411764]
[19,20.3,311,25,50,0.51,0.51,330,0,0.51,1,1]
[19,26.7,311,27,99,0.62,0.16,70,1,0.45,1.3777777777777778,0.35555555555555557]
[19,20.5,381,21,60,0.12,0.12,70,0,0.12,1,1]
[19,19.8,381,21,90,0.18,0.18,200,0,0.18,1,1]
[19,23.5,381,25,1,0.36,0.36,70,0,0.36,1,1]
[19,20.5,381,25,60,0.57999999999999996,0.57999999999999996,330,0,0.57999999999999996,1,1]
[19,22.1,381,27,1,0.73,0.73,200,0,0.73,1,1]
[null,null,null,null,null,null,null,null,0,{"$error":"#DIV/0!"},{"$error":"#DIV/0!"},{"$error":"#DIV/0!"}]
[null,null,null,null,null,null,null,null,0,{"$error":"#DIV/0!"},{"$error":"#DIV/0!"},{"$error":"#DIV/0!"}]
[null,null,null,null,null,null,null,null,0,{"$error":"#DIV/0!"},{"$error":"#DIV/0!"},{"$error":"#DIV/0!"}]
[null,null,null,null,null,null,null,null,0,{"$error":"#DIV/0!"},{"$error":"#DIV/0!"},{"$error":"#DIV/0!"}]
[null,null,null,null,null,null,null,null,0,{"$error":"#DIV/0!"},{"$error":"#DIV/0!"},{"$error":"#DIV/0!"}]
[null,null,null,null,null,null,null,null,0,{"$error":"#DIV/0!"},{"$error":"#DIV/0!"},{"$error":"#DIV/0!"}]
[null,null,null,null,null,null,null,null,0,{"$error":"#DIV/0!"},{"$error":"#DIV/0!"},{"$error":"#DIV/0!"}]
[null,null,null,null,null,null,null,null,0,{"$error":"#DIV/0!"},{"$error":"#DIV/0!"},{"$error":"#DIV/0!"}]
[null,null,null,null,null,null,null,null,0,{"$error":"#DIV/0!"},{"$error":"#DIV/0!"},{"$error":"#DIV/0!"}]
[null,null,null,null,null,null,null,null,0,{"$error":"#DIV/0!"},{"$error":"#DIV/0!"},{"$error":"#DIV/0!"}]
[null,null,null,null,null,null,null,null,0,{"$error":"#DIV/0!"},{"$error":"#DIV/0!"},{"$error":"#DIV/0!"}]
[null,null,null,null,null,null,null,null,0,{"$error":"#DIV/0!"},{"$error":"#DIV/0!"},{"$error":"#DIV/0!"}]
[null,null,null,null,null,null,null,null,0,{"$error":"#DIV/0!"},{"$error":"#DIV/0!"},{"$error":"#DIV/0!"}]
[null,null,null,null,null,null,null,null,0,{"$error":"#DIV/0!"},{"$error":"#DIV/0!"},{"$error":"#DIV/0!"}]
[null,null,null,null,null,null,null,null,0,{"$error":"#DIV/0!"},{"$error":"#DIV/0!"},{"$error":"#DIV/0!"}]
[null,null,null,null,null,null,null,null,0,{"$error":"#DIV/0!"},{"$error":"#DIV/0!"},{"$error":"#DIV/0!"}]
[null,null,null,null,null,null,null,null,0,{"$error":"#DIV/0!"},{"$error":"#DIV/0!"},{"$error":"#DIV/0!"}]
[null,null,null,null,null,null,null,null,0,{"$error":"#DIV/0!"},{"$error":"#DIV/0!"},{"$error":"#DIV/0!"}]
[null,null,null,null,null,null,null,null,0,{"$error":"#DIV/0!"},{"$error":"#DIV/0!"},{"$error":"#DIV/0!"}]
[null,null,null,null,null,null,null,null,0,{"$error":"#DIV/0!"},{"$error":"#DIV/0!"},{"$error":"#DIV/0!"}]
[null,null,null,null,null,null,null,null,0,{"$error":"#DIV/0!"},{"$error":"#DIV/0!"},{"$error":"#DIV/0!"}]
[null,null,null,null,null,null,null,null,0,{"$error":"#DIV/0!"},{"$error":"#DIV/0!"},{"$error":"#DIV/0!"}]
[null,null,null,null,null,null,null,null,0,{"$error":"#DIV/0!"},{"$error":"#DIV/0!"},{"$error":"#DIV/0!"}]
[null,null,null,null,null,null,null,null,0,{"$error":"#DIV/0!"},{"$error":"#DIV/0!"},{"$error":"#DIV/0!"}]
[null,null,null,null,null,null,null,null,0,{"$error":"#DIV/0!"},{"$error":"#DIV/0!"},{"$error":"#DIV/0!"}]
[null,null,null,null,null,null,null,null,0,{"$error":"#DIV/0!"},{"$error":"#DIV/0!"},{"$error":"#DIV/0!"}]
[null,null,null,null,null,null,null,null,0,{"$error":"#DIV/0!"},{"$error":"#DIV/0!"},{"$error":"#DIV/0!"}]
[null,null,null,null,null,null,null,null,0,{"$error":"#DIV/0!"},{"$error":"#DIV/0!"},{"$error":"#DIV/0!"}]
[null,null,null,null,null,null,null,null,0,{"$error":"#DIV/0!"},{"$error":"#DIV/0!"},{"$error":"#DIV/0!"}]
[null,null,null,null,null,null,null,null,0,{"$error":"#DIV/0!"},{"$error":"#DIV/0!"},{"$error":"#DIV/0!"}]
[null,null,null,null,null,null,null,null,0,{"$error":"#DIV/0!"},{"$error":"#DIV/0!"},{"$error":"#DIV/0!"}]
[null,null,null,null,null,null,null,null,0,{"$error":"#DIV/0!"},{"$error":"#DIV/0!"},{"$error":"#DIV/0!"}]
[null,null,null,null,null,null,null,null,0,{"$error":"#DIV/0!"},{"$error":"#DIV/0!"},{"$error":"#DIV/0!"}]
[null,null,null,null,null,null,null,null,0,{"$error":"#DIV/0!"},{"$error":"#DIV/0!"},{"$error":"#DIV/0!"}]
[null,null,null,null,null,null,null,null,0,{"$error":"#DIV/0!"},{"$error":"#DIV/0!"},{"$error":"#DIV/0!"}]
[null,null,null,null,null,null,null,null,0,{"$error":"#DIV/0!"},{"$error":"#DIV/0!"},{"$error":"#DIV/0!"}]
[null,null,null,null,null,null,null,null,0,{"$error":"#DIV/0!"},{"$error":"#DIV/0!"},{"$error":"#DIV/0!"}]
[null,null,null,null,null,null,null,null,0,{"$error":"#DIV/0!"},{"$error":"#DIV/0!"},{"$error":"#DIV/0!"}]
[null,null,null,null,null,null,null,null,0,{"$error":"#DIV/0!"},{"$error":"#DIV/0!"},{"$error":"#DIV/0!"}]
[null,null,null,null,null,null,null,null,0,{"$error":"#DIV/0!"},{"$error":"#DIV/0!"},{"$error":"#DIV/0!"}]
[null,null,null,null,null,null,null,null,0,{"$error":"#DIV/0!"},{"$error":"#DIV/0!"},{"$error":"#DIV/0!"}]
[null,null,null,null,null,null,null,null,0,{"$error":"#DIV/0!"},{"$error":"#DIV/0!"},{"$error":"#DIV/0!"}]
[null,null,null,null,null,null,null,null,0,{"$error":"#DIV/0!"},{"$error":"#DIV/0!"},{"$error":"#DIV/0!"}]
[null,null,null,null,null,null,null,null,0,{"$error":"#DIV/0!"},{"$error":"#DIV/0!"},{"$error":"#DIV/0!"}]
[null,null,null,null,null,null,null,null,0,{"$error":"#DIV/0!"},{"$error":"#DIV/0!"},{"$error":"#DIV/0!"}]
[null,null,null,null,null,null,null,null,0,{"$error":"#DIV/0!"},{"$error":"#DIV/0!"},{"$error":"#DIV/0!"}]
[null,null,null,null,null,null,null,null,0,{"$error":"#DIV/0!"},{"$error":"#DIV/0!"},{"$f":"G16087/J16087","v":{"$error":"#DIV/0!"}}]
[null,null,null,null,null,null,null,null,0,{"$error":"#DIV/0!"},{"$error":"#DIV/0!"},{"$error":"#DIV/0!"}]
[null,null,null,null,null,null,null,null,0,{"$error":"#DIV/0!"},{"$error":"#DIV/0!"},{"$error":"#DIV/0!"}]
[null,null,null,null,null,null,null,null,0,{"$error":"#DIV/0!"},{"$error":"#DIV/0!"},{"$error":"#DIV/0!"}]
[null,null,null,null,null,null,null,null,0,{"$error":"#DIV/0!"},{"$error":"#DIV/0!"},{"$error":"#DIV/0!"}]
[null,null,null,null,null,null,null,null,0,{"$error":"#DIV/0!"},{"$error":"#DIV/0!"},{"$error":"#DIV/0!"}]
[null,null,null,null,null,null,null,null,0,{"$error":"#DIV/0!"},{"$error":"#DIV/0!"},{"$error":"#DIV/0!"}]
[null,null,null,null,null,null,null,null,0,{"$error":"#DIV/0!"},{"$error":"#DIV/0!"},{"$error":"#DIV/0!"}]
[null,null,null,null,null,null,null,null,0,{"$error":"#DIV/0!"},{"$error":"#DIV/0!"},{"$error":"#DIV/0!"}]
[null,null,null,null,null,null,null,null,{"$f":"IF(F16470<>G16470,1,0)","v":0},{"$error":"#DIV/0!"},{"$f":"F16470/J16470","v":{"$error":"#DIV/0!"}},{"$error":"#DIV/0!"}]
[null,null,null,null,null,null,null,null,0,{"$error":"#DIV/0!"},{"$error":"#DIV/0!"},{"$error":"#DIV/0!"}]
[null,null,null,null,null,null,null,null,0,{"$error":"#DIV/0!"},{"$error":"#DIV/0!"},{"$error":"#DIV/0!"}]
[null,null,null,null,null,null,null,null,0,{"$error":"#DIV/0!"},{"$error":"#DIV/0!"},{"$error":"#DIV/0!"}]
[null,null,null,null,null,null,null,null,0,{"$error":"#DIV/0!"},{"$error":"#DIV/0!"},{"$error":"#DIV/0!"}]
[null,null,null,null,null,null,null,null,0,{"$error":"#DIV/0!"},{"$error":"#DIV/0!"},{"$error":"#DIV/0!"}]
[null,null,null,null,null,null,null,null,0,{"$error":"#DIV/0!"},{"$error":"#DIV/0!"},{"$error":"#DIV/0!"}]
[null,null,null,null,null,null,null,null,0,{"$error":"#DIV/0!"},{"$error":"#DIV/0!"},{"$error":"#DIV/0!"}]
[null,null,null,null,null,null,null,null,0,{"$error":"#DIV/0!"},{"$error":"#DIV/0!"},{"$error":"#DIV/0!"}]
[null,null,null,null,null,null,null,null,0,{"$error":"#DIV/0!"},{"$error":"#DIV/0!"},{"$error":"#DIV/0!"}]
[null,null,null,null,null,null,null,null,0,{"$error":"#DIV/0!"},{"$error":"#DIV/0!"},{"$error":"#DIV/0!"}]
[null,null,null,null,null,null,null,null,0,{"$error":"#DIV/0!"},{"$error":"#DIV/0!"},{"$error":"#DIV/0!"}]
[null,null,null,null,null,null,null,null,0,{"$error":"#DIV/0!"},{"$error":"#DIV/0!"},{"$error":"#DIV/0!"}]
[null,null,null,null,null,null,null,null,0,{"$error":"#DIV/0!"},{"$error":"#DIV/0!"},{"$error":"#DIV/0!"}]
[null,null,null,null,null,null,null,null,0,{"$f":"IF(F16985/G16985=1,F16985,J16984)","v":{"$error":"#DIV/0!"}},{"$error":"#DIV/0!"},{"$error":"#DIV/0!"}]
[null,null,null,null,null,null,null,null,0,{"$error":"#DIV/0!"},{"$error":"#DIV/0!"},{"$error":"#DIV/0!"}]
[null,null,null,null,null,null,null,null,0,{"$error":"#DIV/0!"},{"$error":"#DIV/0!"},{"$error":"#DIV/0!"}]
[null,null,null,null,null,null,null,null,0,{"$error":"#DIV/0!"},{"$error":"#DIV/0!"},{"$error":"#DIV/0!"}]
[null,null,null,null,null,null,null,null,0,{"$error":"#DIV/0!"},{"$error":"#DIV/0!"},{"$error":"#DIV/0!"}]
[null,null,null,null,null,null,null,null,0,{"$error":"#DIV/0!"},{"$error":"#DIV/0!"},{"$error":"#DIV/0!"}]
[null,null,null,null,null,null,null,null,0,{"$f":"IF(F17241/G17241=1,F17241,J17240)","v":{"$error":"#DIV/0!"}},{"$error":"#DIV/0!"},{"$error":"#DIV/0!"}]
[null,null,null,null,null,null,null,null,0,{"$error":"#DIV/0!"},{"$error":"#DIV/0!"},{"$error":"#DIV/0!"}]
[null,null,null,null,null,null,null,null,0,{"$error":"#DIV/0!"},{"$error":"#DIV/0!"},{"$error":"#DIV/0!"}]
[null,null,null,null,null,null,null,null,0,{"$error":"#DIV/0!"},{"$error":"#DIV/0!"},{"$error":"#DIV/0!"}]
[null,null,null,null,null,null,null,null,0,{"$error":"#DIV/0!"},{"$error":"#DIV/0!"},{"$error":"#DIV/0!"}]
[null,null,null,null,null,null,null,null,0,{"$error":"#DIV/0!"},{"$error":"#DIV/0!"},{"$error":"#DIV/0!"}]
[null,null,null,null,null,null,null,null,0,{"$error":"#DIV/0!"},{"$error":"#DIV/0!"},{"$error":"#DIV/0!"}]
[null,null,null,null,null,null,null,null,0,{"$error":"#DIV/0!"},{"$error":"#DIV/0!"},{"$error":"#DIV/0!"}]
[null,null,null,null,null,null,null,null,0,{"$error":"#DIV/0!"},{"$error":"#DIV/0!"},{"$error":"#DIV/0!"}]
[null,null,null,null,null,null,null,null,0,{"$error":"#DIV/0!"},{"$error":"#DIV/0!"},{"$error":"#DIV/0!"}]
[null,null,null,null,null,null,null,null,0,{"$error":"#DIV/0!"},{"$error":"#DIV/0!"},{"$error":"#DIV/0!"}]
[null,null,null,null,null,null,null,null,0,{"$error":"#DIV/0!"},{"$error":"#DIV/0!"},{"$error":"#DIV/0!"}]
[null,null,null,null,null,null,null,null,0,{"$error":"#DIV/0!"},{"$error":"#DIV/0!"},{"$error":"#DIV/0!"}]
[null,null,null,null,null,null,null,null,0,{"$error":"#DIV/0!"},{"$error":"#DIV/0!"},{"$error":"#DIV/0!"}]
[null,null,null,null,null,null,null,null,0,{"$error":"#DIV/0!"},{"$error":"#DIV/0!"},{"$error":"#DIV/0!"}]
[null,null,null,null,null,null,null,null,0,{"$error":"#DIV/0!"},{"$error":"#DIV/0!"},{"$error":"#DIV/0!"}]
[null,null,null,null,null,null,null,null,0,{"$error":"#DIV/0!"},{"$error":"#DIV/0!"},{"$error":"#DIV/0!"}]
[null,null,null,null,null,null,null,null,0,{"$error":"#DIV/0!"},{"$error":"#DIV/0!"},{"$error":"#DIV/0!"}]
[null,null,null,null,null,null,null,null,0,{"$error":"#DIV/0!"},{"$error":"#DIV/0!"},{"$error":"#DIV/0!"}]
[null,null,null,null,null,null,null,null,0,{"$error":"#DIV/0!"},{"$error":"#DIV/0!"},{"$error":"#DIV/0!"}]
[null,null,null,null,null,null,null,null,0,{"$error":"#DIV/0!"},{"$error":"#DIV/0!"},{"$error":"#DIV/0!"}]
[null,null,null,null,null,null,null,null,0,{"$error":"#DIV/0!"},{"$error":"#DIV/0!"},{"$error":"#DIV/0!"}]
[null,null,null,null,null,null,null,null,0,{"$error":"#DIV/0!"},{"$error":"#DIV/0!"},{"$error":"#DIV/0!"}]
[null,null,null,null,null,null,null,null,0,{"$error":"#DIV/0!"},{"$error":"#DIV/0!"},{"$error":"#DIV/0!"}]
[null,null,null,null,null,null,null,null,0,{"$error":"#DIV/0!"},{"$error":"#DIV/0!"},{"$error":"#DIV/0!"}]
[null,null,null,null,null,null,null,null,0,{"$error":"#DIV/0!"},{"$error":"#DIV/0!"},{"$error":"#DIV/0!"}]
[null,null,null,null,null,null,null,null,0,{"$error":"#DIV/0!"},{"$error":"#DIV/0!"},{"$error":"#DIV/0!"}]
[null,null,null,null,null,null,null,null,0,{"$error":"#DIV/0!"},{"$error":"#DIV/0!"},{"$error":"#DIV/0!"}]
[null,null,null,null,null,null,null,null,0,{"$error":"#DIV/0!"},{"$error":"#DIV/0!"},{"$error":"#DIV/0!"}]
[null,null,null,null,null,null,null,null,0,{"$error":"#DIV/0!"},{"$error":"#DIV/0!"},{"$error":"#DIV/0!"}]
[null,null,null,null,null,null,null,null,0,{"$error":"#DIV/0!"},{"$error":"#DIV/0!"},{"$error":"#DIV/0!"}]
[null,null,null,null,null,null,null,null,0,{"$error":"#DIV/0!"},{"$error":"#DIV/0!"},{"$error":"#DIV/0!"}]
[null,null,null,null,null,null,null,null,0,{"$error":"#DIV/0!"},{"$error":"#DIV/0!"},{"$error":"#DIV/0!"}]
[null,null,null,null,null,null,null,null,0,{"$error":"#DIV/0!"},{"$error":"#DIV/0!"},{"$error":"#DIV/0!"}]
[null,null,null,null,null,null,null,null,0,{"$error":"#DIV/0!"},{"$error":"#DIV/0!"},{"$error":"#DIV/0!"}]
[null,null,null,null,null,null,null,null,0,{"$error":"#DIV/0!"},{"$error":"#DIV/0!"},{"$error":"#DIV/0!"}]
[null,null,null,null,null,null,null,null,0,{"$error":"#DIV/0!"},{"$error":"#DIV/0!"},{"$error":"#DIV/0!"}]
[null,null,null,null,null,null,null,null,{"$f":"IF(F18646<>G18646,1,0)","v":0},{"$error":"#DIV/0!"},{"$f":"F18646/J18646","v":{"$error":"#DIV/0!"}},{"$error":"#DIV/0!"}]
[null,null,null,null,null,null,null,null,0,{"$error":"#DIV/0!"},{"$error":"#DIV/0!"},{"$error":"#DIV/0!"}]
[null,null,null,null,null,null,null,null,0,{"$error":"#DIV/0!"},{"$error":"#DIV/0!"},{"$error":"#DIV/0!"}]
[null,null,null,null,null,null,null,null,0,{"$error":"#DIV/0!"},{"$error":"#DIV/0!"},{"$error":"#DIV/0!"}]
[null,null,null,null,null,null,null,null,0,{"$error":"#DIV/0!"},{"$error":"#DIV/0!"},{"$error":"#DIV/0!"}]
[null,null,null,null,null,null,null,null,0,{"$error":"#DIV/0!"},{"$error":"#DIV/0!"},{"$error":"#DIV/0!"}]
[null,null,null,null,null,null,null,null,0,{"$f":"IF(F18905/G18905=1,F18905,J18904)","v":{"$error":"#DIV/0!"}},{"$error":"#DIV/0!"},{"$error":"#DIV/0!"}]
[null,null,null,null,null,null,null,null,0,{"$error":"#DIV/0!"},{"$error":"#DIV/0!"},{"$error":"#DIV/0!"}]
[null,null,null,null,null,null,null,null,0,{"$error":"#DIV/0!"},{"$error":"#DIV/0!"},{"$error":"#DIV/0!"}]
[null,null,null,null,null,null,null,null,0,{"$error":"#DIV/0!"},{"$error":"#DIV/0!"},{"$error":"#DIV/0!"}]
[null,null,null,null,null,null,null,null,0,{"$error":"#DIV/0!"},{"$error":"#DIV/0!"},{"$error":"#DIV/0!"}]
[null,null,null,null,null,null,null,null,0,{"$error":"#DIV/0!"},{"$error":"#DIV/0!"},{"$error":"#DIV/0!"}]
[null,null,null,null,null,null,null,null,0,{"$error":"#DIV/0!"},{"$error":"#DIV/0!"},{"$error":"#DIV/0!"}]
[null,null,null,null,null,null,null,null,0,{"$error":"#DIV/0!"},{"$error":"#DIV/0!"},{"$error":"#DIV/0!"}]
[null,null,null,null,null,null,null,null,0,{"$error":"#DIV/0!"},{"$error":"#DIV/0!"},{"$error":"#DIV/0!"}]
[null,null,null,null,null,null,null,null,0,{"$error":"#DIV/0!"},{"$error":"#DIV/0!"},{"$error":"#DIV/0!"}]
[null,null,null,null,null,null,null,null,0,{"$error":"#DIV/0!"},{"$error":"#DIV/0!"},{"$error":"#DIV/0!"}]
[null,null,null,null,null,null,null,null,0,{"$error":"#DIV/0!"},{"$error":"#DIV/0!"},{"$error":"#DIV/0!"}]
[null,null,null,null,null,null,null,null,0,{"$error":"#DIV/0!"},{"$error":"#DIV/0!"},{"$f":"G19351/J19351","v":{"$error":"#DIV/0!"}}]
[null,null,null,null,null,null,null,null,0,{"$error":"#DIV/0!"},{"$error":"#DIV/0!"},{"$error":"#DIV/0!"}]
[null,null,null,null,null,null,null,null,0,{"$error":"#DIV/0!"},{"$error":"#DIV/0!"},{"$error":"#DIV/0!"}]
[null,null,null,null,null,null,null,null,0,{"$error":"#DIV/0!"},{"$error":"#DIV/0!"},{"$error":"#DIV/0!"}]
[null,null,null,null,null,null,null,null,0,{"$error":"#DIV/0!"},{"$error":"#DIV/0!"},{"$error":"#DIV/0!"}]
[null,null,null,null,null,null,null,null,0,{"$error":"#DIV/0!"},{"$error":"#DIV/0!"},{"$error":"#DIV/0!"}]
[null,null,null,null,null,null,null,null,0,{"$error":"#DIV/0!"},{"$error":"#DIV/0!"},{"$error":"#DIV/0!"}]
[null,null,null,null,null,null,null,null,0,{"$error":"#DIV/0!"},{"$error":"#DIV/0!"},{"$error":"#DIV/0!"}]
[null,null,null,null,null,null,null,null,0,{"$error":"#DIV/0!"},{"$error":"#DIV/0!"},{"$error":"#DIV/0!"}]
[null,null,null,null,null,null,null,null,0,{"$error":"#DIV/0!"},{"$error":"#DIV/0!"},{"$error":"#DIV/0!"}]
[null,null,null,null,null,null,null,null,0,{"$error":"#DIV/0!"},{"$error":"#DIV/0!"},{"$error":"#DIV/0!"}]
[null,null,null,null,null,null,null,null,0,{"$error":"#DIV/0!"},{"$error":"#DIV/0!"},{"$error":"#DIV/0!"}]
[null,null,null,null,null,null,null,null,0,{"$error":"#DIV/0!"},{"$error":"#DIV/0!"},{"$error":"#DIV/0!"}]
[null,null,null,null,null,null,null,null,0,{"$error":"#DIV/0!"},{"$error":"#DIV/0!"},{"$error":"#DIV/0!"}]
[null,null,null,null,null,null,null,null,0,{"$error":"#DIV/0!"},{"$error":"#DIV/0!"},{"$error":"#DIV/0!"}]
[null,null,null,null,null,null,null,null,0,{"$error":"#DIV/0!"},{"$error":"#DIV/0!"},{"$error":"#DIV/0!"}]
[null,null,null,null,null,null,null,null,0,{"$error":"#DIV/0!"},{"$error":"#DIV/0!"},{"$error":"#DIV/0!"}]
[null,null,null,null,null,null,null,null,0,{"$error":"#DIV/0!"},{"$error":"#DIV/0!"},{"$error":"#DIV/0!"}]
[null,null,null,null,null,null,null,null,0,{"$error":"#DIV/0!"},{"$error":"#DIV/0!"},{"$error":"#DIV/0!"}]
[null,null,null,null,null,null,null,null,0,{"$error":"#DIV/0!"},{"$error":"#DIV/0!"},{"$error":"#DIV/0!"}]
[null,null,null,null,null,null,null,null,0,{"$error":"#DIV/0!"},{"$error":"#DIV/0!"},{"$error":"#DIV/0!"}]
[null,null,null,null,null,null,null,null,0,{"$error":"#DIV/0!"},{"$error":"#DIV/0!"},{"$error":"#DIV/0!"}]
[null,null,null,null,null,null,null,null,0,{"$error":"#DIV/0!"},{"$error":"#DIV/0!"},{"$error":"#DIV/0!"}]
[null,null,null,null,null,null,null,null,0,{"$error":"#DIV/0!"},{"$error":"#DIV/0!"},{"$error":"#DIV/0!"}]
[null,null,null,null,null,null,null,null,0,{"$error":"#DIV/0!"},{"$error":"#DIV/0!"},{"$error":"#DIV/0!"}]
[null,null,null,null,null,null,null,null,0,{"$f":"IF(F20313/G20313=1,F20313,J20312)","v":{"$error":"#DIV/0!"}},{"$error":"#DIV/0!"},{"$error":"#DIV/0!"}]
[null,null,null,null,null,null,null,null,0,{"$error":"#DIV/0!"},{"$error":"#DIV/0!"},{"$error":"#DIV/0!"}]
[null,null,null,null,null,null,null,null,0,{"$error":"#DIV/0!"},{"$error":"#DIV/0!"},{"$error":"#DIV/0!"}]
[null,null,null,null,null,null,null,null,0,{"$error":"#DIV/0!"},{"$error":"#DIV/0!"},{"$error":"#DIV/0!"}]
[null,null,null,null,null,null,null,null,0,{"$f":"IF(F20505/G20505=1,F20505,J20504)","v":{"$error":"#DIV/0!"}},{"$error":"#DIV/0!"},{"$error":"#DIV/0!"}]
[null,null,null,null,null,null,null,null,0,{"$error":"#DIV/0!"},{"$error":"#DIV/0!"},{"$error":"#DIV/0!"}]
[null,null,null,null,null,null,null,null,0,{"$error":"#DIV/0!"},{"$error":"#DIV/0!"},{"$error":"#DIV/0!"}]
[null,null,null,null,null,null,null,null,0,{"$error":"#DIV/0!"},{"$error":"#DIV/0!"},{"$error":"#DIV/0!"}]
[null,null,null,null,null,null,null,null,0,{"$error":"#DIV/0!"},{"$error":"#DIV/0!"},{"$error":"#DIV/0!"}]
[null,null,null,null,null,null,null,null,0,{"$error":"#DIV/0!"},{"$error":"#DIV/0!"},{"$error":"#DIV/0!"}]
[null,null,null,null,null,null,null,null,0,{"$error":"#DIV/0!"},{"$error":"#DIV/0!"},{"$error":"#DIV/0!"}]
[null,null,null,null,null,null,null,null,0,{"$error":"#DIV/0!"},{"$error":"#DIV/0!"},{"$error":"#DIV/0!"}]
[null,null,null,null,null,null,null,null,0,{"$error":"#DIV/0!"},{"$error":"#DIV/0!"},{"$error":"#DIV/0!"}]
[null,null,null,null,null,null,null,null,0,{"$error":"#DIV/0!"},{"$error":"#DIV/0!"},{"$error":"#DIV/0!"}]
[null,null,null,null,null,null,null,null,0,{"$error":"#DIV/0!"},{"$error":"#DIV/0!"},{"$error":"#DIV/0!"}]
[null,null,null,null,null,null,null,null,0,{"$error":"#DIV/0!"},{"$error":"#DIV/0!"},{"$error":"#DIV/0!"}]
[null,null,null,null,null,null,null,null,0,{"$error":"#DIV/0!"},{"$error":"#DIV/0!"},{"$error":"#DIV/0!"}]
[null,null,null,null,null,null,null,null,0,{"$error":"#DIV/0!"},{"$error":"#DIV/0!"},{"$error":"#DIV/0!"}]
[null,null,null,null,null,null,null,null,0,{"$error":"#DIV/0!"},{"$error":"#DIV/0!"},{"$error":"#DIV/0!"}]
[null,null,null,null,null,null,null,null,0,{"$error":"#DIV/0!"},{"$error":"#DIV/0!"},{"$error":"#DIV/0!"}]
[null,null,null,null,null,null,null,null,0,{"$error":"#DIV/0!"},{"$error":"#DIV/0!"},{"$error":"#DIV/0!"}]
[null,null,null,null,null,null,null,null,0,{"$error":"#DIV/0!"},{"$error":"#DIV/0!"},{"$error":"#DIV/0!"}]
[null,null,null,null,null,null,null,null,0,{"$error":"#DIV/0!"},{"$error":"#DIV/0!"},{"$error":"#DIV/0!"}]
[null,null,null,null,null,null,null,null,0,{"$error":"#DIV/0!"},{"$error":"#DIV/0!"},{"$error":"#DIV/0!"}]
[null,null,null,null,null,null,null,null,0,{"$error":"#DIV/0!"},{"$error":"#DIV/0!"},{"$error":"#DIV/0!"}]
[null,null,null,null,null,null,null,null,0,{"$error":"#DIV/0!"},{"$error":"#DIV/0!"},{"$error":"#DIV/0!"}]
[null,null,null,null,null,null,null,null,0,{"$error":"#DIV/0!"},{"$error":"#DIV/0!"},{"$error":"#DIV/0!"}]
[null,null,null,null,null,null,null,null,0,{"$error":"#DIV/0!"},{"$error":"#DIV/0!"},{"$error":"#DIV/0!"}]
[null,null,null,null,null,null,null,null,0,{"$error":"#DIV/0!"},{"$error":"#DIV/0!"},{"$error":"#DIV/0!"}]
[null,null,null,null,null,null,null,null,0,{"$error":"#DIV/0!"},{"$error":"#DIV/0!"},{"$error":"#DIV/0!"}]
[null,null,null,null,null,null,null,null,0,{"$error":"#DIV/0!"},{"$error":"#DIV/0!"},{"$error":"#DIV/0!"}]
[null,null,null,null,null,null,null,null,0,{"$error":"#DIV/0!"},{"$error":"#DIV/0!"},{"$error":"#DIV/0!"}]
[null,null,null,null,null,null,null,null,0,{"$error":"#DIV/0!"},{"$error":"#DIV/0!"},{"$error":"#DIV/0!"}]
[null,null,null,null,null,null,null,null,0,{"$error":"#DIV/0!"},{"$error":"#DIV/0!"},{"$error":"#DIV/0!"}]
[null,null,null,null,null,null,null,null,0,{"$error":"#DIV/0!"},{"$error":"#DIV/0!"},{"$error":"#DIV/0!"}]
[null,null,null,null,null,null,null,null,0,{"$error":"#DIV/0!"},{"$error":"#DIV/0!"},{"$error":"#DIV/0!"}]
[null,null,null,null,null,null,null,null,0,{"$error":"#DIV/0!"},{"$error":"#DIV/0!"},{"$error":"#DIV/0!"}]
[null,null,null,null,null,null,null,null,0,{"$error":"#DIV/0!"},{"$error":"#DIV/0!"},{"$error":"#DIV/0!"}]
[null,null,null,null,null,null,null,null,0,{"$error":"#DIV/0!"},{"$error":"#DIV/0!"},{"$error":"#DIV/0!"}]
[null,null,null,null,null,null,null,null,0,{"$error":"#DIV/0!"},{"$error":"#DIV/0!"},{"$error":"#DIV/0!"}]
[null,null,null,null,null,null,null,null,0,{"$error":"#DIV/0!"},{"$error":"#DIV/0!"},{"$error":"#DIV/0!"}]
[null,null,null,null,null,null,null,null,0,{"$error":"#DIV/0!"},{"$error":"#DIV/0!"},{"$error":"#DIV/0!"}]
[null,null,null,null,null,null,null,null,0,{"$error":"#DIV/0!"},{"$error":"#DIV/0!"},{"$error":"#DIV/0!"}]
[null,null,null,null,null,null,null,null,0,{"$error":"#DIV/0!"},{"$error":"#DIV/0!"},{"$error":"#DIV/0!"}]
[null,null,null,null,null,null,null,null,0,{"$error":"#DIV/0!"},{"$error":"#DIV/0!"},{"$error":"#DIV/0!"}]
[null,null,null,null,null,null,null,null,0,{"$error":"#DIV/0!"},{"$error":"#DIV/0!"},{"$error":"#DIV/0!"}]
[null,null,null,null,null,null,null,null,{"$f":"IF(F22102<>G22102,1,0)","v":0},{"$error":"#DIV/0!"},{"$f":"F22102/J22102","v":{"$error":"#DIV/0!"}},{"$error":"#DIV/0!"}]
[null,null,null,null,null,null,null,null,0,{"$error":"#DIV/0!"},{"$error":"#DIV/0!"},{"$error":"#DIV/0!"}]
[null,null,null,null,null,null,null,null,0,{"$error":"#DIV/0!"},{"$error":"#DIV/0!"},{"$error":"#DIV/0!"}]
[null,null,null,null,null,null,null,null,0,{"$error":"#DIV/0!"},{"$error":"#DIV/0!"},{"$error":"#DIV/0!"}]
[null,null,null,null,null,null,null,null,0,{"$error":"#DIV/0!"},{"$error":"#DIV/0!"},{"$error":"#DIV/0!"}]
[null,null,null,null,null,null,null,null,0,{"$error":"#DIV/0!"},{"$error":"#DIV/0!"},{"$error":"#DIV/0!"}]
[null,null,null,null,null,null,null,null,0,{"$error":"#DIV/0!"},{"$error":"#DIV/0!"},{"$error":"#DIV/0!"}]
[null,null,null,null,null,null,null,null,0,{"$error":"#DIV/0!"},{"$error":"#DIV/0!"},{"$error":"#DIV/0!"}]
[null,null,null,null,null,null,null,null,0,{"$error":"#DIV/0!"},{"$error":"#DIV/0!"},{"$error":"#DIV/0!"}]
[null,null,null,null,null,null,null,null,0,{"$error":"#DIV/0!"},{"$error":"#DIV/0!"},{"$error":"#DIV/0!"}]
[null,null,null,null,null,null,null,null,0,{"$error":"#DIV/0!"},{"$error":"#DIV/0!"},{"$error":"#DIV/0!"}]
[null,null,null,null,null,null,null,null,0,{"$error":"#DIV/0!"},{"$error":"#DIV/0!"},{"$error":"#DIV/0!"}]
[null,null,null,null,null,null,null,null,0,{"$error":"#DIV/0!"},{"$error":"#DIV/0!"},{"$error":"#DIV/0!"}]
[null,null,null,null,null,null,null,null,0,{"$error":"#DIV/0!"},{"$error":"#DIV/0!"},{"$f":"G22615/J22615","v":{"$error":"#DIV/0!"}}]
[null,null,null,null,null,null,null,null,0,{"$error":"#DIV/0!"},{"$error":"#DIV/0!"},{"$error":"#DIV/0!"}]
[null,null,null,null,null,null,null,null,0,{"$error":"#DIV/0!"},{"$error":"#DIV/0!"},{"$error":"#DIV/0!"}]
[null,null,null,null,null,null,null,null,0,{"$error":"#DIV/0!"},{"$error":"#DIV/0!"},{"$error":"#DIV/0!"}]
[null,null,null,null,null,null,null,null,0,{"$error":"#DIV/0!"},{"$error":"#DIV/0!"},{"$error":"#DIV/0!"}]
[null,null,null,null,null,null,null,null,0,{"$error":"#DIV/0!"},{"$error":"#DIV/0!"},{"$error":"#DIV/0!"}]
[null,null,null,null,null,null,null,null,0,{"$error":"#DIV/0!"},{"$error":"#DIV/0!"},{"$error":"#DIV/0!"}]
[null,null,null,null,null,null,null,null,0,{"$error":"#DIV/0!"},{"$error":"#DIV/0!"},{"$error":"#DIV/0!"}]
[null,null,null,null,null,null,null,null,0,{"$error":"#DIV/0!"},{"$error":"#DIV/0!"},{"$error":"#DIV/0!"}]
[null,null,null,null,null,null,null,null,0,{"$error":"#DIV/0!"},{"$error":"#DIV/0!"},{"$error":"#DIV/0!"}]
[null,null,null,null,null,null,null,null,0,{"$error":"#DIV/0!"},{"$error":"#DIV/0!"},{"$error":"#DIV/0!"}]
[null,null,null,null,null,null,null,null,0,{"$error":"#DIV/0!"},{"$error":"#DIV/0!"},{"$error":"#DIV/0!"}]
[null,null,null,null,null,null,null,null,0,{"$error":"#DIV/0!"},{"$error":"#DIV/0!"},{"$error":"#DIV/0!"}]
[null,null,null,null,null,null,null,null,0,{"$error":"#DIV/0!"},{"$error":"#DIV/0!"},{"$error":"#DIV/0!"}]
[null,null,null,null,null,null,null,null,0,{"$error":"#DIV/0!"},{"$error":"#DIV/0!"},{"$error":"#DIV/0!"}]
[null,null,null,null,null,null,null,null,0,{"$error":"#DIV/0!"},{"$error":"#DIV/0!"},{"$error":"#DIV/0!"}]
[null,null,null,null,null,null,null,null,0,{"$error":"#DIV/0!"},{"$error":"#DIV/0!"},{"$error":"#DIV/0!"}]
[null,null,null,null,null,null,null,null,0,{"$error":"#DIV/0!"},{"$error":"#DIV/0!"},{"$error":"#DIV/0!"}]
[null,null,null,null,null,null,null,null,0,{"$error":"#DIV/0!"},{"$error":"#DIV/0!"},{"$error":"#DIV/0!"}]
[null,null,null,null,null,null,null,null,0,{"$error":"#DIV/0!"},{"$error":"#DIV/0!"},{"$error":"#DIV/0!"}]
[null,null,null,null,null,null,null,null,0,{"$error":"#DIV/0!"},{"$error":"#DIV/0!"},{"$error":"#DIV/0!"}]
[null,null,null,null,null,null,null,null,0,{"$error":"#DIV/0!"},{"$error":"#DIV/0!"},{"$error":"#DIV/0!"}]
[null,null,null,null,null,null,null,null,0,{"$error":"#DIV/0!"},{"$error":"#DIV/0!"},{"$error":"#DIV/0!"}]
[null,null,null,null,null,null,null,null,0,{"$error":"#DIV/0!"},{"$error":"#DIV/0!"},{"$error":"#DIV/0!"}]
[null,null,null,null,null,null,null,null,0,{"$error":"#DIV/0!"},{"$error":"#DIV/0!"},{"$error":"#DIV/0!"}]
[null,null,null,null,null,null,null,null,0,{"$f":"IF(F23577/G23577=1,F23577,J23576)","v":{"$error":"#DIV/0!"}},{"$error":"#DIV/0!"},{"$error":"#DIV/0!"}]
[null,null,null,null,null,null,null,null,0,{"$error":"#DIV/0!"},{"$error":"#DIV/0!"},{"$error":"#DIV/0!"}]
[null,null,null,null,null,null,null,null,0,{"$error":"#DIV/0!"},{"$error":"#DIV/0!"},{"$error":"#DIV/0!"}]
[null,null,null,null,null,null,null,null,0,{"$error":"#DIV/0!"},{"$error":"#DIV/0!"},{"$error":"#DIV/0!"}]
[null,null,null,null,null,null,null,null,0,{"$error":"#DIV/0!"},{"$error":"#DIV/0!"},{"$error":"#DIV/0!"}]
[null,null,null,null,null,null,null,null,0,{"$error":"#DIV/0!"},{"$error":"#DIV/0!"},{"$error":"#DIV/0!"}]
[null,null,null,null,null,null,null,null,0,{"$error":"#DIV/0!"},{"$error":"#DIV/0!"},{"$error":"#DIV/0!"}]
[null,null,null,null,null,null,null,null,0,{"$error":"#DIV/0!"},{"$error":"#DIV/0!"},{"$error":"#DIV/0!"}]
[null,null,null,null,null,null,null,null,0,{"$error":"#DIV/0!"},{"$error":"#DIV/0!"},{"$error":"#DIV/0!"}]
[null,null,null,null,null,null,null,null,0,{"$error":"#DIV/0!"},{"$error":"#DIV/0!"},{"$error":"#DIV/0!"}]
[null,null,null,null,null,null,null,null,0,{"$error":"#DIV/0!"},{"$error":"#DIV/0!"},{"$error":"#DIV/0!"}]
[null,null,null,null,null,null,null,null,{"$f":"IF(F24022<>G24022,1,0)","v":0},{"$error":"#DIV/0!"},{"$f":"F24022/J24022","v":{"$error":"#DIV/0!"}},{"$error":"#DIV/0!"}]
[null,null,null,null,null,null,null,null,0,{"$error":"#DIV/0!"},{"$error":"#DIV/0!"},{"$error":"#DIV/0!"}]
[null,null,null,null,null,null,null,null,0,{"$error":"#DIV/0!"},{"$error":"#DIV/0!"},{"$error":"#DIV/0!"}]
[null,null,null,null,null,null,null,null,0,{"$error":"#DIV/0!"},{"$error":"#DIV/0!"},{"$error":"#DIV/0!"}]
[null,null,null,null,null,null,null,null,0,{"$error":"#DIV/0!"},{"$error":"#DIV/0!"},{"$error":"#DIV/0!"}]
[null,null,null,null,null,null,null,null,0,{"$error":"#DIV/0!"},{"$error":"#DIV/0!"},{"$error":"#DIV/0!"}]
[null,null,null,null,null,null,null,null,0,{"$error":"#DIV/0!"},{"$error":"#DIV/0!"},{"$error":"#DIV/0!"}]
[null,null,null,null,null,null,null,null,0,{"$error":"#DIV/0!"},{"$error":"#DIV/0!"},{"$error":"#DIV/0!"}]
[null,null,null,null,null,null,null,null,0,{"$error":"#DIV/0!"},{"$error":"#DIV/0!"},{"$error":"#DIV/0!"}]
[null,null,null,null,null,null,null,null,0,{"$error":"#DIV/0!"},{"$error":"#DIV/0!"},{"$error":"#DIV/0!"}]
[null,null,null,null,null,null,null,null,0,{"$error":"#DIV/0!"},{"$error":"#DIV/0!"},{"$error":"#DIV/0!"}]
[null,null,null,null,null,null,null,null,0,{"$error":"#DIV/0!"},{"$error":"#DIV/0!"},{"$error":"#DIV/0!"}]
[null,null,null,null,null,null,null,null,0,{"$error":"#DIV/0!"},{"$error":"#DIV/0!"},{"$error":"#DIV/0!"}]
[null,null,null,null,null,null,null,null,0,{"$error":"#DIV/0!"},{"$error":"#DIV/0!"},{"$error":"#DIV/0!"}]
[null,null,null,null,null,null,null,null,0,{"$error":"#DIV/0!"},{"$error":"#DIV/0!"},{"$error":"#DIV/0!"}]
[null,null,null,null,null,null,null,null,0,{"$error":"#DIV/0!"},{"$error":"#DIV/0!"},{"$error":"#DIV/0!"}]
[null,null,null,null,null,null,null,null,0,{"$error":"#DIV/0!"},{"$error":"#DIV/0!"},{"$error":"#DIV/0!"}]
[null,null,null,null,null,null,null,null,0,{"$error":"#DIV/0!"},{"$error":"#DIV/0!"},{"$error":"#DIV/0!"}]
[null,null,null,null,null,null,null,null,0,{"$error":"#DIV/0!"},{"$error":"#DIV/0!"},{"$error":"#DIV/0!"}]
[null,null,null,null,null,null,null,null,0,{"$error":"#DIV/0!"},{"$error":"#DIV/0!"},{"$error":"#DIV/0!"}]
[null,null,null,null,null,null,null,null,0,{"$error":"#DIV/0!"},{"$error":"#DIV/0!"},{"$error":"#DIV/0!"}]
[null,null,null,null,null,null,null,null,0,{"$error":"#DIV/0!"},{"$error":"#DIV/0!"},{"$error":"#DIV/0!"}]
[null,null,null,null,null,null,null,null,0,{"$error":"#DIV/0!"},{"$error":"#DIV/0!"},{"$error":"#DIV/0!"}]
[null,null,null,null,null,null,null,null,0,{"$error":"#DIV/0!"},{"$error":"#DIV/0!"},{"$error":"#DIV/0!"}]
[null,null,null,null,null,null,null,null,0,{"$error":"#DIV/0!"},{"$error":"#DIV/0!"},{"$error":"#DIV/0!"}]
[null,null,null,null,null,null,null,null,0,{"$error":"#DIV/0!"},{"$error":"#DIV/0!"},{"$error":"#DIV/0!"}]
[null,null,null,null,null,null,null,null,0,{"$error":"#DIV/0!"},{"$error":"#DIV/0!"},{"$error":"#DIV/0!"}]
[null,null,null,null,null,null,null,null,0,{"$error":"#DIV/0!"},{"$error":"#DIV/0!"},{"$error":"#DIV/0!"}]
[null,null,null,null,null,null,null,null,0,{"$error":"#DIV/0!"},{"$error":"#DIV/0!"},{"$error":"#DIV/0!"}]
[null,null,null,null,null,null,null,null,0,{"$error":"#DIV/0!"},{"$error":"#DIV/0!"},{"$error":"#DIV/0!"}]
[null,null,null,null,null,null,null,null,0,{"$error":"#DIV/0!"},{"$error":"#DIV/0!"},{"$error":"#DIV/0!"}]
[null,null,null,null,null,null,null,null,0,{"$error":"#DIV/0!"},{"$error":"#DIV/0!"},{"$error":"#DIV/0!"}]
[null,null,null,null,null,null,null,null,0,{"$error":"#DIV/0!"},{"$error":"#DIV/0!"},{"$error":"#DIV/0!"}]
[null,null,null,null,null,null,null,null,0,{"$error":"#DIV/0!"},{"$error":"#DIV/0!"},{"$error":"#DIV/0!"}]
[null,null,null,null,null,null,null,null,0,{"$error":"#DIV/0!"},{"$error":"#DIV/0!"},{"$error":"#DIV/0!"}]
[null,null,null,null,null,null,null,null,0,{"$error":"#DIV/0!"},{"$error":"#DIV/0!"},{"$error":"#DIV/0!"}]
[null,null,null,null,null,null,null,null,0,{"$error":"#DIV/0!"},{"$error":"#DIV/0!"},{"$error":"#DIV/0!"}]
[null,null,null,null,null,null,null,null,0,{"$error":"#DIV/0!"},{"$error":"#DIV/0!"},{"$error":"#DIV/0!"}]
[null,null,null,null,null,null,null,null,0,{"$error":"#DIV/0!"},{"$error":"#DIV/0!"},{"$error":"#DIV/0!"}]
[null,null,null,null,null,null,null,null,0,{"$error":"#DIV/0!"},{"$error":"#DIV/0!"},{"$error":"#DIV/0!"}]
[null,null,null,null,null,null,null,null,0,{"$error":"#DIV/0!"},{"$error":"#DIV/0!"},{"$error":"#DIV/0!"}]
[null,null,null,null,null,null,null,null,0,{"$error":"#DIV/0!"},{"$error":"#DIV/0!"},{"$error":"#DIV/0!"}]
[null,null,null,null,null,null,null,null,0,{"$error":"#DIV/0!"},{"$error":"#DIV/0!"},{"$error":"#DIV/0!"}]
[null,null,null,null,null,null,null,null,0,{"$error":"#DIV/0!"},{"$error":"#DIV/0!"},{"$error":"#DIV/0!"}]
[null,null,null,null,null,null,null,null,0,{"$error":"#DIV/0!"},{"$error":"#DIV/0!"},{"$error":"#DIV/0!"}]
[null,null,null,null,null,null,null,null,0,{"$error":"#DIV/0!"},{"$error":"#DIV/0!"},{"$error":"#DIV/0!"}]
[null,null,null,null,null,null,null,null,0,{"$error":"#DIV/0!"},{"$error":"#DIV/0!"},{"$error":"#DIV/0!"}]
[null,null,null,null,null,null,null,null,0,{"$error":"#DIV/0!"},{"$error":"#DIV/0!"},{"$error":"#DIV/0!"}]
[null,null,null,null,null,null,null,null,0,{"$error":"#DIV/0!"},{"$error":"#DIV/0!"},{"$f":"G25879/J25879","v":{"$error":"#DIV/0!"}}]
[null,null,null,null,null,null,null,null,0,{"$error":"#DIV/0!"},{"$error":"#DIV/0!"},{"$error":"#DIV/0!"}]
[null,null,null,null,null,null,null,null,0,{"$error":"#DIV/0!"},{"$error":"#DIV/0!"},{"$error":"#DIV/0!"}]
[null,null,null,null,null,null,null,null,0,{"$error":"#DIV/0!"},{"$error":"#DIV/0!"},{"$error":"#DIV/0!"}]
[null,null,null,null,null,null,null,null,0,{"$error":"#DIV/0!"},{"$error":"#DIV/0!"},{"$error":"#DIV/0!"}]
[null,null,null,null,null,null,null,null,0,{"$error":"#DIV/0!"},{"$error":"#DIV/0!"},{"$error":"#DIV/0!"}]
[null,null,null,null,null,null,null,null,0,{"$error":"#DIV/0!"},{"$error":"#DIV/0!"},{"$error":"#DIV/0!"}]
[null,null,null,null,null,null,null,null,0,{"$error":"#DIV/0!"},{"$error":"#DIV/0!"},{"$f":"G26135/J26135","v":{"$error":"#DIV/0!"}}]
[null,null,null,null,null,null,null,null,0,{"$error":"#DIV/0!"},{"$error":"#DIV/0!"},{"$error":"#DIV/0!"}]
[null,null,null,null,null,null,null,null,0,{"$error":"#DIV/0!"},{"$error":"#DIV/0!"},{"$error":"#DIV/0!"}]
[null,null,null,null,null,null,null,null,0,{"$error":"#DIV/0!"},{"$error":"#DIV/0!"},{"$error":"#DIV/0!"}]
[null,null,null,null,null,null,null,null,0,{"$error":"#DIV/0!"},{"$error":"#DIV/0!"},{"$error":"#DIV/0!"}]
[null,null,null,null,null,null,null,null,0,{"$error":"#DIV/0!"},{"$error":"#DIV/0!"},{"$error":"#DIV/0!"}]
[null,null,null,null,null,null,null,null,0,{"$error":"#DIV/0!"},{"$error":"#DIV/0!"},{"$error":"#DIV/0!"}]
[null,null,null,null,null,null,null,null,0,{"$error":"#DIV/0!"},{"$error":"#DIV/0!"},{"$error":"#DIV/0!"}]
[null,null,null,null,null,null,null,null,0,{"$error":"#DIV/0!"},{"$error":"#DIV/0!"},{"$error":"#DIV/0!"}]
[null,null,null,null,null,null,null,null,{"$f":"IF(F26518<>G26518,1,0)","v":0},{"$error":"#DIV/0!"},{"$f":"F26518/J26518","v":{"$error":"#DIV/0!"}},{"$error":"#DIV/0!"}]
[null,null,null,null,null,null,null,null,0,{"$error":"#DIV/0!"},{"$error":"#DIV/0!"},{"$error":"#DIV/0!"}]
[null,null,null,null,null,null,null,null,0,{"$error":"#DIV/0!"},{"$error":"#DIV/0!"},{"$error":"#DIV/0!"}]
[null,null,null,null,null,null,null,null,0,{"$error":"#DIV/0!"},{"$error":"#DIV/0!"},{"$error":"#DIV/0!"}]
[null,null,null,null,null,null,null,null,0,{"$error":"#DIV/0!"},{"$error":"#DIV/0!"},{"$error":"#DIV/0!"}]
[null,null,null,null,null,null,null,null,0,{"$error":"#DIV/0!"},{"$error":"#DIV/0!"},{"$error":"#DIV/0!"}]
[null,null,null,null,null,null,null,null,0,{"$error":"#DIV/0!"},{"$error":"#DIV/0!"},{"$error":"#DIV/0!"}]
[null,null,null,null,null,null,null,null,0,{"$error":"#DIV/0!"},{"$error":"#DIV/0!"},{"$error":"#DIV/0!"}]
[null,null,null,null,null,null,null,null,0,{"$error":"#DIV/0!"},{"$error":"#DIV/0!"},{"$error":"#DIV/0!"}]
[null,null,null,null,null,null,null,null,0,{"$error":"#DIV/0!"},{"$error":"#DIV/0!"},{"$error":"#DIV/0!"}]
[null,null,null,null,null,null,null,null,0,{"$error":"#DIV/0!"},{"$error":"#DIV/0!"},{"$error":"#DIV/0!"}]
[null,null,null,null,null,null,null,null,0,{"$error":"#DIV/0!"},{"$error":"#DIV/0!"},{"$error":"#DIV/0!"}]
[null,null,null,null,null,null,null,null,0,{"$error":"#DIV/0!"},{"$error":"#DIV/0!"},{"$error":"#DIV/0!"}]
[null,null,null,null,null,null,null,null,0,{"$error":"#DIV/0!"},{"$error":"#DIV/0!"},{"$error":"#DIV/0!"}]
[null,null,null,null,null,null,null,null,0,{"$error":"#DIV/0!"},{"$error":"#DIV/0!"},{"$error":"#DIV/0!"}]
[null,null,null,null,null,null,null,null,0,{"$error":"#DIV/0!"},{"$error":"#DIV/0!"},{"$error":"#DIV/0!"}]
[null,null,null,null,null,null,null,null,0,{"$error":"#DIV/0!"},{"$error":"#DIV/0!"},{"$error":"#DIV/0!"}]
[null,null,null,null,null,null,null,null,0,{"$error":"#DIV/0!"},{"$error":"#DIV/0!"},{"$error":"#DIV/0!"}]
[null,null,null,null,null,null,null,null,0,{"$error":"#DIV/0!"},{"$error":"#DIV/0!"},{"$error":"#DIV/0!"}]
[null,null,null,null,null,null,null,null,0,{"$f":"IF(F27225/G27225=1,F27225,J27224)","v":{"$error":"#DIV/0!"}},{"$error":"#DIV/0!"},{"$error":"#DIV/0!"}]
[null,null,null,null,null,null,null,null,0,{"$f":"IF(F27289/G27289=1,F27289,J27288)","v":{"$error":"#DIV/0!"}},{"$error":"#DIV/0!"},{"$error":"#DIV/0!"}]
[null,null,null,null,null,null,null,null,0,{"$error":"#DIV/0!"},{"$error":"#DIV/0!"},{"$error":"#DIV/0!"}]
[null,null,null,null,null,null,null,null,0,{"$error":"#DIV/0!"},{"$error":"#DIV/0!"},{"$error":"#DIV/0!"}]
[null,null,null,null,null,null,null,null,0,{"$error":"#DIV/0!"},{"$error":"#DIV/0!"},{"$error":"#DIV/0!"}]
[null,null,null,null,null,null,null,null,0,{"$error":"#DIV/0!"},{"$error":"#DIV/0!"},{"$error":"#DIV/0!"}]
[null,null,null,null,null,null,null,null,0,{"$error":"#DIV/0!"},{"$error":"#DIV/0!"},{"$error":"#DIV/0!"}]
[null,null,null,null,null,null,null,null,0,{"$error":"#DIV/0!"},{"$error":"#DIV/0!"},{"$error":"#DIV/0!"}]
[null,null,null,null,null,null,null,null,0,{"$error":"#DIV/0!"},{"$error":"#DIV/0!"},{"$error":"#DIV/0!"}]
[null,null,null,null,null,null,null,null,0,{"$error":"#DIV/0!"},{"$error":"#DIV/0!"},{"$error":"#DIV/0!"}]
[null,null,null,null,null,null,null,null,0,{"$error":"#DIV/0!"},{"$error":"#DIV/0!"},{"$error":"#DIV/0!"}]
[null,null,null,null,null,null,null,null,0,{"$error":"#DIV/0!"},{"$error":"#DIV/0!"},{"$error":"#DIV/0!"}]
[null,null,null,null,null,null,null,null,0,{"$error":"#DIV/0!"},{"$error":"#DIV/0!"},{"$error":"#DIV/0!"}]
[null,null,null,null,null,null,null,null,0,{"$error":"#DIV/0!"},{"$error":"#DIV/0!"},{"$error":"#DIV/0!"}]
[null,null,null,null,null,null,null,null,0,{"$error":"#DIV/0!"},{"$error":"#DIV/0!"},{"$error":"#DIV/0!"}]
[null,null,null,null,null,null,null,null,0,{"$error":"#DIV/0!"},{"$error":"#DIV/0!"},{"$error":"#DIV/0!"}]
[null,null,null,null,null,null,null,null,0,{"$error":"#DIV/0!"},{"$error":"#DIV/0!"},{"$error":"#DIV/0!"}]
[null,null,null,null,null,null,null,null,0,{"$error":"#DIV/0!"},{"$error":"#DIV/0!"},{"$error":"#DIV/0!"}]
[null,null,null,null,null,null,null,null,0,{"$error":"#DIV/0!"},{"$error":"#DIV/0!"},{"$error":"#DIV/0!"}]
[null,null,null,null,null,null,null,null,0,{"$error":"#DIV/0!"},{"$error":"#DIV/0!"},{"$error":"#DIV/0!"}]
[null,null,null,null,null,null,null,null,0,{"$error":"#DIV/0!"},{"$error":"#DIV/0!"},{"$error":"#DIV/0!"}]
[null,null,null,null,null,null,null,null,0,{"$error":"#DIV/0!"},{"$error":"#DIV/0!"},{"$error":"#DIV/0!"}]
[null,null,null,null,null,null,null,null,0,{"$error":"#DIV/0!"},{"$error":"#DIV/0!"},{"$error":"#DIV/0!"}]
[null,null,null,null,null,null,null,null,0,{"$error":"#DIV/0!"},{"$error":"#DIV/0!"},{"$error":"#DIV/0!"}]
[null,null,null,null,null,null,null,null,0,{"$error":"#DIV/0!"},{"$error":"#DIV/0!"},{"$error":"#DIV/0!"}]
[null,null,null,null,null,null,null,null,0,{"$error":"#DIV/0!"},{"$error":"#DIV/0!"},{"$error":"#DIV/0!"}]
[null,null,null,null,null,null,null,null,0,{"$error":"#DIV/0!"},{"$error":"#DIV/0!"},{"$error":"#DIV/0!"}]
[null,null,null,null,null,null,null,null,0,{"$error":"#DIV/0!"},{"$error":"#DIV/0!"},{"$error":"#DIV/0!"}]
[null,null,null,null,null,null,null,null,0,{"$error":"#DIV/0!"},{"$error":"#DIV/0!"},{"$error":"#DIV/0!"}]
[null,null,null,null,null,null,null,null,0,{"$error":"#DIV/0!"},{"$error":"#DIV/0!"},{"$error":"#DIV/0!"}]
[null,null,null,null,null,null,null,null,0,{"$error":"#DIV/0!"},{"$error":"#DIV/0!"},{"$error":"#DIV/0!"}]
[null,null,null,null,null,null,null,null,0,{"$error":"#DIV/0!"},{"$error":"#DIV/0!"},{"$error":"#DIV/0!"}]
[null,null,null,null,null,null,null,null,0,{"$error":"#DIV/0!"},{"$error":"#DIV/0!"},{"$error":"#DIV/0!"}]
[null,null,null,null,null,null,null,null,0,{"$error":"#DIV/0!"},{"$error":"#DIV/0!"},{"$error":"#DIV/0!"}]
[null,null,null,null,null,null,null,null,0,{"$error":"#DIV/0!"},{"$error":"#DIV/0!"},{"$error":"#DIV/0!"}]
[null,null,null,null,null,null,null,null,0,{"$error":"#DIV/0!"},{"$error":"#DIV/0!"},{"$error":"#DIV/0!"}]
[null,null,null,null,null,null,null,null,0,{"$error":"#DIV/0!"},{"$error":"#DIV/0!"},{"$error":"#DIV/0!"}]
[null,null,null,null,null,null,null,null,0,{"$error":"#DIV/0!"},{"$error":"#DIV/0!"},{"$error":"#DIV/0!"}]
[null,null,null,null,null,null,null,null,{"$f":"IF(F28694<>G28694,1,0)","v":0},{"$error":"#DIV/0!"},{"$f":"F28694/J28694","v":{"$error":"#DIV/0!"}},{"$error":"#DIV/0!"}]
[null,null,null,null,null,null,null,null,0,{"$error":"#DIV/0!"},{"$error":"#DIV/0!"},{"$error":"#DIV/0!"}]
[null,null,null,null,null,null,null,null,0,{"$error":"#DIV/0!"},{"$error":"#DIV/0!"},{"$error":"#DIV/0!"}]
[null,null,null,null,null,null,null,null,0,{"$error":"#DIV/0!"},{"$error":"#DIV/0!"},{"$error":"#DIV/0!"}]
[null,null,null,null,null,null,null,null,0,{"$error":"#DIV/0!"},{"$error":"#DIV/0!"},{"$error":"#DIV/0!"}]
[null,null,null,null,null,null,null,null,0,{"$error":"#DIV/0!"},{"$error":"#DIV/0!"},{"$error":"#DIV/0!"}]
[null,null,null,null,null,null,null,null,0,{"$error":"#DIV/0!"},{"$error":"#DIV/0!"},{"$error":"#DIV/0!"}]
[null,null,null,null,null,null,null,null,0,{"$error":"#DIV/0!"},{"$error":"#DIV/0!"},{"$error":"#DIV/0!"}]
[null,null,null,null,null,null,null,null,0,{"$error":"#DIV/0!"},{"$error":"#DIV/0!"},{"$error":"#DIV/0!"}]
[null,null,null,null,null,null,null,null,0,{"$error":"#DIV/0!"},{"$error":"#DIV/0!"},{"$error":"#DIV/0!"}]
[null,null,null,null,null,null,null,null,0,{"$error":"#DIV/0!"},{"$error":"#DIV/0!"},{"$error":"#DIV/0!"}]
[null,null,null,null,null,null,null,null,0,{"$error":"#DIV/0!"},{"$error":"#DIV/0!"},{"$error":"#DIV/0!"}]
[null,null,null,null,null,null,null,null,0,{"$error":"#DIV/0!"},{"$error":"#DIV/0!"},{"$error":"#DIV/0!"}]
[null,null,null,null,null,null,null,null,0,{"$error":"#DIV/0!"},{"$error":"#DIV/0!"},{"$error":"#DIV/0!"}]
[null,null,null,null,null,null,null,null,0,{"$error":"#DIV/0!"},{"$error":"#DIV/0!"},{"$error":"#DIV/0!"}]
[null,null,null,null,null,null,null,null,0,{"$error":"#DIV/0!"},{"$error":"#DIV/0!"},{"$error":"#DIV/0!"}]
[null,null,null,null,null,null,null,null,0,{"$error":"#DIV/0!"},{"$error":"#DIV/0!"},{"$error":"#DIV/0!"}]
[null,null,null,null,null,null,null,null,0,{"$error":"#DIV/0!"},{"$error":"#DIV/0!"},{"$error":"#DIV/0!"}]
[null,null,null,null,null,null,null,null,0,{"$error":"#DIV/0!"},{"$error":"#DIV/0!"},{"$f":"G29399/J29399","v":{"$error":"#DIV/0!"}}]
[null,null,null,null,null,null,null,null,0,{"$error":"#DIV/0!"},{"$error":"#DIV/0!"},{"$error":"#DIV/0!"}]
[null,null,null,null,null,null,null,null,0,{"$error":"#DIV/0!"},{"$error":"#DIV/0!"},{"$error":"#DIV/0!"}]
[null,null,null,null,null,null,null,null,0,{"$error":"#DIV/0!"},{"$error":"#DIV/0!"},{"$error":"#DIV/0!"}]
[null,null,null,null,null,null,null,null,0,{"$error":"#DIV/0!"},{"$error":"#DIV/0!"},{"$error":"#DIV/0!"}]
[null,null,null,null,null,null,null,null,0,{"$error":"#DIV/0!"},{"$error":"#DIV/0!"},{"$error":"#DIV/0!"}]
[null,null,null,null,null,null,null,null,0,{"$error":"#DIV/0!"},{"$error":"#DIV/0!"},{"$error":"#DIV/0!"}]
[null,null,null,null,null,null,null,null,0,{"$error":"#DIV/0!"},{"$error":"#DIV/0!"},{"$error":"#DIV/0!"}]
[null,null,null,null,null,null,null,null,0,{"$error":"#DIV/0!"},{"$error":"#DIV/0!"},{"$error":"#DIV/0!"}]
[null,null,null,null,null,null,null,null,0,{"$error":"#DIV/0!"},{"$error":"#DIV/0!"},{"$error":"#DIV/0!"}]
[null,null,null,null,null,null,null,null,0,{"$error":"#DIV/0!"},{"$error":"#DIV/0!"},{"$error":"#DIV/0!"}]
[null,null,null,null,null,null,null,null,0,{"$error":"#DIV/0!"},{"$error":"#DIV/0!"},{"$error":"#DIV/0!"}]
[null,null,null,null,null,null,null,null,0,{"$error":"#DIV/0!"},{"$error":"#DIV/0!"},{"$error":"#DIV/0!"}]
[null,null,null,null,null,null,null,null,0,{"$error":"#DIV/0!"},{"$error":"#DIV/0!"},{"$error":"#DIV/0!"}]
[null,null,null,null,null,null,null,null,0,{"$error":"#DIV/0!"},{"$error":"#DIV/0!"},{"$error":"#DIV/0!"}]
[null,null,null,null,null,null,null,null,0,{"$error":"#DIV/0!"},{"$error":"#DIV/0!"},{"$error":"#DIV/0!"}]
[null,null,null,null,null,null,null,null,0,{"$error":"#DIV/0!"},{"$error":"#DIV/0!"},{"$error":"#DIV/0!"}]
[null,null,null,null,null,null,null,null,0,{"$error":"#DIV/0!"},{"$error":"#DIV/0!"},{"$error":"#DIV/0!"}]
[null,null,null,null,null,null,null,null,0,{"$error":"#DIV/0!"},{"$error":"#DIV/0!"},{"$error":"#DIV/0!"}]
[null,null,null,null,null,null,null,null,0,{"$error":"#DIV/0!"},{"$error":"#DIV/0!"},{"$error":"#DIV/0!"}]
[null,null,null,null,null,null,null,null,0,{"$error":"#DIV/0!"},{"$error":"#DIV/0!"},{"$error":"#DIV/0!"}]
[null,null,null,null,null,null,null,null,0,{"$error":"#DIV/0!"},{"$error":"#DIV/0!"},{"$error":"#DIV/0!"}]
[null,null,null,null,null,null,null,null,0,{"$error":"#DIV/0!"},{"$error":"#DIV/0!"},{"$error":"#DIV/0!"}]
[null,null,null,null,null,null,null,null,0,{"$error":"#DIV/0!"},{"$error":"#DIV/0!"},{"$error":"#DIV/0!"}]
[null,null,null,null,null,null,null,null,0,{"$error":"#DIV/0!"},{"$error":"#DIV/0!"},{"$error":"#DIV/0!"}]
[null,null,null,null,null,null,null,null,0,{"$f":"IF(F30361/G30361=1,F30361,J30360)","v":{"$error":"#DIV/0!"}},{"$error":"#DIV/0!"},{"$error":"#DIV/0!"}]
[null,null,null,null,null,null,null,null,0,{"$error":"#DIV/0!"},{"$error":"#DIV/0!"},{"$error":"#DIV/0!"}]
[null,null,null,null,null,null,null,null,0,{"$error":"#DIV/0!"},{"$error":"#DIV/0!"},{"$error":"#DIV/0!"}]
[null,null,null,null,null,null,null,null,0,{"$error":"#DIV/0!"},{"$error":"#DIV/0!"},{"$error":"#DIV/0!"}]
[null,null,null,null,null,null,null,null,0,{"$f":"IF(F30553/G30553=1,F30553,J30552)","v":{"$error":"#DIV/0!"}},{"$error":"#DIV/0!"},{"$error":"#DIV/0!"}]
[null,null,null,null,null,null,null,null,0,{"$error":"#DIV/0!"},{"$error":"#DIV/0!"},{"$error":"#DIV/0!"}]
[null,null,null,null,null,null,null,null,0,{"$error":"#DIV/0!"},{"$error":"#DIV/0!"},{"$error":"#DIV/0!"}]
[null,null,null,null,null,null,null,null,0,{"$error":"#DIV/0!"},{"$error":"#DIV/0!"},{"$error":"#DIV/0!"}]
[null,null,null,null,null,null,null,null,0,{"$error":"#DIV/0!"},{"$error":"#DIV/0!"},{"$error":"#DIV/0!"}]
[null,null,null,null,null,null,null,null,0,{"$error":"#DIV/0!"},{"$error":"#DIV/0!"},{"$error":"#DIV/0!"}]
[null,null,null,null,null,null,null,null,0,{"$error":"#DIV/0!"},{"$error":"#DIV/0!"},{"$error":"#DIV/0!"}]
[null,null,null,null,null,null,null,null,0,{"$error":"#DIV/0!"},{"$error":"#DIV/0!"},{"$error":"#DIV/0!"}]
[null,null,null,null,null,null,null,null,0,{"$error":"#DIV/0!"},{"$error":"#DIV/0!"},{"$error":"#DIV/0!"}]
[null,null,null,null,null,null,null,null,0,{"$error":"#DIV/0!"},{"$error":"#DIV/0!"},{"$error":"#DIV/0!"}]
[null,null,null,null,null,null,null,null,0,{"$error":"#DIV/0!"},{"$error":"#DIV/0!"},{"$error":"#DIV/0!"}]
[null,null,null,null,null,null,null,null,0,{"$error":"#DIV/0!"},{"$error":"#DIV/0!"},{"$error":"#DIV/0!"}]
[null,null,null,null,null,null,null,null,0,{"$error":"#DIV/0!"},{"$error":"#DIV/0!"},{"$error":"#DIV/0!"}]
[null,null,null,null,null,null,null,null,0,{"$error":"#DIV/0!"},{"$error":"#DIV/0!"},{"$error":"#DIV/0!"}]
[null,null,null,null,null,null,null,null,0,{"$error":"#DIV/0!"},{"$error":"#DIV/0!"},{"$error":"#DIV/0!"}]
[null,null,null,null,null,null,null,null,0,{"$error":"#DIV/0!"},{"$error":"#DIV/0!"},{"$error":"#DIV/0!"}]
[null,null,null,null,null,null,null,null,0,{"$error":"#DIV/0!"},{"$error":"#DIV/0!"},{"$error":"#DIV/0!"}]
[null,null,null,null,null,null,null,null,0,{"$error":"#DIV/0!"},{"$error":"#DIV/0!"},{"$error":"#DIV/0!"}]
[null,null,null,null,null,null,null,null,0,{"$error":"#DIV/0!"},{"$error":"#DIV/0!"},{"$error":"#DIV/0!"}]
[null,null,null,null,null,null,null,null,0,{"$error":"#DIV/0!"},{"$error":"#DIV/0!"},{"$error":"#DIV/0!"}]
[null,null,null,null,null,null,null,null,0,{"$error":"#DIV/0!"},{"$error":"#DIV/0!"},{"$error":"#DIV/0!"}]
[null,null,null,null,null,null,null,null,0,{"$error":"#DIV/0!"},{"$error":"#DIV/0!"},{"$error":"#DIV/0!"}]
[null,null,null,null,null,null,null,null,0,{"$error":"#DIV/0!"},{"$error":"#DIV/0!"},{"$error":"#DIV/0!"}]
[null,null,null,null,null,null,null,null,0,{"$error":"#DIV/0!"},{"$error":"#DIV/0!"},{"$error":"#DIV/0!"}]
[null,null,null,null,null,null,null,null,0,{"$error":"#DIV/0!"},{"$error":"#DIV/0!"},{"$error":"#DIV/0!"}]
[null,null,null,null,null,null,null,null,0,{"$error":"#DIV/0!"},{"$error":"#DIV/0!"},{"$error":"#DIV/0!"}]
[null,null,null,null,null,null,null,null,0,{"$error":"#DIV/0!"},{"$error":"#DIV/0!"},{"$error":"#DIV/0!"}]
[null,null,null,null,null,null,null,null,0,{"$error":"#DIV/0!"},{"$error":"#DIV/0!"},{"$error":"#DIV/0!"}]
[null,null,null,null,null,null,null,null,0,{"$error":"#DIV/0!"},{"$error":"#DIV/0!"},{"$error":"#DIV/0!"}]
[null,null,null,null,null,null,null,null,0,{"$error":"#DIV/0!"},{"$error":"#DIV/0!"},{"$error":"#DIV/0!"}]
[null,null,null,null,null,null,null,null,0,{"$error":"#DIV/0!"},{"$error":"#DIV/0!"},{"$error":"#DIV/0!"}]
[null,null,null,null,null,null,null,null,0,{"$error":"#DIV/0!"},{"$error":"#DIV/0!"},{"$error":"#DIV/0!"}]
[null,null,null,null,null,null,null,null,0,{"$error":"#DIV/0!"},{"$error":"#DIV/0!"},{"$error":"#DIV/0!"}]
[null,null,null,null,null,null,null,null,0,{"$error":"#DIV/0!"},{"$error":"#DIV/0!"},{"$error":"#DIV/0!"}]
[null,null,null,null,null,null,null,null,0,{"$error":"#DIV/0!"},{"$error":"#DIV/0!"},{"$error":"#DIV/0!"}]
[null,null,null,null,null,null,null,null,0,{"$error":"#DIV/0!"},{"$error":"#DIV/0!"},{"$error":"#DIV/0!"}]
[null,null,null,null,null,null,null,null,0,{"$error":"#DIV/0!"},{"$error":"#DIV/0!"},{"$error":"#DIV/0!"}]
[null,null,null,null,null,null,null,null,0,{"$error":"#DIV/0!"},{"$error":"#DIV/0!"},{"$error":"#DIV/0!"}]
[null,null,null,null,null,null,null,null,0,{"$error":"#DIV/0!"},{"$error":"#DIV/0!"},{"$error":"#DIV/0!"}]
[null,null,null,null,null,null,null,null,0,{"$error":"#DIV/0!"},{"$error":"#DIV/0!"},{"$error":"#DIV/0!"}]
[null,null,null,null,null,null,null,null,0,{"$error":"#DIV/0!"},{"$error":"#DIV/0!"},{"$error":"#DIV/0!"}]
[null,null,null,null,null,null,null,null,0,{"$error":"#DIV/0!"},{"$error":"#DIV/0!"},{"$error":"#DIV/0!"}]
[null,null,null,null,null,null,null,null,0,{"$error":"#DIV/0!"},{"$error":"#DIV/0!"},{"$error":"#DIV/0!"}]
[null,null,null,null,null,null,null,null,0,{"$error":"#DIV/0!"},{"$error":"#DIV/0!"},{"$error":"#DIV/0!"}]
[null,null,null,null,null,null,null,null,0,{"$error":"#DIV/0!"},{"$error":"#DIV/0!"},{"$error":"#DIV/0!"}]
[null,null,null,null,null,null,null,null,0,{"$error":"#DIV/0!"},{"$error":"#DIV/0!"},{"$error":"#DIV/0!"}]
[null,null,null,null,null,null,null,null,0,{"$error":"#DIV/0!"},{"$error":"#DIV/0!"},{"$error":"#DIV/0!"}]
[null,null,null,null,null,null,null,null,{"$f":"IF(F32342<>G32342,1,0)","v":0},{"$error":"#DIV/0!"},{"$f":"F32342/J32342","v":{"$error":"#DIV/0!"}},{"$error":"#DIV/0!"}]
[null,null,null,null,null,null,null,null,0,{"$error":"#DIV/0!"},{"$error":"#DIV/0!"},{"$error":"#DIV/0!"}]
[null,null,null,null,null,null,null,null,0,{"$error":"#DIV/0!"},{"$error":"#DIV/0!"},{"$error":"#DIV/0!"}]
[null,null,null,null,null,null,null,null,0,{"$error":"#DIV/0!"},{"$error":"#DIV/0!"},{"$error":"#DIV/0!"}]
[null,null,null,null,null,null,null,null,0,{"$error":"#DIV/0!"},{"$error":"#DIV/0!"},{"$error":"#DIV/0!"}]
[null,null,null,null,null,null,null,null,0,{"$error":"#DIV/0!"},{"$error":"#DIV/0!"},{"$error":"#DIV/0!"}]
[null,null,null,null,null,null,null,null,0,{"$error":"#DIV/0!"},{"$error":"#DIV/0!"},{"$error":"#DIV/0!"}]
[null,null,null,null,null,null,null,null,0,{"$error":"#DIV/0!"},{"$error":"#DIV/0!"},{"$error":"#DIV/0!"}]
[null,null,null,null,null,null,null,null,0,{"$error":"#DIV/0!"},{"$error":"#DIV/0!"},{"$f":"G32663/J32663","v":{"$error":"#DIV/0!"}}]
[null,null,null,null,null,null,null,null,0,{"$error":"#DIV/0!"},{"$error":"#DIV/0!"},{"$error":"#DIV/0!"}]
[null,null,null,null,null,null,null,null,0,{"$error":"#DIV/0!"},{"$error":"#DIV/0!"},{"$error":"#DIV/0!"}]
[null,null,null,null,null,null,null,null,0,{"$error":"#DIV/0!"},{"$error":"#DIV/0!"},{"$error":"#DIV/0!"}]
[null,null,null,null,null,null,null,null,0,{"$error":"#DIV/0!"},{"$error":"#DIV/0!"},{"$error":"#DIV/0!"}]
[null,null,null,null,null,null,null,null,0,{"$error":"#DIV/0!"},{"$error":"#DIV/0!"},{"$error":"#DIV/0!"}]
[null,null,null,null,null,null,null,null,0,{"$error":"#DIV/0!"},{"$error":"#DIV/0!"},{"$error":"#DIV/0!"}]
[null,null,null,null,null,null,null,null,0,{"$error":"#DIV/0!"},{"$error":"#DIV/0!"},{"$error":"#DIV/0!"}]
[null,null,null,null,null,null,null,null,0,{"$error":"#DIV/0!"},{"$error":"#DIV/0!"},{"$error":"#DIV/0!"}]
[null,null,null,null,null,null,null,null,0,{"$error":"#DIV/0!"},{"$error":"#DIV/0!"},{"$error":"#DIV/0!"}]
[null,null,null,null,null,null,null,null,0,{"$error":"#DIV/0!"},{"$error":"#DIV/0!"},{"$error":"#DIV/0!"}]
[null,null,null,null,null,null,null,null,0,{"$error":"#DIV/0!"},{"$error":"#DIV/0!"},{"$error":"#DIV/0!"}]
[null,null,null,null,null,null,null,null,0,{"$error":"#DIV/0!"},{"$error":"#DIV/0!"},{"$error":"#DIV/0!"}]
[null,null,null,null,null,null,null,null,0,{"$error":"#DIV/0!"},{"$error":"#DIV/0!"},{"$error":"#DIV/0!"}]
[null,null,null,null,null,null,null,null,0,{"$error":"#DIV/0!"},{"$error":"#DIV/0!"},{"$error":"#DIV/0!"}]
[null,null,null,null,null,null,null,null,0,{"$error":"#DIV/0!"},{"$error":"#DIV/0!"},{"$error":"#DIV/0!"}]
[null,null,null,null,null,null,null,null,0,{"$error":"#DIV/0!"},{"$error":"#DIV/0!"},{"$error":"#DIV/0!"}]
[null,null,null,null,null,null,null,null,0,{"$error":"#DIV/0!"},{"$error":"#DIV/0!"},{"$error":"#DIV/0!"}]
[null,null,null,null,null,null,null,null,0,{"$error":"#DIV/0!"},{"$error":"#DIV/0!"},{"$error":"#DIV/0!"}]
[null,null,null,null,null,null,null,null,0,{"$error":"#DIV/0!"},{"$error":"#DIV/0!"},{"$error":"#DIV/0!"}]
[null,null,null,null,null,null,null,null,0,{"$error":"#DIV/0!"},{"$error":"#DIV/0!"},{"$error":"#DIV/0!"}]
[null,null,null,null,null,null,null,null,0,{"$error":"#DIV/0!"},{"$error":"#DIV/0!"},{"$error":"#DIV/0!"}]
[null,null,null,null,null,null,null,null,0,{"$error":"#DIV/0!"},{"$error":"#DIV/0!"},{"$error":"#DIV/0!"}]
[null,null,null,null,null,null,null,null,0,{"$error":"#DIV/0!"},{"$error":"#DIV/0!"},{"$error":"#DIV/0!"}]
[null,null,null,null,null,null,null,null,0,{"$error":"#DIV/0!"},{"$error":"#DIV/0!"},{"$error":"#DIV/0!"}]
[null,null,null,null,null,null,null,null,0,{"$f":"IF(F33625/G33625=1,F33625,J33624)","v":{"$error":"#DIV/0!"}},{"$error":"#DIV/0!"},{"$error":"#DIV/0!"}]
[null,null,null,null,null,null,null,null,0,{"$error":"#DIV/0!"},{"$error":"#DIV/0!"},{"$error":"#DIV/0!"}]
[null,null,null,null,null,null,null,null,0,{"$error":"#DIV/0!"},{"$error":"#DIV/0!"},{"$error":"#DIV/0!"}]
[null,null,null,null,null,null,null,null,0,{"$error":"#DIV/0!"},{"$error":"#DIV/0!"},{"$error":"#DIV/0!"}]
[null,null,null,null,null,null,null,null,0,{"$error":"#DIV/0!"},{"$error":"#DIV/0!"},{"$error":"#DIV/0!"}]
[null,null,null,null,null,null,null,null,0,{"$error":"#DIV/0!"},{"$error":"#DIV/0!"},{"$error":"#DIV/0!"}]
[null,null,null,null,null,null,null,null,0,{"$error":"#DIV/0!"},{"$error":"#DIV/0!"},{"$error":"#DIV/0!"}]
[null,null,null,null,null,null,null,null,0,{"$error":"#DIV/0!"},{"$error":"#DIV/0!"},{"$error":"#DIV/0!"}]
[null,null,null,null,null,null,null,null,0,{"$error":"#DIV/0!"},{"$error":"#DIV/0!"},{"$error":"#DIV/0!"}]
[null,null,null,null,null,null,null,null,0,{"$error":"#DIV/0!"},{"$error":"#DIV/0!"},{"$error":"#DIV/0!"}]
[null,null,null,null,null,null,null,null,0,{"$error":"#DIV/0!"},{"$error":"#DIV/0!"},{"$error":"#DIV/0!"}]
[null,null,null,null,null,null,null,null,0,{"$error":"#DIV/0!"},{"$error":"#DIV/0!"},{"$error":"#DIV/0!"}]
[null,null,null,null,null,null,null,null,0,{"$error":"#DIV/0!"},{"$error":"#DIV/0!"},{"$error":"#DIV/0!"}]
[null,null,null,null,null,null,null,null,0,{"$error":"#DIV/0!"},{"$error":"#DIV/0!"},{"$error":"#DIV/0!"}]
[null,null,null,null,null,null,null,null,0,{"$error":"#DIV/0!"},{"$error":"#DIV/0!"},{"$error":"#DIV/0!"}]
[null,null,null,null,null,null,null,null,0,{"$error":"#DIV/0!"},{"$error":"#DIV/0!"},{"$error":"#DIV/0!"}]
[null,null,null,null,null,null,null,null,{"$f":"IF(F34262<>G34262,1,0)","v":0},{"$error":"#DIV/0!"},{"$f":"F34262/J34262","v":{"$error":"#DIV/0!"}},{"$error":"#DIV/0!"}]
[null,null,null,null,null,null,null,null,0,{"$error":"#DIV/0!"},{"$error":"#DIV/0!"},{"$error":"#DIV/0!"}]
[null,null,null,null,null,null,null,null,0,{"$error":"#DIV/0!"},{"$error":"#DIV/0!"},{"$error":"#DIV/0!"}]
[null,null,null,null,null,null,null,null,0,{"$error":"#DIV/0!"},{"$error":"#DIV/0!"},{"$error":"#DIV/0!"}]
[null,null,null,null,null,null,null,null,0,{"$error":"#DIV/0!"},{"$error":"#DIV/0!"},{"$error":"#DIV/0!"}]
[null,null,null,null,null,null,null,null,0,{"$error":"#DIV/0!"},{"$error":"#DIV/0!"},{"$error":"#DIV/0!"}]
[null,null,null,null,null,null,null,null,0,{"$error":"#DIV/0!"},{"$error":"#DIV/0!"},{"$error":"#DIV/0!"}]
[null,null,null,null,null,null,null,null,0,{"$error":"#DIV/0!"},{"$error":"#DIV/0!"},{"$error":"#DIV/0!"}]
[null,null,null,null,null,null,null,null,0,{"$error":"#DIV/0!"},{"$error":"#DIV/0!"},{"$error":"#DIV/0!"}]
[null,null,null,null,null,null,null,null,0,{"$error":"#DIV/0!"},{"$error":"#DIV/0!"},{"$error":"#DIV/0!"}]
[null,null,null,null,null,null,null,null,0,{"$error":"#DIV/0!"},{"$error":"#DIV/0!"},{"$error":"#DIV/0!"}]
[null,null,null,null,null,null,null,null,0,{"$error":"#DIV/0!"},{"$error":"#DIV/0!"},{"$error":"#DIV/0!"}]
[null,null,null,null,null,null,null,null,0,{"$error":"#DIV/0!"},{"$error":"#DIV/0!"},{"$error":"#DIV/0!"}]
[null,null,null,null,null,null,null,null,0,{"$error":"#DIV/0!"},{"$error":"#DIV/0!"},{"$error":"#DIV/0!"}]
[null,null,null,null,null,null,null,null,0,{"$error":"#DIV/0!"},{"$error":"#DIV/0!"},{"$error":"#DIV/0!"}]
[null,null,null,null,null,null,null,null,0,{"$error":"#DIV/0!"},{"$error":"#DIV/0!"},{"$error":"#DIV/0!"}]
[null,null,null,null,null,null,null,null,0,{"$error":"#DIV/0!"},{"$error":"#DIV/0!"},{"$error":"#DIV/0!"}]
[null,null,null,null,null,null,null,null,0,{"$error":"#DIV/0!"},{"$error":"#DIV/0!"},{"$error":"#DIV/0!"}]
[null,null,null,null,null,null,null,null,0,{"$error":"#DIV/0!"},{"$error":"#DIV/0!"},{"$error":"#DIV/0!"}]
[null,null,null,null,null,null,null,null,0,{"$error":"#DIV/0!"},{"$error":"#DIV/0!"},{"$error":"#DIV/0!"}]
[null,null,null,null,null,null,null,null,0,{"$error":"#DIV/0!"},{"$error":"#DIV/0!"},{"$error":"#DIV/0!"}]
[null,null,null,null,null,null,null,null,0,{"$error":"#DIV/0!"},{"$error":"#DIV/0!"},{"$error":"#DIV/0!"}]
[null,null,null,null,null,null,null,null,0,{"$error":"#DIV/0!"},{"$error":"#DIV/0!"},{"$error":"#DIV/0!"}]
[null,null,null,null,null,null,null,null,0,{"$error":"#DIV/0!"},{"$error":"#DIV/0!"},{"$error":"#DIV/0!"}]
[null,null,null,null,null,null,null,null,0,{"$error":"#DIV/0!"},{"$error":"#DIV/0!"},{"$error":"#DIV/0!"}]
[null,null,null,null,null,null,null,null,0,{"$error":"#DIV/0!"},{"$error":"#DIV/0!"},{"$error":"#DIV/0!"}]
[null,null,null,null,null,null,null,null,0,{"$error":"#DIV/0!"},{"$error":"#DIV/0!"},{"$error":"#DIV/0!"}]
[null,null,null,null,null,null,null,null,0,{"$error":"#DIV/0!"},{"$error":"#DIV/0!"},{"$error":"#DIV/0!"}]
[null,null,null,null,null,null,null,null,0,{"$error":"#DIV/0!"},{"$error":"#DIV/0!"},{"$error":"#DIV/0!"}]
[null,null,null,null,null,null,null,null,0,{"$error":"#DIV/0!"},{"$error":"#DIV/0!"},{"$error":"#DIV/0!"}]
[null,null,null,null,null,null,null,null,0,{"$error":"#DIV/0!"},{"$error":"#DIV/0!"},{"$error":"#DIV/0!"}]
[null,null,null,null,null,null,null,null,0,{"$error":"#DIV/0!"},{"$error":"#DIV/0!"},{"$error":"#DIV/0!"}]
[null,null,null,null,null,null,null,null,0,{"$error":"#DIV/0!"},{"$error":"#DIV/0!"},{"$error":"#DIV/0!"}]
[null,null,null,null,null,null,null,null,0,{"$error":"#DIV/0!"},{"$error":"#DIV/0!"},{"$error":"#DIV/0!"}]
[null,null,null,null,null,null,null,null,0,{"$error":"#DIV/0!"},{"$error":"#DIV/0!"},{"$error":"#DIV/0!"}]
[null,null,null,null,null,null,null,null,0,{"$error":"#DIV/0!"},{"$error":"#DIV/0!"},{"$error":"#DIV/0!"}]
[null,null,null,null,null,null,null,null,0,{"$error":"#DIV/0!"},{"$error":"#DIV/0!"},{"$error":"#DIV/0!"}]
[null,null,null,null,null,null,null,null,0,{"$error":"#DIV/0!"},{"$error":"#DIV/0!"},{"$error":"#DIV/0!"}]
[null,null,null,null,null,null,null,null,0,{"$error":"#DIV/0!"},{"$error":"#DIV/0!"},{"$error":"#DIV/0!"}]
[null,null,null,null,null,null,null,null,0,{"$error":"#DIV/0!"},{"$error":"#DIV/0!"},{"$error":"#DIV/0!"}]
[null,null,null,null,null,null,null,null,0,{"$error":"#DIV/0!"},{"$error":"#DIV/0!"},{"$error":"#DIV/0!"}]
[null,null,null,null,null,null,null,null,0,{"$error":"#DIV/0!"},{"$error":"#DIV/0!"},{"$error":"#DIV/0!"}]
[null,null,null,null,null,null,null,null,0,{"$error":"#DIV/0!"},{"$error":"#DIV/0!"},{"$error":"#DIV/0!"}]
[null,null,null,null,null,null,null,null,0,{"$error":"#DIV/0!"},{"$error":"#DIV/0!"},{"$f":"G35927/J35927","v":{"$error":"#DIV/0!"}}]
[null,null,null,null,null,null,null,null,0,{"$error":"#DIV/0!"},{"$error":"#DIV/0!"},{"$error":"#DIV/0!"}]
[null,null,null,null,null,null,null,null,0,{"$error":"#DIV/0!"},{"$error":"#DIV/0!"},{"$error":"#DIV/0!"}]
[null,null,null,null,null,null,null,null,0,{"$error":"#DIV/0!"},{"$error":"#DIV/0!"},{"$error":"#DIV/0!"}]
[null,null,null,null,null,null,null,null,0,{"$error":"#DIV/0!"},{"$error":"#DIV/0!"},{"$error":"#DIV/0!"}]
[null,null,null,null,null,null,null,null,0,{"$error":"#DIV/0!"},{"$error":"#DIV/0!"},{"$error":"#DIV/0!"}]
[null,null,null,null,null,null,null,null,0,{"$error":"#DIV/0!"},{"$error":"#DIV/0!"},{"$error":"#DIV/0!"}]
[null,null,null,null,null,null,null,null,0,{"$error":"#DIV/0!"},{"$error":"#DIV/0!"},{"$f":"G36183/J36183","v":{"$error":"#DIV/0!"}}]
[null,null,null,null,null,null,null,null,0,{"$error":"#DIV/0!"},{"$error":"#DIV/0!"},{"$error":"#DIV/0!"}]
[null,null,null,null,null,null,null,null,0,{"$error":"#DIV/0!"},{"$error":"#DIV/0!"},{"$error":"#DIV/0!"}]
[null,null,null,null,null,null,null,null,0,{"$error":"#DIV/0!"},{"$error":"#DIV/0!"},{"$error":"#DIV/0!"}]
[null,null,null,null,null,null,null,null,0,{"$error":"#DIV/0!"},{"$error":"#DIV/0!"},{"$error":"#DIV/0!"}]
[null,null,null,null,null,null,null,null,0,{"$error":"#DIV/0!"},{"$error":"#DIV/0!"},{"$error":"#DIV/0!"}]
[null,null,null,null,null,null,null,null,0,{"$error":"#DIV/0!"},{"$error":"#DIV/0!"},{"$error":"#DIV/0!"}]
[null,null,null,null,null,null,null,null,0,{"$error":"#DIV/0!"},{"$error":"#DIV/0!"},{"$error":"#DIV/0!"}]
[null,null,null,null,null,null,null,null,0,{"$error":"#DIV/0!"},{"$error":"#DIV/0!"},{"$error":"#DIV/0!"}]
[null,null,null,null,null,null,null,null,0,{"$error":"#DIV/0!"},{"$error":"#DIV/0!"},{"$error":"#DIV/0!"}]
[null,null,null,null,null,null,null,null,0,{"$error":"#DIV/0!"},{"$error":"#DIV/0!"},{"$error":"#DIV/0!"}]
[null,null,null,null,null,null,null,null,0,{"$error":"#DIV/0!"},{"$error":"#DIV/0!"},{"$error":"#DIV/0!"}]
[null,null,null,null,null,null,null,null,0,{"$error":"#DIV/0!"},{"$error":"#DIV/0!"},{"$error":"#DIV/0!"}]
[null,null,null,null,null,null,null,null,0,{"$error":"#DIV/0!"},{"$error":"#DIV/0!"},{"$error":"#DIV/0!"}]
[null,null,null,null,null,null,null,null,0,{"$error":"#DIV/0!"},{"$error":"#DIV/0!"},{"$error":"#DIV/0!"}]
[null,null,null,null,null,null,null,null,0,{"$error":"#DIV/0!"},{"$error":"#DIV/0!"},{"$error":"#DIV/0!"}]
[null,null,null,null,null,null,null,null,0,{"$error":"#DIV/0!"},{"$error":"#DIV/0!"},{"$error":"#DIV/0!"}]
[null,null,null,null,null,null,null,null,0,{"$error":"#DIV/0!"},{"$error":"#DIV/0!"},{"$error":"#DIV/0!"}]
[null,null,null,null,null,null,null,null,0,{"$error":"#DIV/0!"},{"$error":"#DIV/0!"},{"$error":"#DIV/0!"}]
[null,null,null,null,null,null,null,null,0,{"$error":"#DIV/0!"},{"$error":"#DIV/0!"},{"$error":"#DIV/0!"}]
[null,null,null,null,null,null,null,null,0,{"$error":"#DIV/0!"},{"$error":"#DIV/0!"},{"$error":"#DIV/0!"}]
[null,null,null,null,null,null,null,null,0,{"$error":"#DIV/0!"},{"$error":"#DIV/0!"},{"$error":"#DIV/0!"}]
[null,null,null,null,null,null,null,null,0,{"$error":"#DIV/0!"},{"$error":"#DIV/0!"},{"$error":"#DIV/0!"}]
[null,null,null,null,null,null,null,null,0,{"$error":"#DIV/0!"},{"$error":"#DIV/0!"},{"$error":"#DIV/0!"}]
[null,null,null,null,null,null,null,null,0,{"$error":"#DIV/0!"},{"$error":"#DIV/0!"},{"$error":"#DIV/0!"}]
[null,null,null,null,null,null,null,null,0,{"$error":"#DIV/0!"},{"$error":"#DIV/0!"},{"$error":"#DIV/0!"}]
[null,null,null,null,null,null,null,null,0,{"$error":"#DIV/0!"},{"$error":"#DIV/0!"},{"$error":"#DIV/0!"}]
[null,null,null,null,null,null,null,null,0,{"$error":"#DIV/0!"},{"$error":"#DIV/0!"},{"$error":"#DIV/0!"}]
[null,null,null,null,null,null,null,null,0,{"$error":"#DIV/0!"},{"$error":"#DIV/0!"},{"$error":"#DIV/0!"}]
[null,null,null,null,null,null,null,null,0,{"$f":"IF(F37337/G37337=1,F37337,J37336)","v":{"$error":"#DIV/0!"}},{"$error":"#DIV/0!"},{"$error":"#DIV/0!"}]
[null,null,null,null,null,null,null,null,0,{"$error":"#DIV/0!"},{"$error":"#DIV/0!"},{"$error":"#DIV/0!"}]
[null,null,null,null,null,null,null,null,0,{"$error":"#DIV/0!"},{"$error":"#DIV/0!"},{"$error":"#DIV/0!"}]
[null,null,null,null,null,null,null,null,0,{"$error":"#DIV/0!"},{"$error":"#DIV/0!"},{"$error":"#DIV/0!"}]
[null,null,null,null,null,null,null,null,0,{"$f":"IF(F37465/G37465=1,F37465,J37464)","v":{"$error":"#DIV/0!"}},{"$error":"#DIV/0!"},{"$error":"#DIV/0!"}]
[null,null,null,null,null,null,null,null,0,{"$error":"#DIV/0!"},{"$error":"#DIV/0!"},{"$error":"#DIV/0!"}]
[null,null,null,null,null,null,null,null,0,{"$error":"#DIV/0!"},{"$error":"#DIV/0!"},{"$error":"#DIV/0!"}]
[null,null,null,null,null,null,null,null,0,{"$error":"#DIV/0!"},{"$error":"#DIV/0!"},{"$error":"#DIV/0!"}]
[null,null,null,null,null,null,null,null,0,{"$error":"#DIV/0!"},{"$error":"#DIV/0!"},{"$error":"#DIV/0!"}]
[null,null,null,null,null,null,null,null,0,{"$error":"#DIV/0!"},{"$error":"#DIV/0!"},{"$error":"#DIV/0!"}]
[null,null,null,null,null,null,null,null,0,{"$error":"#DIV/0!"},{"$error":"#DIV/0!"},{"$error":"#DIV/0!"}]
[null,null,null,null,null,null,null,null,0,{"$error":"#DIV/0!"},{"$error":"#DIV/0!"},{"$error":"#DIV/0!"}]
[null,null,null,null,null,null,null,null,0,{"$error":"#DIV/0!"},{"$error":"#DIV/0!"},{"$error":"#DIV/0!"}]
[null,null,null,null,null,null,null,null,0,{"$error":"#DIV/0!"},{"$error":"#DIV/0!"},{"$error":"#DIV/0!"}]
[null,null,null,null,null,null,null,null,0,{"$error":"#DIV/0!"},{"$error":"#DIV/0!"},{"$error":"#DIV/0!"}]
[null,null,null,null,null,null,null,null,0,{"$error":"#DIV/0!"},{"$error":"#DIV/0!"},{"$error":"#DIV/0!"}]
[null,null,null,null,null,null,null,null,0,{"$error":"#DIV/0!"},{"$error":"#DIV/0!"},{"$error":"#DIV/0!"}]
[null,null,null,null,null,null,null,null,0,{"$error":"#DIV/0!"},{"$error":"#DIV/0!"},{"$error":"#DIV/0!"}]
[null,null,null,null,null,null,null,null,0,{"$error":"#DIV/0!"},{"$error":"#DIV/0!"},{"$error":"#DIV/0!"}]
[null,null,null,null,null,null,null,null,0,{"$error":"#DIV/0!"},{"$error":"#DIV/0!"},{"$error":"#DIV/0!"}]
[null,null,null,null,null,null,null,null,0,{"$error":"#DIV/0!"},{"$error":"#DIV/0!"},{"$error":"#DIV/0!"}]
[null,null,null,null,null,null,null,null,0,{"$error":"#DIV/0!"},{"$error":"#DIV/0!"},{"$error":"#DIV/0!"}]
[null,null,null,null,null,null,null,null,0,{"$error":"#DIV/0!"},{"$error":"#DIV/0!"},{"$error":"#DIV/0!"}]
[null,null,null,null,null,null,null,null,0,{"$error":"#DIV/0!"},{"$error":"#DIV/0!"},{"$error":"#DIV/0!"}]
[null,null,null,null,null,null,null,null,0,{"$error":"#DIV/0!"},{"$error":"#DIV/0!"},{"$error":"#DIV/0!"}]
[null,null,null,null,null,null,null,null,0,{"$error":"#DIV/0!"},{"$error":"#DIV/0!"},{"$error":"#DIV/0!"}]
[null,null,null,null,null,null,null,null,0,{"$error":"#DIV/0!"},{"$error":"#DIV/0!"},{"$error":"#DIV/0!"}]
[null,null,null,null,null,null,null,null,0,{"$error":"#DIV/0!"},{"$error":"#DIV/0!"},{"$error":"#DIV/0!"}]
[null,null,null,null,null,null,null,null,0,{"$error":"#DIV/0!"},{"$error":"#DIV/0!"},{"$error":"#DIV/0!"}]
[null,null,null,null,null,null,null,null,0,{"$error":"#DIV/0!"},{"$error":"#DIV/0!"},{"$error":"#DIV/0!"}]
[null,null,null,null,null,null,null,null,0,{"$error":"#DIV/0!"},{"$error":"#DIV/0!"},{"$error":"#DIV/0!"}]
[null,null,null,null,null,null,null,null,0,{"$error":"#DIV/0!"},{"$error":"#DIV/0!"},{"$error":"#DIV/0!"}]
[null,null,null,null,null,null,null,null,0,{"$error":"#DIV/0!"},{"$error":"#DIV/0!"},{"$error":"#DIV/0!"}]
[null,null,null,null,null,null,null,null,0,{"$error":"#DIV/0!"},{"$error":"#DIV/0!"},{"$error":"#DIV/0!"}]
[null,null,null,null,null,null,null,null,0,{"$error":"#DIV/0!"},{"$error":"#DIV/0!"},{"$error":"#DIV/0!"}]
[null,null,null,null,null,null,null,null,0,{"$error":"#DIV/0!"},{"$error":"#DIV/0!"},{"$error":"#DIV/0!"}]
[null,null,null,null,null,null,null,null,0,{"$error":"#DIV/0!"},{"$error":"#DIV/0!"},{"$error":"#DIV/0!"}]
[null,null,null,null,null,null,null,null,{"$f":"IF(F38742<>G38742,1,0)","v":0},{"$error":"#DIV/0!"},{"$f":"F38742/J38742","v":{"$error":"#DIV/0!"}},{"$error":"#DIV/0!"}]
[null,null,null,null,null,null,null,null,0,{"$error":"#DIV/0!"},{"$error":"#DIV/0!"},{"$error":"#DIV/0!"}]
[null,null,null,null,null,null,null,null,0,{"$error":"#DIV/0!"},{"$error":"#DIV/0!"},{"$error":"#DIV/0!"}]
[null,null,null,null,null,null,null,null,0,{"$error":"#DIV/0!"},{"$error":"#DIV/0!"},{"$error":"#DIV/0!"}]
[null,null,null,null,null,null,null,null,0,{"$error":"#DIV/0!"},{"$error":"#DIV/0!"},{"$error":"#DIV/0!"}]
[null,null,null,null,null,null,null,null,0,{"$error":"#DIV/0!"},{"$error":"#DIV/0!"},{"$error":"#DIV/0!"}]
[null,null,null,null,null,null,null,null,0,{"$error":"#DIV/0!"},{"$error":"#DIV/0!"},{"$error":"#DIV/0!"}]
[null,null,null,null,null,null,null,null,0,{"$error":"#DIV/0!"},{"$error":"#DIV/0!"},{"$error":"#DIV/0!"}]
[null,null,null,null,null,null,null,null,0,{"$error":"#DIV/0!"},{"$error":"#DIV/0!"},{"$error":"#DIV/0!"}]
[null,null,null,null,null,null,null,null,0,{"$error":"#DIV/0!"},{"$error":"#DIV/0!"},{"$error":"#DIV/0!"}]
[null,null,null,null,null,null,null,null,0,{"$error":"#DIV/0!"},{"$error":"#DIV/0!"},{"$error":"#DIV/0!"}]
[null,null,null,null,null,null,null,null,0,{"$error":"#DIV/0!"},{"$error":"#DIV/0!"},{"$error":"#DIV/0!"}]
[null,null,null,null,null,null,null,null,0,{"$error":"#DIV/0!"},{"$error":"#DIV/0!"},{"$error":"#DIV/0!"}]
[null,null,null,null,null,null,null,null,0,{"$error":"#DIV/0!"},{"$error":"#DIV/0!"},{"$error":"#DIV/0!"}]
[null,null,null,null,null,null,null,null,0,{"$error":"#DIV/0!"},{"$error":"#DIV/0!"},{"$error":"#DIV/0!"}]
[null,null,null,null,null,null,null,null,0,{"$error":"#DIV/0!"},{"$error":"#DIV/0!"},{"$error":"#DIV/0!"}]
[null,null,null,null,null,null,null,null,0,{"$error":"#DIV/0!"},{"$error":"#DIV/0!"},{"$error":"#DIV/0!"}]
[null,null,null,null,null,null,null,null,0,{"$error":"#DIV/0!"},{"$error":"#DIV/0!"},{"$error":"#DIV/0!"}]
[null,null,null,null,null,null,null,null,0,{"$error":"#DIV/0!"},{"$error":"#DIV/0!"},{"$f":"G39447/J39447","v":{"$error":"#DIV/0!"}}]
[null,null,null,null,null,null,null,null,0,{"$error":"#DIV/0!"},{"$error":"#DIV/0!"},{"$error":"#DIV/0!"}]
[null,null,null,null,null,null,null,null,0,{"$error":"#DIV/0!"},{"$error":"#DIV/0!"},{"$error":"#DIV/0!"}]
[null,null,null,null,null,null,null,null,0,{"$error":"#DIV/0!"},{"$error":"#DIV/0!"},{"$error":"#DIV/0!"}]
[null,null,null,null,null,null,null,null,0,{"$error":"#DIV/0!"},{"$error":"#DIV/0!"},{"$error":"#DIV/0!"}]
[null,null,null,null,null,null,null,null,0,{"$error":"#DIV/0!"},{"$error":"#DIV/0!"},{"$error":"#DIV/0!"}]
[null,null,null,null,null,null,null,null,0,{"$error":"#DIV/0!"},{"$error":"#DIV/0!"},{"$error":"#DIV/0!"}]
[null,null,null,null,null,null,null,null,0,{"$error":"#DIV/0!"},{"$error":"#DIV/0!"},{"$error":"#DIV/0!"}]
[null,null,null,null,null,null,null,null,0,{"$error":"#DIV/0!"},{"$error":"#DIV/0!"},{"$error":"#DIV/0!"}]
[null,null,null,null,null,null,null,null,0,{"$error":"#DIV/0!"},{"$error":"#DIV/0!"},{"$error":"#DIV/0!"}]
[null,null,null,null,null,null,null,null,0,{"$error":"#DIV/0!"},{"$error":"#DIV/0!"},{"$error":"#DIV/0!"}]
[null,null,null,null,null,null,null,null,0,{"$error":"#DIV/0!"},{"$error":"#DIV/0!"},{"$error":"#DIV/0!"}]
[null,null,null,null,null,null,null,null,0,{"$error":"#DIV/0!"},{"$error":"#DIV/0!"},{"$error":"#DIV/0!"}]
[null,null,null,null,null,null,null,null,0,{"$error":"#DIV/0!"},{"$error":"#DIV/0!"},{"$error":"#DIV/0!"}]
[null,null,null,null,null,null,null,null,0,{"$error":"#DIV/0!"},{"$error":"#DIV/0!"},{"$error":"#DIV/0!"}]
[null,null,null,null,null,null,null,null,0,{"$error":"#DIV/0!"},{"$error":"#DIV/0!"},{"$error":"#DIV/0!"}]
[null,null,null,null,null,null,null,null,0,{"$error":"#DIV/0!"},{"$error":"#DIV/0!"},{"$error":"#DIV/0!"}]
[null,null,null,null,null,null,null,null,0,{"$error":"#DIV/0!"},{"$error":"#DIV/0!"},{"$error":"#DIV/0!"}]
[null,null,null,null,null,null,null,null,0,{"$error":"#DIV/0!"},{"$error":"#DIV/0!"},{"$error":"#DIV/0!"}]
[null,null,null,null,null,null,null,null,0,{"$error":"#DIV/0!"},{"$error":"#DIV/0!"},{"$error":"#DIV/0!"}]
[null,null,null,null,null,null,null,null,0,{"$error":"#DIV/0!"},{"$error":"#DIV/0!"},{"$error":"#DIV/0!"}]
[null,null,null,null,null,null,null,null,0,{"$error":"#DIV/0!"},{"$error":"#DIV/0!"},{"$error":"#DIV/0!"}]
[null,null,null,null,null,null,null,null,0,{"$error":"#DIV/0!"},{"$error":"#DIV/0!"},{"$error":"#DIV/0!"}]
[null,null,null,null,null,null,null,null,0,{"$error":"#DIV/0!"},{"$error":"#DIV/0!"},{"$error":"#DIV/0!"}]
[null,null,null,null,null,null,null,null,0,{"$error":"#DIV/0!"},{"$error":"#DIV/0!"},{"$error":"#DIV/0!"}]
[null,null,null,null,null,null,null,null,0,{"$f":"IF(F40409/G40409=1,F40409,J40408)","v":{"$error":"#DIV/0!"}},{"$error":"#DIV/0!"},{"$error":"#DIV/0!"}]
[null,null,null,null,null,null,null,null,0,{"$error":"#DIV/0!"},{"$error":"#DIV/0!"},{"$error":"#DIV/0!"}]
[null,null,null,null,null,null,null,null,0,{"$error":"#DIV/0!"},{"$error":"#DIV/0!"},{"$error":"#DIV/0!"}]
[null,null,null,null,null,null,null,null,0,{"$error":"#DIV/0!"},{"$error":"#DIV/0!"},{"$error":"#DIV/0!"}]
[null,null,null,null,null,null,null,null,0,{"$f":"IF(F40601/G40601=1,F40601,J40600)","v":{"$error":"#DIV/0!"}},{"$error":"#DIV/0!"},{"$error":"#DIV/0!"}]
[null,null,null,null,null,null,null,null,0,{"$error":"#DIV/0!"},{"$error":"#DIV/0!"},{"$error":"#DIV/0!"}]
[null,null,null,null,null,null,null,null,0,{"$error":"#DIV/0!"},{"$error":"#DIV/0!"},{"$error":"#DIV/0!"}]
[null,null,null,null,null,null,null,null,0,{"$error":"#DIV/0!"},{"$error":"#DIV/0!"},{"$error":"#DIV/0!"}]
[null,null,null,null,null,null,null,null,0,{"$error":"#DIV/0!"},{"$error":"#DIV/0!"},{"$error":"#DIV/0!"}]
[null,null,null,null,null,null,null,null,0,{"$error":"#DIV/0!"},{"$error":"#DIV/0!"},{"$error":"#DIV/0!"}]
[null,null,null,null,null,null,null,null,0,{"$error":"#DIV/0!"},{"$error":"#DIV/0!"},{"$error":"#DIV/0!"}]
[null,null,null,null,null,null,null,null,0,{"$error":"#DIV/0!"},{"$error":"#DIV/0!"},{"$error":"#DIV/0!"}]
[null,null,null,null,null,null,null,null,0,{"$error":"#DIV/0!"},{"$error":"#DIV/0!"},{"$error":"#DIV/0!"}]
[null,null,null,null,null,null,null,null,0,{"$error":"#DIV/0!"},{"$error":"#DIV/0!"},{"$error":"#DIV/0!"}]
[null,null,null,null,null,null,null,null,0,{"$error":"#DIV/0!"},{"$error":"#DIV/0!"},{"$error":"#DIV/0!"}]
[null,null,null,null,null,null,null,null,0,{"$error":"#DIV/0!"},{"$error":"#DIV/0!"},{"$error":"#DIV/0!"}]
[null,null,null,null,null,null,null,null,0,{"$error":"#DIV/0!"},{"$error":"#DIV/0!"},{"$error":"#DIV/0!"}]
[null,null,null,null,null,null,null,null,0,{"$error":"#DIV/0!"},{"$error":"#DIV/0!"},{"$error":"#DIV/0!"}]
[null,null,null,null,null,null,null,null,0,{"$error":"#DIV/0!"},{"$error":"#DIV/0!"},{"$error":"#DIV/0!"}]
[null,null,null,null,null,null,null,null,0,{"$error":"#DIV/0!"},{"$error":"#DIV/0!"},{"$error":"#DIV/0!"}]
[null,null,null,null,null,null,null,null,0,{"$error":"#DIV/0!"},{"$error":"#DIV/0!"},{"$error":"#DIV/0!"}]
[null,null,null,null,null,null,null,null,0,{"$error":"#DIV/0!"},{"$error":"#DIV/0!"},{"$error":"#DIV/0!"}]
[null,null,null,null,null,null,null,null,0,{"$error":"#DIV/0!"},{"$error":"#DIV/0!"},{"$error":"#DIV/0!"}]
[null,null,null,null,null,null,null,null,0,{"$error":"#DIV/0!"},{"$error":"#DIV/0!"},{"$error":"#DIV/0!"}]
[null,null,null,null,null,null,null,null,0,{"$error":"#DIV/0!"},{"$error":"#DIV/0!"},{"$error":"#DIV/0!"}]
[null,null,null,null,null,null,null,null,0,{"$error":"#DIV/0!"},{"$error":"#DIV/0!"},{"$error":"#DIV/0!"}]
[null,null,null,null,null,null,null,null,0,{"$error":"#DIV/0!"},{"$error":"#DIV/0!"},{"$error":"#DIV/0!"}]
[null,null,null,null,null,null,null,null,0,{"$error":"#DIV/0!"},{"$error":"#DIV/0!"},{"$error":"#DIV/0!"}]
[null,null,null,null,null,null,null,null,0,{"$error":"#DIV/0!"},{"$error":"#DIV/0!"},{"$error":"#DIV/0!"}]
[null,null,null,null,null,null,null,null,0,{"$error":"#DIV/0!"},{"$error":"#DIV/0!"},{"$error":"#DIV/0!"}]
[null,null,null,null,null,null,null,null,0,{"$error":"#DIV/0!"},{"$error":"#DIV/0!"},{"$error":"#DIV/0!"}]
[null,null,null,null,null,null,null,null,0,{"$error":"#DIV/0!"},{"$error":"#DIV/0!"},{"$error":"#DIV/0!"}]
[null,null,null,null,null,null,null,null,0,{"$error":"#DIV/0!"},{"$error":"#DIV/0!"},{"$error":"#DIV/0!"}]
[null,null,null,null,null,null,null,null,0,{"$error":"#DIV/0!"},{"$error":"#DIV/0!"},{"$error":"#DIV/0!"}]
[null,null,null,null,null,null,null,null,0,{"$error":"#DIV/0!"},{"$error":"#DIV/0!"},{"$error":"#DIV/0!"}]
[null,null,null,null,null,null,null,null,0,{"$error":"#DIV/0!"},{"$error":"#DIV/0!"},{"$error":"#DIV/0!"}]
[null,null,null,null,null,null,null,null,0,{"$error":"#DIV/0!"},{"$error":"#DIV/0!"},{"$error":"#DIV/0!"}]
[null,null,null,null,null,null,null,null,0,{"$error":"#DIV/0!"},{"$error":"#DIV/0!"},{"$error":"#DIV/0!"}]
[null,null,null,null,null,null,null,null,0,{"$error":"#DIV/0!"},{"$error":"#DIV/0!"},{"$error":"#DIV/0!"}]
[null,null,null,null,null,null,null,null,0,{"$error":"#DIV/0!"},{"$error":"#DIV/0!"},{"$error":"#DIV/0!"}]
[null,null,null,null,null,null,null,null,0,{"$error":"#DIV/0!"},{"$error":"#DIV/0!"},{"$error":"#DIV/0!"}]
[null,null,null,null,null,null,null,null,0,{"$error":"#DIV/0!"},{"$error":"#DIV/0!"},{"$error":"#DIV/0!"}]
[null,null,null,null,null,null,null,null,0,{"$error":"#DIV/0!"},{"$error":"#DIV/0!"},{"$error":"#DIV/0!"}]
[null,null,null,null,null,null,null,null,0,{"$error":"#DIV/0!"},{"$error":"#DIV/0!"},{"$error":"#DIV/0!"}]
[null,null,null,null,null,null,null,null,0,{"$error":"#DIV/0!"},{"$error":"#DIV/0!"},{"$error":"#DIV/0!"}]
[null,null,null,null,null,null,null,null,0,{"$error":"#DIV/0!"},{"$error":"#DIV/0!"},{"$error":"#DIV/0!"}]
[null,null,null,null,null,null,null,null,0,{"$error":"#DIV/0!"},{"$error":"#DIV/0!"},{"$error":"#DIV/0!"}]
[null,null,null,null,null,null,null,null,0,{"$error":"#DIV/0!"},{"$error":"#DIV/0!"},{"$error":"#DIV/0!"}]
[null,null,null,null,null,null,null,null,0,{"$error":"#DIV/0!"},{"$error":"#DIV/0!"},{"$error":"#DIV/0!"}]
[null,null,null,null,null,null,null,null,0,{"$error":"#DIV/0!"},{"$error":"#DIV/0!"},{"$error":"#DIV/0!"}]
[null,null,null,null,null,null,null,null,0,{"$error":"#DIV/0!"},{"$error":"#DIV/0!"},{"$error":"#DIV/0!"}]
[null,null,null,null,null,null,null,null,0,{"$error":"#DIV/0!"},{"$error":"#DIV/0!"},{"$error":"#DIV/0!"}]
[null,null,null,null,null,null,null,null,0,{"$error":"#DIV/0!"},{"$error":"#DIV/0!"},{"$error":"#DIV/0!"}]
[null,null,null,null,null,null,null,null,0,{"$error":"#DIV/0!"},{"$error":"#DIV/0!"},{"$error":"#DIV/0!"}]
[null,null,null,null,null,null,null,null,0,{"$error":"#DIV/0!"},{"$error":"#DIV/0!"},{"$error":"#DIV/0!"}]
[null,null,null,null,null,null,null,null,0,{"$error":"#DIV/0!"},{"$error":"#DIV/0!"},{"$error":"#DIV/0!"}]
[null,null,null,null,null,null,null,null,{"$f":"IF(F42582<>G42582,1,0)","v":0},{"$error":"#DIV/0!"},{"$f":"F42582/J42582","v":{"$error":"#DIV/0!"}},{"$error":"#DIV/0!"}]
[null,null,null,null,null,null,null,null,0,{"$error":"#DIV/0!"},{"$error":"#DIV/0!"},{"$error":"#DIV/0!"}]
[null,null,null,null,null,null,null,null,0,{"$error":"#DIV/0!"},{"$error":"#DIV/0!"},{"$error":"#DIV/0!"}]
[null,null,null,null,null,null,null,null,0,{"$error":"#DIV/0!"},{"$error":"#DIV/0!"},{"$f":"G42711/J42711","v":{"$error":"#DIV/0!"}}]
[null,null,null,null,null,null,null,null,0,{"$error":"#DIV/0!"},{"$error":"#DIV/0!"},{"$error":"#DIV/0!"}]
[null,null,null,null,null,null,null,null,0,{"$error":"#DIV/0!"},{"$error":"#DIV/0!"},{"$error":"#DIV/0!"}]
[null,null,null,null,null,null,null,null,0,{"$error":"#DIV/0!"},{"$error":"#DIV/0!"},{"$error":"#DIV/0!"}]
[null,null,null,null,null,null,null,null,0,{"$error":"#DIV/0!"},{"$error":"#DIV/0!"},{"$error":"#DIV/0!"}]
[null,null,null,null,null,null,null,null,0,{"$error":"#DIV/0!"},{"$error":"#DIV/0!"},{"$error":"#DIV/0!"}]
[null,null,null,null,null,null,null,null,0,{"$error":"#DIV/0!"},{"$error":"#DIV/0!"},{"$error":"#DIV/0!"}]
[null,null,null,null,null,null,null,null,0,{"$error":"#DIV/0!"},{"$error":"#DIV/0!"},{"$error":"#DIV/0!"}]
[null,null,null,null,null,null,null,null,0,{"$error":"#DIV/0!"},{"$error":"#DIV/0!"},{"$error":"#DIV/0!"}]
[null,null,null,null,null,null,null,null,0,{"$error":"#DIV/0!"},{"$error":"#DIV/0!"},{"$error":"#DIV/0!"}]
[null,null,null,null,null,null,null,null,0,{"$error":"#DIV/0!"},{"$error":"#DIV/0!"},{"$error":"#DIV/0!"}]
[null,null,null,null,null,null,null,null,0,{"$error":"#DIV/0!"},{"$error":"#DIV/0!"},{"$error":"#DIV/0!"}]
[null,null,null,null,null,null,null,null,0,{"$error":"#DIV/0!"},{"$error":"#DIV/0!"},{"$error":"#DIV/0!"}]
[null,null,null,null,null,null,null,null,0,{"$error":"#DIV/0!"},{"$error":"#DIV/0!"},{"$error":"#DIV/0!"}]
[null,null,null,null,null,null,null,null,0,{"$error":"#DIV/0!"},{"$error":"#DIV/0!"},{"$error":"#DIV/0!"}]
[null,null,null,null,null,null,null,null,0,{"$error":"#DIV/0!"},{"$error":"#DIV/0!"},{"$error":"#DIV/0!"}]
[null,null,null,null,null,null,null,null,0,{"$error":"#DIV/0!"},{"$error":"#DIV/0!"},{"$error":"#DIV/0!"}]
[null,null,null,null,null,null,null,null,0,{"$error":"#DIV/0!"},{"$error":"#DIV/0!"},{"$error":"#DIV/0!"}]
[null,null,null,null,null,null,null,null,0,{"$error":"#DIV/0!"},{"$error":"#DIV/0!"},{"$error":"#DIV/0!"}]
[null,null,null,null,null,null,null,null,0,{"$error":"#DIV/0!"},{"$error":"#DIV/0!"},{"$error":"#DIV/0!"}]
[null,null,null,null,null,null,null,null,0,{"$error":"#DIV/0!"},{"$error":"#DIV/0!"},{"$error":"#DIV/0!"}]
[null,null,null,null,null,null,null,null,0,{"$error":"#DIV/0!"},{"$error":"#DIV/0!"},{"$error":"#DIV/0!"}]
[null,null,null,null,null,null,null,null,0,{"$error":"#DIV/0!"},{"$error":"#DIV/0!"},{"$error":"#DIV/0!"}]
[null,null,null,null,null,null,null,null,0,{"$error":"#DIV/0!"},{"$error":"#DIV/0!"},{"$error":"#DIV/0!"}]
[null,null,null,null,null,null,null,null,0,{"$error":"#DIV/0!"},{"$error":"#DIV/0!"},{"$error":"#DIV/0!"}]
[null,null,null,null,null,null,null,null,0,{"$f":"IF(F43673/G43673=1,F43673,J43672)","v":{"$error":"#DIV/0!"}},{"$error":"#DIV/0!"},{"$error":"#DIV/0!"}]
[null,null,null,null,null,null,null,null,0,{"$error":"#DIV/0!"},{"$error":"#DIV/0!"},{"$error":"#DIV/0!"}]
[null,null,null,null,null,null,null,null,0,{"$error":"#DIV/0!"},{"$error":"#DIV/0!"},{"$error":"#DIV/0!"}]
[null,null,null,null,null,null,null,null,0,{"$error":"#DIV/0!"},{"$error":"#DIV/0!"},{"$error":"#DIV/0!"}]
[null,null,null,null,null,null,null,null,0,{"$error":"#DIV/0!"},{"$error":"#DIV/0!"},{"$error":"#DIV/0!"}]
[null,null,null,null,null,null,null,null,0,{"$error":"#DIV/0!"},{"$error":"#DIV/0!"},{"$error":"#DIV/0!"}]
[null,null,null,null,null,null,null,null,0,{"$error":"#DIV/0!"},{"$error":"#DIV/0!"},{"$error":"#DIV/0!"}]
[null,null,null,null,null,null,null,null,0,{"$error":"#DIV/0!"},{"$error":"#DIV/0!"},{"$error":"#DIV/0!"}]
[null,null,null,null,null,null,null,null,0,{"$error":"#DIV/0!"},{"$error":"#DIV/0!"},{"$error":"#DIV/0!"}]
[null,null,null,null,null,null,null,null,0,{"$error":"#DIV/0!"},{"$error":"#DIV/0!"},{"$error":"#DIV/0!"}]
[null,null,null,null,null,null,null,null,0,{"$error":"#DIV/0!"},{"$error":"#DIV/0!"},{"$error":"#DIV/0!"}]
[null,null,null,null,null,null,null,null,0,{"$error":"#DIV/0!"},{"$error":"#DIV/0!"},{"$error":"#DIV/0!"}]
[null,null,null,null,null,null,null,null,0,{"$error":"#DIV/0!"},{"$error":"#DIV/0!"},{"$error":"#DIV/0!"}]
[null,null,null,null,null,null,null,null,0,{"$error":"#DIV/0!"},{"$error":"#DIV/0!"},{"$error":"#DIV/0!"}]
[null,null,null,null,null,null,null,null,0,{"$error":"#DIV/0!"},{"$error":"#DIV/0!"},{"$error":"#DIV/0!"}]
[null,null,null,null,null,null,null,null,0,{"$error":"#DIV/0!"},{"$error":"#DIV/0!"},{"$error":"#DIV/0!"}]
[null,null,null,null,null,null,null,null,0,{"$error":"#DIV/0!"},{"$error":"#DIV/0!"},{"$error":"#DIV/0!"}]
[null,null,null,null,null,null,null,null,0,{"$error":"#DIV/0!"},{"$error":"#DIV/0!"},{"$error":"#DIV/0!"}]
[null,null,null,null,null,null,null,null,0,{"$error":"#DIV/0!"},{"$error":"#DIV/0!"},{"$error":"#DIV/0!"}]
[null,null,null,null,null,null,null,null,0,{"$error":"#DIV/0!"},{"$error":"#DIV/0!"},{"$error":"#DIV/0!"}]
[null,null,null,null,null,null,null,null,0,{"$error":"#DIV/0!"},{"$error":"#DIV/0!"},{"$error":"#DIV/0!"}]
[null,null,null,null,null,null,null,null,{"$f":"IF(F44502<>G44502,1,0)","v":0},{"$error":"#DIV/0!"},{"$f":"F44502/J44502","v":{"$error":"#DIV/0!"}},{"$error":"#DIV/0!"}]
[null,null,null,null,null,null,null,null,0,{"$error":"#DIV/0!"},{"$error":"#DIV/0!"},{"$error":"#DIV/0!"}]
[null,null,null,null,null,null,null,null,0,{"$error":"#DIV/0!"},{"$error":"#DIV/0!"},{"$error":"#DIV/0!"}]
[null,null,null,null,null,null,null,null,0,{"$error":"#DIV/0!"},{"$error":"#DIV/0!"},{"$error":"#DIV/0!"}]
[null,null,null,null,null,null,null,null,0,{"$error":"#DIV/0!"},{"$error":"#DIV/0!"},{"$error":"#DIV/0!"}]
[null,null,null,null,null,null,null,null,0,{"$error":"#DIV/0!"},{"$error":"#DIV/0!"},{"$error":"#DIV/0!"}]
[null,null,null,null,null,null,null,null,0,{"$error":"#DIV/0!"},{"$error":"#DIV/0!"},{"$error":"#DIV/0!"}]
[null,null,null,null,null,null,null,null,0,{"$error":"#DIV/0!"},{"$error":"#DIV/0!"},{"$error":"#DIV/0!"}]
[null,null,null,null,null,null,null,null,0,{"$error":"#DIV/0!"},{"$error":"#DIV/0!"},{"$error":"#DIV/0!"}]
[null,null,null,null,null,null,null,null,0,{"$error":"#DIV/0!"},{"$error":"#DIV/0!"},{"$error":"#DIV/0!"}]
[null,null,null,null,null,null,null,null,0,{"$error":"#DIV/0!"},{"$error":"#DIV/0!"},{"$error":"#DIV/0!"}]
[null,null,null,null,null,null,null,null,0,{"$error":"#DIV/0!"},{"$error":"#DIV/0!"},{"$error":"#DIV/0!"}]
[null,null,null,null,null,null,null,null,0,{"$error":"#DIV/0!"},{"$error":"#DIV/0!"},{"$error":"#DIV/0!"}]
[null,null,null,null,null,null,null,null,0,{"$error":"#DIV/0!"},{"$error":"#DIV/0!"},{"$error":"#DIV/0!"}]
[null,null,null,null,null,null,null,null,0,{"$error":"#DIV/0!"},{"$error":"#DIV/0!"},{"$error":"#DIV/0!"}]
[null,null,null,null,null,null,null,null,0,{"$error":"#DIV/0!"},{"$error":"#DIV/0!"},{"$error":"#DIV/0!"}]
[null,null,null,null,null,null,null,null,0,{"$error":"#DIV/0!"},{"$error":"#DIV/0!"},{"$error":"#DIV/0!"}]
[null,null,null,null,null,null,null,null,0,{"$error":"#DIV/0!"},{"$error":"#DIV/0!"},{"$error":"#DIV/0!"}]
[null,null,null,null,null,null,null,null,0,{"$error":"#DIV/0!"},{"$error":"#DIV/0!"},{"$error":"#DIV/0!"}]
[null,null,null,null,null,null,null,null,0,{"$error":"#DIV/0!"},{"$error":"#DIV/0!"},{"$error":"#DIV/0!"}]
[null,null,null,null,null,null,null,null,0,{"$error":"#DIV/0!"},{"$error":"#DIV/0!"},{"$error":"#DIV/0!"}]
[null,null,null,null,null,null,null,null,0,{"$error":"#DIV/0!"},{"$error":"#DIV/0!"},{"$error":"#DIV/0!"}]
[null,null,null,null,null,null,null,null,0,{"$error":"#DIV/0!"},{"$error":"#DIV/0!"},{"$error":"#DIV/0!"}]
[null,null,null,null,null,null,null,null,0,{"$error":"#DIV/0!"},{"$error":"#DIV/0!"},{"$error":"#DIV/0!"}]
[null,null,null,null,null,null,null,null,0,{"$error":"#DIV/0!"},{"$error":"#DIV/0!"},{"$error":"#DIV/0!"}]
[null,null,null,null,null,null,null,null,0,{"$error":"#DIV/0!"},{"$error":"#DIV/0!"},{"$error":"#DIV/0!"}]
[null,null,null,null,null,null,null,null,0,{"$error":"#DIV/0!"},{"$error":"#DIV/0!"},{"$error":"#DIV/0!"}]
[null,null,null,null,null,null,null,null,0,{"$error":"#DIV/0!"},{"$error":"#DIV/0!"},{"$error":"#DIV/0!"}]
[null,null,null,null,null,null,null,null,0,{"$error":"#DIV/0!"},{"$error":"#DIV/0!"},{"$error":"#DIV/0!"}]
[null,null,null,null,null,null,null,null,0,{"$error":"#DIV/0!"},{"$error":"#DIV/0!"},{"$error":"#DIV/0!"}]
[null,null,null,null,null,null,null,null,0,{"$error":"#DIV/0!"},{"$error":"#DIV/0!"},{"$error":"#DIV/0!"}]
[null,null,null,null,null,null,null,null,0,{"$error":"#DIV/0!"},{"$error":"#DIV/0!"},{"$error":"#DIV/0!"}]
[null,null,null,null,null,null,null,null,0,{"$error":"#DIV/0!"},{"$error":"#DIV/0!"},{"$error":"#DIV/0!"}]
[null,null,null,null,null,null,null,null,0,{"$error":"#DIV/0!"},{"$error":"#DIV/0!"},{"$error":"#DIV/0!"}]
[null,null,null,null,null,null,null,null,0,{"$error":"#DIV/0!"},{"$error":"#DIV/0!"},{"$error":"#DIV/0!"}]
[null,null,null,null,null,null,null,null,0,{"$error":"#DIV/0!"},{"$error":"#DIV/0!"},{"$error":"#DIV/0!"}]
[null,null,null,null,null,null,null,null,0,{"$error":"#DIV/0!"},{"$error":"#DIV/0!"},{"$error":"#DIV/0!"}]
[null,null,null,null,null,null,null,null,0,{"$error":"#DIV/0!"},{"$error":"#DIV/0!"},{"$error":"#DIV/0!"}]
[null,null,null,null,null,null,null,null,0,{"$error":"#DIV/0!"},{"$error":"#DIV/0!"},{"$f":"G45975/J45975","v":{"$error":"#DIV/0!"}}]
[null,null,null,null,null,null,null,null,0,{"$error":"#DIV/0!"},{"$error":"#DIV/0!"},{"$error":"#DIV/0!"}]
[null,null,null,null,null,null,null,null,0,{"$error":"#DIV/0!"},{"$error":"#DIV/0!"},{"$error":"#DIV/0!"}]
[null,null,null,null,null,null,null,null,0,{"$error":"#DIV/0!"},{"$error":"#DIV/0!"},{"$error":"#DIV/0!"}]
[null,null,null,null,null,null,null,null,0,{"$error":"#DIV/0!"},{"$error":"#DIV/0!"},{"$error":"#DIV/0!"}]
[null,null,null,null,null,null,null,null,0,{"$error":"#DIV/0!"},{"$error":"#DIV/0!"},{"$error":"#DIV/0!"}]
[null,null,null,null,null,null,null,null,0,{"$error":"#DIV/0!"},{"$error":"#DIV/0!"},{"$error":"#DIV/0!"}]
[null,null,null,null,null,null,null,null,0,{"$error":"#DIV/0!"},{"$error":"#DIV/0!"},{"$f":"G46231/J46231","v":{"$error":"#DIV/0!"}}]
[null,null,null,null,null,null,null,null,0,{"$error":"#DIV/0!"},{"$error":"#DIV/0!"},{"$error":"#DIV/0!"}]
[null,null,null,null,null,null,null,null,0,{"$error":"#DIV/0!"},{"$error":"#DIV/0!"},{"$error":"#DIV/0!"}]
[null,null,null,null,null,null,null,null,0,{"$error":"#DIV/0!"},{"$error":"#DIV/0!"},{"$error":"#DIV/0!"}]
[null,null,null,null,null,null,null,null,0,{"$error":"#DIV/0!"},{"$error":"#DIV/0!"},{"$error":"#DIV/0!"}]
[null,null,null,null,null,null,null,null,0,{"$error":"#DIV/0!"},{"$error":"#DIV/0!"},{"$error":"#DIV/0!"}]
[null,null,null,null,null,null,null,null,0,{"$error":"#DIV/0!"},{"$error":"#DIV/0!"},{"$error":"#DIV/0!"}]
[null,null,null,null,null,null,null,null,0,{"$error":"#DIV/0!"},{"$error":"#DIV/0!"},{"$error":"#DIV/0!"}]
[null,null,null,null,null,null,null,null,0,{"$error":"#DIV/0!"},{"$error":"#DIV/0!"},{"$error":"#DIV/0!"}]
[null,null,null,null,null,null,null,null,0,{"$error":"#DIV/0!"},{"$error":"#DIV/0!"},{"$error":"#DIV/0!"}]
[null,null,null,null,null,null,null,null,0,{"$error":"#DIV/0!"},{"$error":"#DIV/0!"},{"$error":"#DIV/0!"}]
[null,null,null,null,null,null,null,null,0,{"$error":"#DIV/0!"},{"$error":"#DIV/0!"},{"$error":"#DIV/0!"}]
[null,null,null,null,null,null,null,null,0,{"$error":"#DIV/0!"},{"$error":"#DIV/0!"},{"$error":"#DIV/0!"}]
[null,null,null,null,null,null,null,null,0,{"$error":"#DIV/0!"},{"$error":"#DIV/0!"},{"$error":"#DIV/0!"}]
[null,null,null,null,null,null,null,null,0,{"$error":"#DIV/0!"},{"$error":"#DIV/0!"},{"$error":"#DIV/0!"}]
[null,null,null,null,null,null,null,null,0,{"$error":"#DIV/0!"},{"$error":"#DIV/0!"},{"$error":"#DIV/0!"}]
[null,null,null,null,null,null,null,null,0,{"$error":"#DIV/0!"},{"$error":"#DIV/0!"},{"$error":"#DIV/0!"}]
[null,null,null,null,null,null,null,null,0,{"$error":"#DIV/0!"},{"$error":"#DIV/0!"},{"$error":"#DIV/0!"}]
[null,null,null,null,null,null,null,null,0,{"$error":"#DIV/0!"},{"$error":"#DIV/0!"},{"$error":"#DIV/0!"}]
[null,null,null,null,null,null,null,null,0,{"$error":"#DIV/0!"},{"$error":"#DIV/0!"},{"$error":"#DIV/0!"}]
[null,null,null,null,null,null,null,null,0,{"$error":"#DIV/0!"},{"$error":"#DIV/0!"},{"$error":"#DIV/0!"}]
[null,null,null,null,null,null,null,null,0,{"$error":"#DIV/0!"},{"$error":"#DIV/0!"},{"$error":"#DIV/0!"}]
[null,null,null,null,null,null,null,null,0,{"$error":"#DIV/0!"},{"$error":"#DIV/0!"},{"$error":"#DIV/0!"}]
[null,null,null,null,null,null,null,null,0,{"$error":"#DIV/0!"},{"$error":"#DIV/0!"},{"$error":"#DIV/0!"}]
[null,null,null,null,null,null,null,null,0,{"$error":"#DIV/0!"},{"$error":"#DIV/0!"},{"$error":"#DIV/0!"}]
[null,null,null,null,null,null,null,null,0,{"$error":"#DIV/0!"},{"$error":"#DIV/0!"},{"$error":"#DIV/0!"}]
[null,null,null,null,null,null,null,null,0,{"$error":"#DIV/0!"},{"$error":"#DIV/0!"},{"$error":"#DIV/0!"}]
[null,null,null,null,null,null,null,null,0,{"$error":"#DIV/0!"},{"$error":"#DIV/0!"},{"$error":"#DIV/0!"}]
[null,null,null,null,null,null,null,null,0,{"$error":"#DIV/0!"},{"$error":"#DIV/0!"},{"$error":"#DIV/0!"}]
[null,null,null,null,null,null,null,null,0,{"$f":"IF(F47385/G47385=1,F47385,J47384)","v":{"$error":"#DIV/0!"}},{"$error":"#DIV/0!"},{"$error":"#DIV/0!"}]
[null,null,null,null,null,null,null,null,0,{"$error":"#DIV/0!"},{"$error":"#DIV/0!"},{"$error":"#DIV/0!"}]
[null,null,null,null,null,null,null,null,0,{"$error":"#DIV/0!"},{"$error":"#DIV/0!"},{"$error":"#DIV/0!"}]
[null,null,null,null,null,null,null,null,0,{"$error":"#DIV/0!"},{"$error":"#DIV/0!"},{"$error":"#DIV/0!"}]
[null,null,null,null,null,null,null,null,0,{"$error":"#DIV/0!"},{"$error":"#DIV/0!"},{"$error":"#DIV/0!"}]
[null,null,null,null,null,null,null,null,0,{"$error":"#DIV/0!"},{"$error":"#DIV/0!"},{"$error":"#DIV/0!"}]
[null,null,null,null,null,null,null,null,0,{"$error":"#DIV/0!"},{"$error":"#DIV/0!"},{"$error":"#DIV/0!"}]
[null,null,null,null,null,null,null,null,0,{"$error":"#DIV/0!"},{"$error":"#DIV/0!"},{"$error":"#DIV/0!"}]
[null,null,null,null,null,null,null,null,0,{"$error":"#DIV/0!"},{"$error":"#DIV/0!"},{"$error":"#DIV/0!"}]
[null,null,null,null,null,null,null,null,0,{"$error":"#DIV/0!"},{"$error":"#DIV/0!"},{"$error":"#DIV/0!"}]
[null,null,null,null,null,null,null,null,0,{"$error":"#DIV/0!"},{"$error":"#DIV/0!"},{"$error":"#DIV/0!"}]
[null,null,null,null,null,null,null,null,0,{"$error":"#DIV/0!"},{"$error":"#DIV/0!"},{"$error":"#DIV/0!"}]
[null,null,null,null,null,null,null,null,0,{"$error":"#DIV/0!"},{"$error":"#DIV/0!"},{"$error":"#DIV/0!"}]
[null,null,null,null,null,null,null,null,0,{"$error":"#DIV/0!"},{"$error":"#DIV/0!"},{"$error":"#DIV/0!"}]
[null,null,null,null,null,null,null,null,0,{"$error":"#DIV/0!"},{"$error":"#DIV/0!"},{"$error":"#DIV/0!"}]
[null,null,null,null,null,null,null,null,0,{"$error":"#DIV/0!"},{"$error":"#DIV/0!"},{"$error":"#DIV/0!"}]
[null,null,null,null,null,null,null,null,0,{"$error":"#DIV/0!"},{"$error":"#DIV/0!"},{"$error":"#DIV/0!"}]
[null,null,null,null,null,null,null,null,0,{"$error":"#DIV/0!"},{"$error":"#DIV/0!"},{"$error":"#DIV/0!"}]
[null,null,null,null,null,null,null,null,0,{"$error":"#DIV/0!"},{"$error":"#DIV/0!"},{"$error":"#DIV/0!"}]
[null,null,null,null,null,null,null,null,0,{"$error":"#DIV/0!"},{"$error":"#DIV/0!"},{"$error":"#DIV/0!"}]
[null,null,null,null,null,null,null,null,0,{"$error":"#DIV/0!"},{"$error":"#DIV/0!"},{"$error":"#DIV/0!"}]
[null,null,null,null,null,null,null,null,0,{"$error":"#DIV/0!"},{"$error":"#DIV/0!"},{"$error":"#DIV/0!"}]
[null,null,null,null,null,null,null,null,0,{"$error":"#DIV/0!"},{"$error":"#DIV/0!"},{"$error":"#DIV/0!"}]
[null,null,null,null,null,null,null,null,0,{"$error":"#DIV/0!"},{"$error":"#DIV/0!"},{"$error":"#DIV/0!"}]
[null,null,null,null,null,null,null,null,0,{"$error":"#DIV/0!"},{"$error":"#DIV/0!"},{"$error":"#DIV/0!"}]
[null,null,null,null,null,null,null,null,0,{"$error":"#DIV/0!"},{"$error":"#DIV/0!"},{"$error":"#DIV/0!"}]
[null,null,null,null,null,null,null,null,0,{"$error":"#DIV/0!"},{"$error":"#DIV/0!"},{"$error":"#DIV/0!"}]
[null,null,null,null,null,null,null,null,0,{"$error":"#DIV/0!"},{"$error":"#DIV/0!"},{"$error":"#DIV/0!"}]
[null,null,null,null,null,null,null,null,0,{"$error":"#DIV/0!"},{"$error":"#DIV/0!"},{"$error":"#DIV/0!"}]
[null,null,null,null,null,null,null,null,0,{"$error":"#DIV/0!"},{"$error":"#DIV/0!"},{"$error":"#DIV/0!"}]
[null,null,null,null,null,null,null,null,0,{"$error":"#DIV/0!"},{"$error":"#DIV/0!"},{"$error":"#DIV/0!"}]
[null,null,null,null,null,null,null,null,0,{"$error":"#DIV/0!"},{"$error":"#DIV/0!"},{"$error":"#DIV/0!"}]
[null,null,null,null,null,null,null,null,0,{"$error":"#DIV/0!"},{"$error":"#DIV/0!"},{"$error":"#DIV/0!"}]
[null,null,null,null,null,null,null,null,0,{"$error":"#DIV/0!"},{"$error":"#DIV/0!"},{"$error":"#DIV/0!"}]
[null,null,null,null,null,null,null,null,0,{"$error":"#DIV/0!"},{"$error":"#DIV/0!"},{"$error":"#DIV/0!"}]
[null,null,null,null,null,null,null,null,0,{"$error":"#DIV/0!"},{"$error":"#DIV/0!"},{"$error":"#DIV/0!"}]
[null,null,null,null,null,null,null,null,0,{"$error":"#DIV/0!"},{"$error":"#DIV/0!"},{"$error":"#DIV/0!"}]
[null,null,null,null,null,null,null,null,{"$f":"IF(F48790<>G48790,1,0)","v":0},{"$error":"#DIV/0!"},{"$f":"F48790/J48790","v":{"$error":"#DIV/0!"}},{"$error":"#DIV/0!"}]
[null,null,null,null,null,null,null,null,0,{"$error":"#DIV/0!"},{"$error":"#DIV/0!"},{"$error":"#DIV/0!"}]
[null,null,null,null,null,null,null,null,0,{"$error":"#DIV/0!"},{"$error":"#DIV/0!"},{"$error":"#DIV/0!"}]
[null,null,null,null,null,null,null,null,0,{"$error":"#DIV/0!"},{"$error":"#DIV/0!"},{"$error":"#DIV/0!"}]
[null,null,null,null,null,null,null,null,0,{"$error":"#DIV/0!"},{"$error":"#DIV/0!"},{"$error":"#DIV/0!"}]
[null,null,null,null,null,null,null,null,0,{"$error":"#DIV/0!"},{"$error":"#DIV/0!"},{"$error":"#DIV/0!"}]
[null,null,null,null,null,null,null,null,0,{"$error":"#DIV/0!"},{"$error":"#DIV/0!"},{"$error":"#DIV/0!"}]
[null,null,null,null,null,null,null,null,0,{"$error":"#DIV/0!"},{"$error":"#DIV/0!"},{"$error":"#DIV/0!"}]
[null,null,null,null,null,null,null,null,0,{"$error":"#DIV/0!"},{"$error":"#DIV/0!"},{"$error":"#DIV/0!"}]
[null,null,null,null,null,null,null,null,0,{"$error":"#DIV/0!"},{"$error":"#DIV/0!"},{"$error":"#DIV/0!"}]
[null,null,null,null,null,null,null,null,0,{"$error":"#DIV/0!"},{"$error":"#DIV/0!"},{"$error":"#DIV/0!"}]
[null,null,null,null,null,null,null,null,0,{"$error":"#DIV/0!"},{"$error":"#DIV/0!"},{"$error":"#DIV/0!"}]
[null,null,null,null,null,null,null,null,0,{"$error":"#DIV/0!"},{"$error":"#DIV/0!"},{"$error":"#DIV/0!"}]
[null,null,null,null,null,null,null,null,0,{"$error":"#DIV/0!"},{"$error":"#DIV/0!"},{"$error":"#DIV/0!"}]
[null,null,null,null,null,null,null,null,0,{"$error":"#DIV/0!"},{"$error":"#DIV/0!"},{"$error":"#DIV/0!"}]
[null,null,null,null,null,null,null,null,0,{"$error":"#DIV/0!"},{"$error":"#DIV/0!"},{"$error":"#DIV/0!"}]
[null,null,null,null,null,null,null,null,0,{"$error":"#DIV/0!"},{"$error":"#DIV/0!"},{"$error":"#DIV/0!"}]
[null,null,null,null,null,null,null,null,0,{"$error":"#DIV/0!"},{"$error":"#DIV/0!"},{"$error":"#DIV/0!"}]
[null,null,null,null,null,null,null,null,0,{"$error":"#DIV/0!"},{"$error":"#DIV/0!"},{"$f":"G49495/J49495","v":{"$error":"#DIV/0!"}}]
[null,null,null,null,null,null,null,null,0,{"$error":"#DIV/0!"},{"$error":"#DIV/0!"},{"$error":"#DIV/0!"}]
[null,null,null,null,null,null,null,null,0,{"$error":"#DIV/0!"},{"$error":"#DIV/0!"},{"$error":"#DIV/0!"}]
[null,null,null,null,null,null,null,null,0,{"$error":"#DIV/0!"},{"$error":"#DIV/0!"},{"$error":"#DIV/0!"}]
[null,null,null,null,null,null,null,null,0,{"$error":"#DIV/0!"},{"$error":"#DIV/0!"},{"$error":"#DIV/0!"}]
[null,null,null,null,null,null,null,null,0,{"$error":"#DIV/0!"},{"$error":"#DIV/0!"},{"$error":"#DIV/0!"}]
[null,null,null,null,null,null,null,null,0,{"$error":"#DIV/0!"},{"$error":"#DIV/0!"},{"$error":"#DIV/0!"}]
[null,null,null,null,null,null,null,null,0,{"$error":"#DIV/0!"},{"$error":"#DIV/0!"},{"$error":"#DIV/0!"}]
[null,null,null,null,null,null,null,null,0,{"$error":"#DIV/0!"},{"$error":"#DIV/0!"},{"$error":"#DIV/0!"}]
[null,null,null,null,null,null,null,null,0,{"$error":"#DIV/0!"},{"$error":"#DIV/0!"},{"$error":"#DIV/0!"}]
[null,null,null,null,null,null,null,null,0,{"$error":"#DIV/0!"},{"$error":"#DIV/0!"},{"$error":"#DIV/0!"}]
[null,null,null,null,null,null,null,null,0,{"$error":"#DIV/0!"},{"$error":"#DIV/0!"},{"$error":"#DIV/0!"}]
[null,null,null,null,null,null,null,null,0,{"$error":"#DIV/0!"},{"$error":"#DIV/0!"},{"$error":"#DIV/0!"}]
[null,null,null,null,null,null,null,null,0,{"$error":"#DIV/0!"},{"$error":"#DIV/0!"},{"$error":"#DIV/0!"}]
[null,null,null,null,null,null,null,null,0,{"$error":"#DIV/0!"},{"$error":"#DIV/0!"},{"$error":"#DIV/0!"}]
[null,null,null,null,null,null,null,null,0,{"$error":"#DIV/0!"},{"$error":"#DIV/0!"},{"$error":"#DIV/0!"}]
[null,null,null,null,null,null,null,null,0,{"$error":"#DIV/0!"},{"$error":"#DIV/0!"},{"$error":"#DIV/0!"}]
[null,null,null,null,null,null,null,null,0,{"$error":"#DIV/0!"},{"$error":"#DIV/0!"},{"$error":"#DIV/0!"}]
[null,null,null,null,null,null,null,null,0,{"$error":"#DIV/0!"},{"$error":"#DIV/0!"},{"$error":"#DIV/0!"}]
[null,null,null,null,null,null,null,null,0,{"$error":"#DIV/0!"},{"$error":"#DIV/0!"},{"$error":"#DIV/0!"}]
[null,null,null,null,null,null,null,null,0,{"$error":"#DIV/0!"},{"$error":"#DIV/0!"},{"$error":"#DIV/0!"}]
[null,null,null,null,null,null,null,null,0,{"$error":"#DIV/0!"},{"$error":"#DIV/0!"},{"$error":"#DIV/0!"}]
[null,null,null,null,null,null,null,null,0,{"$error":"#DIV/0!"},{"$error":"#DIV/0!"},{"$error":"#DIV/0!"}]
[null,null,null,null,null,null,null,null,0,{"$error":"#DIV/0!"},{"$error":"#DIV/0!"},{"$error":"#DIV/0!"}]
[null,null,null,null,null,null,null,null,0,{"$error":"#DIV/0!"},{"$error":"#DIV/0!"},{"$error":"#DIV/0!"}]
[null,null,null,null,null,null,null,null,0,{"$f":"IF(F50457/G50457=1,F50457,J50456)","v":{"$error":"#DIV/0!"}},{"$error":"#DIV/0!"},{"$error":"#DIV/0!"}]
[null,null,null,null,null,null,null,null,0,{"$error":"#DIV/0!"},{"$error":"#DIV/0!"},{"$error":"#DIV/0!"}]
[null,null,null,null,null,null,null,null,0,{"$error":"#DIV/0!"},{"$error":"#DIV/0!"},{"$error":"#DIV/0!"}]
[null,null,null,null,null,null,null,null,0,{"$error":"#DIV/0!"},{"$error":"#DIV/0!"},{"$error":"#DIV/0!"}]
[null,null,null,null,null,null,null,null,0,{"$f":"IF(F50649/G50649=1,F50649,J50648)","v":{"$error":"#DIV/0!"}},{"$error":"#DIV/0!"},{"$error":"#DIV/0!"}]
[null,null,null,null,null,null,null,null,0,{"$error":"#DIV/0!"},{"$error":"#DIV/0!"},{"$error":"#DIV/0!"}]
[null,null,null,null,null,null,null,null,0,{"$error":"#DIV/0!"},{"$error":"#DIV/0!"},{"$error":"#DIV/0!"}]
[null,null,null,null,null,null,null,null,0,{"$error":"#DIV/0!"},{"$error":"#DIV/0!"},{"$error":"#DIV/0!"}]
[null,null,null,null,null,null,null,null,0,{"$error":"#DIV/0!"},{"$error":"#DIV/0!"},{"$error":"#DIV/0!"}]
[null,null,null,null,null,null,null,null,0,{"$error":"#DIV/0!"},{"$error":"#DIV/0!"},{"$error":"#DIV/0!"}]
[null,null,null,null,null,null,null,null,0,{"$error":"#DIV/0!"},{"$error":"#DIV/0!"},{"$error":"#DIV/0!"}]
[null,null,null,null,null,null,null,null,0,{"$error":"#DIV/0!"},{"$error":"#DIV/0!"},{"$error":"#DIV/0!"}]
[null,null,null,null,null,null,null,null,0,{"$error":"#DIV/0!"},{"$error":"#DIV/0!"},{"$error":"#DIV/0!"}]
[null,null,null,null,null,null,null,null,0,{"$error":"#DIV/0!"},{"$error":"#DIV/0!"},{"$error":"#DIV/0!"}]
[null,null,null,null,null,null,null,null,0,{"$error":"#DIV/0!"},{"$error":"#DIV/0!"},{"$error":"#DIV/0!"}]
[null,null,null,null,null,null,null,null,0,{"$error":"#DIV/0!"},{"$error":"#DIV/0!"},{"$error":"#DIV/0!"}]
[null,null,null,null,null,null,null,null,0,{"$error":"#DIV/0!"},{"$error":"#DIV/0!"},{"$error":"#DIV/0!"}]
[null,null,null,null,null,null,null,null,0,{"$error":"#DIV/0!"},{"$error":"#DIV/0!"},{"$error":"#DIV/0!"}]
[null,null,null,null,null,null,null,null,0,{"$error":"#DIV/0!"},{"$error":"#DIV/0!"},{"$error":"#DIV/0!"}]
[null,null,null,null,null,null,null,null,0,{"$error":"#DIV/0!"},{"$error":"#DIV/0!"},{"$error":"#DIV/0!"}]
[null,null,null,null,null,null,null,null,0,{"$error":"#DIV/0!"},{"$error":"#DIV/0!"},{"$error":"#DIV/0!"}]
[null,null,null,null,null,null,null,null,0,{"$error":"#DIV/0!"},{"$error":"#DIV/0!"},{"$error":"#DIV/0!"}]
[null,null,null,null,null,null,null,null,0,{"$error":"#DIV/0!"},{"$error":"#DIV/0!"},{"$error":"#DIV/0!"}]
[null,null,null,null,null,null,null,null,0,{"$error":"#DIV/0!"},{"$error":"#DIV/0!"},{"$error":"#DIV/0!"}]
[null,null,null,null,null,null,null,null,0,{"$error":"#DIV/0!"},{"$error":"#DIV/0!"},{"$error":"#DIV/0!"}]
[null,null,null,null,null,null,null,null,0,{"$error":"#DIV/0!"},{"$error":"#DIV/0!"},{"$error":"#DIV/0!"}]
[null,null,null,null,null,null,null,null,0,{"$error":"#DIV/0!"},{"$error":"#DIV/0!"},{"$error":"#DIV/0!"}]
[null,null,null,null,null,null,null,null,0,{"$error":"#DIV/0!"},{"$error":"#DIV/0!"},{"$error":"#DIV/0!"}]
[null,null,null,null,null,null,null,null,0,{"$error":"#DIV/0!"},{"$error":"#DIV/0!"},{"$error":"#DIV/0!"}]
[null,null,null,null,null,null,null,null,0,{"$error":"#DIV/0!"},{"$error":"#DIV/0!"},{"$error":"#DIV/0!"}]
[null,null,null,null,null,null,null,null,0,{"$error":"#DIV/0!"},{"$error":"#DIV/0!"},{"$error":"#DIV/0!"}]
[null,null,null,null,null,null,null,null,0,{"$error":"#DIV/0!"},{"$error":"#DIV/0!"},{"$error":"#DIV/0!"}]
[null,null,null,null,null,null,null,null,0,{"$error":"#DIV/0!"},{"$error":"#DIV/0!"},{"$error":"#DIV/0!"}]
[null,null,null,null,null,null,null,null,0,{"$error":"#DIV/0!"},{"$error":"#DIV/0!"},{"$error":"#DIV/0!"}]
[null,null,null,null,null,null,null,null,0,{"$error":"#DIV/0!"},{"$error":"#DIV/0!"},{"$error":"#DIV/0!"}]
[null,null,null,null,null,null,null,null,0,{"$error":"#DIV/0!"},{"$error":"#DIV/0!"},{"$error":"#DIV/0!"}]
[null,null,null,null,null,null,null,null,0,{"$error":"#DIV/0!"},{"$error":"#DIV/0!"},{"$error":"#DIV/0!"}]
[null,null,null,null,null,null,null,null,0,{"$error":"#DIV/0!"},{"$error":"#DIV/0!"},{"$error":"#DIV/0!"}]
[null,null,null,null,null,null,null,null,0,{"$error":"#DIV/0!"},{"$error":"#DIV/0!"},{"$error":"#DIV/0!"}]
[null,null,null,null,null,null,null,null,0,{"$error":"#DIV/0!"},{"$error":"#DIV/0!"},{"$error":"#DIV/0!"}]
[null,null,null,null,null,null,null,null,0,{"$error":"#DIV/0!"},{"$error":"#DIV/0!"},{"$error":"#DIV/0!"}]
[null,null,null,null,null,null,null,null,0,{"$error":"#DIV/0!"},{"$error":"#DIV/0!"},{"$error":"#DIV/0!"}]
[null,null,null,null,null,null,null,null,0,{"$error":"#DIV/0!"},{"$error":"#DIV/0!"},{"$error":"#DIV/0!"}]
[null,null,null,null,null,null,null,null,0,{"$error":"#DIV/0!"},{"$error":"#DIV/0!"},{"$error":"#DIV/0!"}]
[null,null,null,null,null,null,null,null,0,{"$error":"#DIV/0!"},{"$error":"#DIV/0!"},{"$error":"#DIV/0!"}]
[null,null,null,null,null,null,null,null,0,{"$error":"#DIV/0!"},{"$error":"#DIV/0!"},{"$error":"#DIV/0!"}]
[null,null,null,null,null,null,null,null,0,{"$error":"#DIV/0!"},{"$error":"#DIV/0!"},{"$error":"#DIV/0!"}]
[null,null,null,null,null,null,null,null,0,{"$error":"#DIV/0!"},{"$error":"#DIV/0!"},{"$error":"#DIV/0!"}]
[null,null,null,null,null,null,null,null,0,{"$error":"#DIV/0!"},{"$error":"#DIV/0!"},{"$error":"#DIV/0!"}]
[null,null,null,null,null,null,null,null,0,{"$error":"#DIV/0!"},{"$error":"#DIV/0!"},{"$error":"#DIV/0!"}]
[null,null,null,null,null,null,null,null,0,{"$error":"#DIV/0!"},{"$error":"#DIV/0!"},{"$error":"#DIV/0!"}]
[null,null,null,null,null,null,null,null,0,{"$error":"#DIV/0!"},{"$error":"#DIV/0!"},{"$error":"#DIV/0!"}]
[null,null,null,null,null,null,null,null,{"$f":"IF(F52502<>G52502,1,0)","v":0},{"$error":"#DIV/0!"},{"$f":"F52502/J52502","v":{"$error":"#DIV/0!"}},{"$error":"#DIV/0!"}]
[null,null,null,null,null,null,null,null,0,{"$error":"#DIV/0!"},{"$error":"#DIV/0!"},{"$error":"#DIV/0!"}]
[null,null,null,null,null,null,null,null,0,{"$error":"#DIV/0!"},{"$error":"#DIV/0!"},{"$error":"#DIV/0!"}]
[null,null,null,null,null,null,null,null,0,{"$error":"#DIV/0!"},{"$error":"#DIV/0!"},{"$error":"#DIV/0!"}]
[null,null,null,null,null,null,null,null,0,{"$error":"#DIV/0!"},{"$error":"#DIV/0!"},{"$error":"#DIV/0!"}]
[null,null,null,null,null,null,null,null,0,{"$error":"#DIV/0!"},{"$error":"#DIV/0!"},{"$error":"#DIV/0!"}]
[null,null,null,null,null,null,null,null,0,{"$error":"#DIV/0!"},{"$error":"#DIV/0!"},{"$error":"#DIV/0!"}]
[null,null,null,null,null,null,null,null,0,{"$error":"#DIV/0!"},{"$error":"#DIV/0!"},{"$f":"G52759/J52759","v":{"$error":"#DIV/0!"}}]
[null,null,null,null,null,null,null,null,0,{"$error":"#DIV/0!"},{"$error":"#DIV/0!"},{"$error":"#DIV/0!"}]
[null,null,null,null,null,null,null,null,0,{"$error":"#DIV/0!"},{"$error":"#DIV/0!"},{"$error":"#DIV/0!"}]
[null,null,null,null,null,null,null,null,0,{"$error":"#DIV/0!"},{"$error":"#DIV/0!"},{"$error":"#DIV/0!"}]
[null,null,null,null,null,null,null,null,0,{"$error":"#DIV/0!"},{"$error":"#DIV/0!"},{"$error":"#DIV/0!"}]
[null,null,null,null,null,null,null,null,0,{"$error":"#DIV/0!"},{"$error":"#DIV/0!"},{"$error":"#DIV/0!"}]
[null,null,null,null,null,null,null,null,0,{"$error":"#DIV/0!"},{"$error":"#DIV/0!"},{"$error":"#DIV/0!"}]
[null,null,null,null,null,null,null,null,0,{"$error":"#DIV/0!"},{"$error":"#DIV/0!"},{"$error":"#DIV/0!"}]
[null,null,null,null,null,null,null,null,0,{"$error":"#DIV/0!"},{"$error":"#DIV/0!"},{"$error":"#DIV/0!"}]
[null,null,null,null,null,null,null,null,0,{"$error":"#DIV/0!"},{"$error":"#DIV/0!"},{"$error":"#DIV/0!"}]
[null,null,null,null,null,null,null,null,0,{"$error":"#DIV/0!"},{"$error":"#DIV/0!"},{"$error":"#DIV/0!"}]
[null,null,null,null,null,null,null,null,0,{"$error":"#DIV/0!"},{"$error":"#DIV/0!"},{"$error":"#DIV/0!"}]
[null,null,null,null,null,null,null,null,0,{"$error":"#DIV/0!"},{"$error":"#DIV/0!"},{"$error":"#DIV/0!"}]
[null,null,null,null,null,null,null,null,0,{"$error":"#DIV/0!"},{"$error":"#DIV/0!"},{"$error":"#DIV/0!"}]
[null,null,null,null,null,null,null,null,0,{"$error":"#DIV/0!"},{"$error":"#DIV/0!"},{"$error":"#DIV/0!"}]
[null,null,null,null,null,null,null,null,0,{"$error":"#DIV/0!"},{"$error":"#DIV/0!"},{"$error":"#DIV/0!"}]
[null,null,null,null,null,null,null,null,0,{"$error":"#DIV/0!"},{"$error":"#DIV/0!"},{"$error":"#DIV/0!"}]
[null,null,null,null,null,null,null,null,0,{"$error":"#DIV/0!"},{"$error":"#DIV/0!"},{"$error":"#DIV/0!"}]
[null,null,null,null,null,null,null,null,0,{"$error":"#DIV/0!"},{"$error":"#DIV/0!"},{"$error":"#DIV/0!"}]
[null,null,null,null,null,null,null,null,0,{"$error":"#DIV/0!"},{"$error":"#DIV/0!"},{"$error":"#DIV/0!"}]
[null,null,null,null,null,null,null,null,0,{"$error":"#DIV/0!"},{"$error":"#DIV/0!"},{"$error":"#DIV/0!"}]
[null,null,null,null,null,null,null,null,0,{"$error":"#DIV/0!"},{"$error":"#DIV/0!"},{"$error":"#DIV/0!"}]
[null,null,null,null,null,null,null,null,0,{"$error":"#DIV/0!"},{"$error":"#DIV/0!"},{"$error":"#DIV/0!"}]
[null,null,null,null,null,null,null,null,0,{"$error":"#DIV/0!"},{"$error":"#DIV/0!"},{"$error":"#DIV/0!"}]
[null,null,null,null,null,null,null,null,0,{"$error":"#DIV/0!"},{"$error":"#DIV/0!"},{"$error":"#DIV/0!"}]
[null,null,null,null,null,null,null,null,0,{"$f":"IF(F53721/G53721=1,F53721,J53720)","v":{"$error":"#DIV/0!"}},{"$error":"#DIV/0!"},{"$error":"#DIV/0!"}]
[null,null,null,null,null,null,null,null,0,{"$error":"#DIV/0!"},{"$error":"#DIV/0!"},{"$error":"#DIV/0!"}]
[null,null,null,null,null,null,null,null,0,{"$error":"#DIV/0!"},{"$error":"#DIV/0!"},{"$error":"#DIV/0!"}]
[null,null,null,null,null,null,null,null,0,{"$error":"#DIV/0!"},{"$error":"#DIV/0!"},{"$error":"#DIV/0!"}]
[null,null,null,null,null,null,null,null,0,{"$error":"#DIV/0!"},{"$error":"#DIV/0!"},{"$error":"#DIV/0!"}]
[null,null,null,null,null,null,null,null,0,{"$error":"#DIV/0!"},{"$error":"#DIV/0!"},{"$error":"#DIV/0!"}]
[null,null,null,null,null,null,null,null,0,{"$error":"#DIV/0!"},{"$error":"#DIV/0!"},{"$error":"#DIV/0!"}]
[null,null,null,null,null,null,null,null,0,{"$error":"#DIV/0!"},{"$error":"#DIV/0!"},{"$error":"#DIV/0!"}]
[null,null,null,null,null,null,null,null,0,{"$error":"#DIV/0!"},{"$error":"#DIV/0!"},{"$error":"#DIV/0!"}]
[null,null,null,null,null,null,null,null,0,{"$error":"#DIV/0!"},{"$error":"#DIV/0!"},{"$error":"#DIV/0!"}]
[null,null,null,null,null,null,null,null,0,{"$error":"#DIV/0!"},{"$error":"#DIV/0!"},{"$error":"#DIV/0!"}]
[null,null,null,null,null,null,null,null,0,{"$error":"#DIV/0!"},{"$error":"#DIV/0!"},{"$error":"#DIV/0!"}]
[null,null,null,null,null,null,null,null,0,{"$error":"#DIV/0!"},{"$error":"#DIV/0!"},{"$error":"#DIV/0!"}]
[null,null,null,null,null,null,null,null,0,{"$error":"#DIV/0!"},{"$error":"#DIV/0!"},{"$error":"#DIV/0!"}]
[null,null,null,null,null,null,null,null,0,{"$error":"#DIV/0!"},{"$error":"#DIV/0!"},{"$error":"#DIV/0!"}]
[null,null,null,null,null,null,null,null,0,{"$error":"#DIV/0!"},{"$error":"#DIV/0!"},{"$error":"#DIV/0!"}]
[null,null,null,null,null,null,null,null,0,{"$error":"#DIV/0!"},{"$error":"#DIV/0!"},{"$error":"#DIV/0!"}]
[null,null,null,null,null,null,null,null,0,{"$error":"#DIV/0!"},{"$error":"#DIV/0!"},{"$error":"#DIV/0!"}]
[null,null,null,null,null,null,null,null,0,{"$error":"#DIV/0!"},{"$error":"#DIV/0!"},{"$error":"#DIV/0!"}]
[null,null,null,null,null,null,null,null,0,{"$error":"#DIV/0!"},{"$error":"#DIV/0!"},{"$error":"#DIV/0!"}]
[null,null,null,null,null,null,null,null,0,{"$error":"#DIV/0!"},{"$error":"#DIV/0!"},{"$error":"#DIV/0!"}]
[null,null,null,null,null,null,null,null,0,{"$error":"#DIV/0!"},{"$error":"#DIV/0!"},{"$error":"#DIV/0!"}]
[null,null,null,null,null,null,null,null,0,{"$error":"#DIV/0!"},{"$error":"#DIV/0!"},{"$error":"#DIV/0!"}]
[null,null,null,null,null,null,null,null,0,{"$error":"#DIV/0!"},{"$error":"#DIV/0!"},{"$error":"#DIV/0!"}]
[null,null,null,null,null,null,null,null,0,{"$error":"#DIV/0!"},{"$error":"#DIV/0!"},{"$error":"#DIV/0!"}]
[null,null,null,null,null,null,null,null,0,{"$error":"#DIV/0!"},{"$error":"#DIV/0!"},{"$error":"#DIV/0!"}]
[null,null,null,null,null,null,null,null,{"$f":"IF(F54742<>G54742,1,0)","v":0},{"$error":"#DIV/0!"},{"$f":"F54742/J54742","v":{"$error":"#DIV/0!"}},{"$error":"#DIV/0!"}]
[null,null,null,null,null,null,null,null,0,{"$error":"#DIV/0!"},{"$error":"#DIV/0!"},{"$error":"#DIV/0!"}]
[null,null,null,null,null,null,null,null,0,{"$error":"#DIV/0!"},{"$error":"#DIV/0!"},{"$error":"#DIV/0!"}]
[null,null,null,null,null,null,null,null,0,{"$error":"#DIV/0!"},{"$error":"#DIV/0!"},{"$error":"#DIV/0!"}]
[null,null,null,null,null,null,null,null,0,{"$error":"#DIV/0!"},{"$error":"#DIV/0!"},{"$error":"#DIV/0!"}]
[null,null,null,null,null,null,null,null,0,{"$error":"#DIV/0!"},{"$error":"#DIV/0!"},{"$error":"#DIV/0!"}]
[null,null,null,null,null,null,null,null,0,{"$error":"#DIV/0!"},{"$error":"#DIV/0!"},{"$error":"#DIV/0!"}]
[null,null,null,null,null,null,null,null,0,{"$error":"#DIV/0!"},{"$error":"#DIV/0!"},{"$error":"#DIV/0!"}]
[null,null,null,null,null,null,null,null,0,{"$error":"#DIV/0!"},{"$error":"#DIV/0!"},{"$error":"#DIV/0!"}]
[null,null,null,null,null,null,null,null,0,{"$error":"#DIV/0!"},{"$error":"#DIV/0!"},{"$error":"#DIV/0!"}]
[null,null,null,null,null,null,null,null,0,{"$error":"#DIV/0!"},{"$error":"#DIV/0!"},{"$error":"#DIV/0!"}]
[null,null,null,null,null,null,null,null,0,{"$error":"#DIV/0!"},{"$error":"#DIV/0!"},{"$error":"#DIV/0!"}]
[null,null,null,null,null,null,null,null,0,{"$error":"#DIV/0!"},{"$error":"#DIV/0!"},{"$error":"#DIV/0!"}]
[null,null,null,null,null,null,null,null,0,{"$error":"#DIV/0!"},{"$error":"#DIV/0!"},{"$error":"#DIV/0!"}]
[null,null,null,null,null,null,null,null,0,{"$error":"#DIV/0!"},{"$error":"#DIV/0!"},{"$error":"#DIV/0!"}]
[null,null,null,null,null,null,null,null,0,{"$error":"#DIV/0!"},{"$error":"#DIV/0!"},{"$error":"#DIV/0!"}]
[null,null,null,null,null,null,null,null,0,{"$error":"#DIV/0!"},{"$error":"#DIV/0!"},{"$error":"#DIV/0!"}]
[null,null,null,null,null,null,null,null,0,{"$error":"#DIV/0!"},{"$error":"#DIV/0!"},{"$error":"#DIV/0!"}]
[null,null,null,null,null,null,null,null,0,{"$error":"#DIV/0!"},{"$error":"#DIV/0!"},{"$error":"#DIV/0!"}]
[null,null,null,null,null,null,null,null,0,{"$error":"#DIV/0!"},{"$error":"#DIV/0!"},{"$error":"#DIV/0!"}]
[null,null,null,null,null,null,null,null,0,{"$error":"#DIV/0!"},{"$error":"#DIV/0!"},{"$error":"#DIV/0!"}]
[null,null,null,null,null,null,null,null,0,{"$error":"#DIV/0!"},{"$error":"#DIV/0!"},{"$error":"#DIV/0!"}]
[null,null,null,null,null,null,null,null,0,{"$error":"#DIV/0!"},{"$error":"#DIV/0!"},{"$error":"#DIV/0!"}]
[null,null,null,null,null,null,null,null,0,{"$error":"#DIV/0!"},{"$error":"#DIV/0!"},{"$error":"#DIV/0!"}]
[null,null,null,null,null,null,null,null,0,{"$error":"#DIV/0!"},{"$error":"#DIV/0!"},{"$error":"#DIV/0!"}]
[null,null,null,null,null,null,null,null,0,{"$error":"#DIV/0!"},{"$error":"#DIV/0!"},{"$error":"#DIV/0!"}]
[null,null,null,null,null,null,null,null,0,{"$error":"#DIV/0!"},{"$error":"#DIV/0!"},{"$error":"#DIV/0!"}]
[null,null,null,null,null,null,null,null,0,{"$error":"#DIV/0!"},{"$error":"#DIV/0!"},{"$error":"#DIV/0!"}]
[null,null,null,null,null,null,null,null,0,{"$error":"#DIV/0!"},{"$error":"#DIV/0!"},{"$error":"#DIV/0!"}]
[null,null,null,null,null,null,null,null,0,{"$error":"#DIV/0!"},{"$error":"#DIV/0!"},{"$error":"#DIV/0!"}]
[null,null,null,null,null,null,null,null,0,{"$error":"#DIV/0!"},{"$error":"#DIV/0!"},{"$error":"#DIV/0!"}]
[null,null,null,null,null,null,null,null,0,{"$error":"#DIV/0!"},{"$error":"#DIV/0!"},{"$error":"#DIV/0!"}]
[null,null,null,null,null,null,null,null,0,{"$error":"#DIV/0!"},{"$error":"#DIV/0!"},{"$error":"#DIV/0!"}]
[null,null,null,null,null,null,null,null,0,{"$error":"#DIV/0!"},{"$error":"#DIV/0!"},{"$f":"G56023/J56023","v":{"$error":"#DIV/0!"}}]
[null,null,null,null,null,null,null,null,0,{"$error":"#DIV/0!"},{"$error":"#DIV/0!"},{"$error":"#DIV/0!"}]
[null,null,null,null,null,null,null,null,0,{"$error":"#DIV/0!"},{"$error":"#DIV/0!"},{"$error":"#DIV/0!"}]
[null,null,null,null,null,null,null,null,0,{"$error":"#DIV/0!"},{"$error":"#DIV/0!"},{"$error":"#DIV/0!"}]
[null,null,null,null,null,null,null,null,0,{"$error":"#DIV/0!"},{"$error":"#DIV/0!"},{"$error":"#DIV/0!"}]
[null,null,null,null,null,null,null,null,0,{"$error":"#DIV/0!"},{"$error":"#DIV/0!"},{"$error":"#DIV/0!"}]
[null,null,null,null,null,null,null,null,0,{"$error":"#DIV/0!"},{"$error":"#DIV/0!"},{"$error":"#DIV/0!"}]
[null,null,null,null,null,null,null,null,0,{"$error":"#DIV/0!"},{"$error":"#DIV/0!"},{"$f":"G56279/J56279","v":{"$error":"#DIV/0!"}}]
[null,null,null,null,null,null,null,null,0,{"$error":"#DIV/0!"},{"$error":"#DIV/0!"},{"$error":"#DIV/0!"}]
[null,null,null,null,null,null,null,null,0,{"$error":"#DIV/0!"},{"$error":"#DIV/0!"},{"$error":"#DIV/0!"}]
[null,null,null,null,null,null,null,null,0,{"$error":"#DIV/0!"},{"$error":"#DIV/0!"},{"$error":"#DIV/0!"}]
[null,null,null,null,null,null,null,null,0,{"$error":"#DIV/0!"},{"$error":"#DIV/0!"},{"$error":"#DIV/0!"}]
[null,null,null,null,null,null,null,null,0,{"$error":"#DIV/0!"},{"$error":"#DIV/0!"},{"$error":"#DIV/0!"}]
[null,null,null,null,null,null,null,null,0,{"$error":"#DIV/0!"},{"$error":"#DIV/0!"},{"$error":"#DIV/0!"}]
[null,null,null,null,null,null,null,null,0,{"$error":"#DIV/0!"},{"$error":"#DIV/0!"},{"$error":"#DIV/0!"}]
[null,null,null,null,null,null,null,null,0,{"$error":"#DIV/0!"},{"$error":"#DIV/0!"},{"$error":"#DIV/0!"}]
[null,null,null,null,null,null,null,null,0,{"$error":"#DIV/0!"},{"$error":"#DIV/0!"},{"$error":"#DIV/0!"}]
[null,null,null,null,null,null,null,null,0,{"$error":"#DIV/0!"},{"$error":"#DIV/0!"},{"$error":"#DIV/0!"}]
[null,null,null,null,null,null,null,null,0,{"$error":"#DIV/0!"},{"$error":"#DIV/0!"},{"$error":"#DIV/0!"}]
[null,null,null,null,null,null,null,null,0,{"$error":"#DIV/0!"},{"$error":"#DIV/0!"},{"$error":"#DIV/0!"}]
[null,null,null,null,null,null,null,null,0,{"$error":"#DIV/0!"},{"$error":"#DIV/0!"},{"$error":"#DIV/0!"}]
[null,null,null,null,null,null,null,null,0,{"$error":"#DIV/0!"},{"$error":"#DIV/0!"},{"$error":"#DIV/0!"}]
[null,null,null,null,null,null,null,null,0,{"$error":"#DIV/0!"},{"$error":"#DIV/0!"},{"$error":"#DIV/0!"}]
[null,null,null,null,null,null,null,null,0,{"$error":"#DIV/0!"},{"$error":"#DIV/0!"},{"$error":"#DIV/0!"}]
[null,null,null,null,null,null,null,null,0,{"$error":"#DIV/0!"},{"$error":"#DIV/0!"},{"$error":"#DIV/0!"}]
[null,null,null,null,null,null,null,null,0,{"$f":"IF(F56985/G56985=1,F56985,J56984)","v":{"$error":"#DIV/0!"}},{"$error":"#DIV/0!"},{"$error":"#DIV/0!"}]
[null,null,null,null,null,null,null,null,0,{"$error":"#DIV/0!"},{"$error":"#DIV/0!"},{"$error":"#DIV/0!"}]
[null,null,null,null,null,null,null,null,0,{"$error":"#DIV/0!"},{"$error":"#DIV/0!"},{"$error":"#DIV/0!"}]
[null,null,null,null,null,null,null,null,0,{"$error":"#DIV/0!"},{"$error":"#DIV/0!"},{"$error":"#DIV/0!"}]
[null,null,null,null,null,null,null,null,0,{"$error":"#DIV/0!"},{"$error":"#DIV/0!"},{"$error":"#DIV/0!"}]
[null,null,null,null,null,null,null,null,0,{"$error":"#DIV/0!"},{"$error":"#DIV/0!"},{"$error":"#DIV/0!"}]
[null,null,null,null,null,null,null,null,0,{"$error":"#DIV/0!"},{"$error":"#DIV/0!"},{"$error":"#DIV/0!"}]
[null,null,null,null,null,null,null,null,0,{"$error":"#DIV/0!"},{"$error":"#DIV/0!"},{"$error":"#DIV/0!"}]
[null,null,null,null,null,null,null,null,0,{"$error":"#DIV/0!"},{"$error":"#DIV/0!"},{"$error":"#DIV/0!"}]
[null,null,null,null,null,null,null,null,0,{"$error":"#DIV/0!"},{"$error":"#DIV/0!"},{"$error":"#DIV/0!"}]
[null,null,null,null,null,null,null,null,0,{"$error":"#DIV/0!"},{"$error":"#DIV/0!"},{"$error":"#DIV/0!"}]
[null,null,null,null,null,null,null,null,0,{"$f":"IF(F57433/G57433=1,F57433,J57432)","v":{"$error":"#DIV/0!"}},{"$error":"#DIV/0!"},{"$error":"#DIV/0!"}]
[null,null,null,null,null,null,null,null,0,{"$error":"#DIV/0!"},{"$error":"#DIV/0!"},{"$error":"#DIV/0!"}]
[null,null,null,null,null,null,null,null,0,{"$error":"#DIV/0!"},{"$error":"#DIV/0!"},{"$error":"#DIV/0!"}]
[null,null,null,null,null,null,null,null,0,{"$error":"#DIV/0!"},{"$error":"#DIV/0!"},{"$error":"#DIV/0!"}]
[null,null,null,null,null,null,null,null,0,{"$error":"#DIV/0!"},{"$error":"#DIV/0!"},{"$error":"#DIV/0!"}]
[null,null,null,null,null,null,null,null,0,{"$error":"#DIV/0!"},{"$error":"#DIV/0!"},{"$error":"#DIV/0!"}]
[null,null,null,null,null,null,null,null,0,{"$error":"#DIV/0!"},{"$error":"#DIV/0!"},{"$error":"#DIV/0!"}]
[null,null,null,null,null,null,null,null,0,{"$error":"#DIV/0!"},{"$error":"#DIV/0!"},{"$error":"#DIV/0!"}]
[null,null,null,null,null,null,null,null,0,{"$error":"#DIV/0!"},{"$error":"#DIV/0!"},{"$error":"#DIV/0!"}]
[null,null,null,null,null,null,null,null,0,{"$error":"#DIV/0!"},{"$error":"#DIV/0!"},{"$error":"#DIV/0!"}]
[null,null,null,null,null,null,null,null,0,{"$error":"#DIV/0!"},{"$error":"#DIV/0!"},{"$error":"#DIV/0!"}]
[null,null,null,null,null,null,null,null,0,{"$error":"#DIV/0!"},{"$error":"#DIV/0!"},{"$error":"#DIV/0!"}]
[null,null,null,null,null,null,null,null,0,{"$error":"#DIV/0!"},{"$error":"#DIV/0!"},{"$error":"#DIV/0!"}]
[null,null,null,null,null,null,null,null,0,{"$error":"#DIV/0!"},{"$error":"#DIV/0!"},{"$error":"#DIV/0!"}]
[null,null,null,null,null,null,null,null,0,{"$error":"#DIV/0!"},{"$error":"#DIV/0!"},{"$error":"#DIV/0!"}]
[null,null,null,null,null,null,null,null,0,{"$error":"#DIV/0!"},{"$error":"#DIV/0!"},{"$error":"#DIV/0!"}]
[null,null,null,null,null,null,null,null,0,{"$error":"#DIV/0!"},{"$error":"#DIV/0!"},{"$error":"#DIV/0!"}]
[null,null,null,null,null,null,null,null,0,{"$error":"#DIV/0!"},{"$error":"#DIV/0!"},{"$error":"#DIV/0!"}]
[null,null,null,null,null,null,null,null,0,{"$error":"#DIV/0!"},{"$error":"#DIV/0!"},{"$error":"#DIV/0!"}]
[null,null,null,null,null,null,null,null,0,{"$error":"#DIV/0!"},{"$error":"#DIV/0!"},{"$error":"#DIV/0!"}]
[null,null,null,null,null,null,null,null,0,{"$error":"#DIV/0!"},{"$error":"#DIV/0!"},{"$error":"#DIV/0!"}]
[null,null,null,null,null,null,null,null,0,{"$error":"#DIV/0!"},{"$error":"#DIV/0!"},{"$error":"#DIV/0!"}]
[null,null,null,null,null,null,null,null,0,{"$error":"#DIV/0!"},{"$error":"#DIV/0!"},{"$error":"#DIV/0!"}]
[null,null,null,null,null,null,null,null,0,{"$error":"#DIV/0!"},{"$error":"#DIV/0!"},{"$error":"#DIV/0!"}]
[null,null,null,null,null,null,null,null,0,{"$error":"#DIV/0!"},{"$error":"#DIV/0!"},{"$error":"#DIV/0!"}]
[null,null,null,null,null,null,null,null,0,{"$error":"#DIV/0!"},{"$error":"#DIV/0!"},{"$error":"#DIV/0!"}]
[null,null,null,null,null,null,null,null,0,{"$error":"#DIV/0!"},{"$error":"#DIV/0!"},{"$error":"#DIV/0!"}]
[null,null,null,null,null,null,null,null,0,{"$error":"#DIV/0!"},{"$error":"#DIV/0!"},{"$error":"#DIV/0!"}]
[null,null,null,null,null,null,null,null,0,{"$error":"#DIV/0!"},{"$error":"#DIV/0!"},{"$error":"#DIV/0!"}]
[null,null,null,null,null,null,null,null,0,{"$error":"#DIV/0!"},{"$error":"#DIV/0!"},{"$error":"#DIV/0!"}]
[null,null,null,null,null,null,null,null,0,{"$error":"#DIV/0!"},{"$error":"#DIV/0!"},{"$error":"#DIV/0!"}]
[null,null,null,null,null,null,null,null,0,{"$error":"#DIV/0!"},{"$error":"#DIV/0!"},{"$error":"#DIV/0!"}]
[null,null,null,null,null,null,null,null,0,{"$error":"#DIV/0!"},{"$error":"#DIV/0!"},{"$error":"#DIV/0!"}]
[null,null,null,null,null,null,null,null,0,{"$error":"#DIV/0!"},{"$error":"#DIV/0!"},{"$error":"#DIV/0!"}]
[null,null,null,null,null,null,null,null,0,{"$error":"#DIV/0!"},{"$error":"#DIV/0!"},{"$error":"#DIV/0!"}]
[null,null,null,null,null,null,null,null,0,{"$error":"#DIV/0!"},{"$error":"#DIV/0!"},{"$error":"#DIV/0!"}]
[null,null,null,null,null,null,null,null,0,{"$error":"#DIV/0!"},{"$error":"#DIV/0!"},{"$error":"#DIV/0!"}]
[null,null,null,null,null,null,null,null,{"$f":"IF(F58838<>G58838,1,0)","v":0},{"$error":"#DIV/0!"},{"$f":"F58838/J58838","v":{"$error":"#DIV/0!"}},{"$error":"#DIV/0!"}]
[null,null,null,null,null,null,null,null,0,{"$error":"#DIV/0!"},{"$error":"#DIV/0!"},{"$error":"#DIV/0!"}]
[null,null,null,null,null,null,null,null,0,{"$error":"#DIV/0!"},{"$error":"#DIV/0!"},{"$error":"#DIV/0!"}]
[null,null,null,null,null,null,null,null,0,{"$error":"#DIV/0!"},{"$error":"#DIV/0!"},{"$error":"#DIV/0!"}]
[null,null,null,null,null,null,null,null,0,{"$error":"#DIV/0!"},{"$error":"#DIV/0!"},{"$error":"#DIV/0!"}]
[null,null,null,null,null,null,null,null,0,{"$error":"#DIV/0!"},{"$error":"#DIV/0!"},{"$error":"#DIV/0!"}]
[null,null,null,null,null,null,null,null,0,{"$error":"#DIV/0!"},{"$error":"#DIV/0!"},{"$error":"#DIV/0!"}]
[null,null,null,null,null,null,null,null,0,{"$error":"#DIV/0!"},{"$error":"#DIV/0!"},{"$error":"#DIV/0!"}]
[null,null,null,null,null,null,null,null,0,{"$error":"#DIV/0!"},{"$error":"#DIV/0!"},{"$error":"#DIV/0!"}]
[null,null,null,null,null,null,null,null,0,{"$error":"#DIV/0!"},{"$error":"#DIV/0!"},{"$error":"#DIV/0!"}]
[null,null,null,null,null,null,null,null,0,{"$error":"#DIV/0!"},{"$error":"#DIV/0!"},{"$error":"#DIV/0!"}]
[null,null,null,null,null,null,null,null,0,{"$error":"#DIV/0!"},{"$error":"#DIV/0!"},{"$error":"#DIV/0!"}]
[null,null,null,null,null,null,null,null,0,{"$error":"#DIV/0!"},{"$error":"#DIV/0!"},{"$error":"#DIV/0!"}]
[null,null,null,null,null,null,null,null,0,{"$error":"#DIV/0!"},{"$error":"#DIV/0!"},{"$error":"#DIV/0!"}]
[null,null,null,null,null,null,null,null,0,{"$error":"#DIV/0!"},{"$error":"#DIV/0!"},{"$error":"#DIV/0!"}]
[null,null,null,null,null,null,null,null,0,{"$error":"#DIV/0!"},{"$error":"#DIV/0!"},{"$error":"#DIV/0!"}]
[null,null,null,null,null,null,null,null,0,{"$error":"#DIV/0!"},{"$error":"#DIV/0!"},{"$error":"#DIV/0!"}]
[null,null,null,null,null,null,null,null,0,{"$error":"#DIV/0!"},{"$error":"#DIV/0!"},{"$error":"#DIV/0!"}]
[null,null,null,null,null,null,null,null,0,{"$error":"#DIV/0!"},{"$error":"#DIV/0!"},{"$f":"G59543/J59543","v":{"$error":"#DIV/0!"}}]
[null,null,null,null,null,null,null,null,0,{"$error":"#DIV/0!"},{"$error":"#DIV/0!"},{"$error":"#DIV/0!"}]
[null,null,null,null,null,null,null,null,0,{"$error":"#DIV/0!"},{"$error":"#DIV/0!"},{"$error":"#DIV/0!"}]
[null,null,null,null,null,null,null,null,0,{"$error":"#DIV/0!"},{"$error":"#DIV/0!"},{"$error":"#DIV/0!"}]
[null,null,null,null,null,null,null,null,0,{"$error":"#DIV/0!"},{"$error":"#DIV/0!"},{"$error":"#DIV/0!"}]
[null,null,null,null,null,null,null,null,0,{"$error":"#DIV/0!"},{"$error":"#DIV/0!"},{"$error":"#DIV/0!"}]
[null,null,null,null,null,null,null,null,0,{"$error":"#DIV/0!"},{"$error":"#DIV/0!"},{"$error":"#DIV/0!"}]
[null,null,null,null,null,null,null,null,0,{"$error":"#DIV/0!"},{"$error":"#DIV/0!"},{"$error":"#DIV/0!"}]
[null,null,null,null,null,null,null,null,0,{"$error":"#DIV/0!"},{"$error":"#DIV/0!"},{"$error":"#DIV/0!"}]
[null,null,null,null,null,null,null,null,0,{"$error":"#DIV/0!"},{"$error":"#DIV/0!"},{"$error":"#DIV/0!"}]
[null,null,null,null,null,null,null,null,0,{"$error":"#DIV/0!"},{"$error":"#DIV/0!"},{"$error":"#DIV/0!"}]
[null,null,null,null,null,null,null,null,0,{"$error":"#DIV/0!"},{"$error":"#DIV/0!"},{"$error":"#DIV/0!"}]
[null,null,null,null,null,null,null,null,0,{"$error":"#DIV/0!"},{"$error":"#DIV/0!"},{"$error":"#DIV/0!"}]
[null,null,null,null,null,null,null,null,0,{"$error":"#DIV/0!"},{"$error":"#DIV/0!"},{"$error":"#DIV/0!"}]
[null,null,null,null,null,null,null,null,0,{"$error":"#DIV/0!"},{"$error":"#DIV/0!"},{"$error":"#DIV/0!"}]
[null,null,null,null,null,null,null,null,0,{"$error":"#DIV/0!"},{"$error":"#DIV/0!"},{"$error":"#DIV/0!"}]
[null,null,null,null,null,null,null,null,0,{"$error":"#DIV/0!"},{"$error":"#DIV/0!"},{"$error":"#DIV/0!"}]
[null,null,null,null,null,null,null,null,0,{"$error":"#DIV/0!"},{"$error":"#DIV/0!"},{"$error":"#DIV/0!"}]
[null,null,null,null,null,null,null,null,0,{"$error":"#DIV/0!"},{"$error":"#DIV/0!"},{"$error":"#DIV/0!"}]
[null,null,null,null,null,null,null,null,0,{"$error":"#DIV/0!"},{"$error":"#DIV/0!"},{"$error":"#DIV/0!"}]
[null,null,null,null,null,null,null,null,0,{"$error":"#DIV/0!"},{"$error":"#DIV/0!"},{"$error":"#DIV/0!"}]
[null,null,null,null,null,null,null,null,0,{"$error":"#DIV/0!"},{"$error":"#DIV/0!"},{"$error":"#DIV/0!"}]
[null,null,null,null,null,null,null,null,0,{"$error":"#DIV/0!"},{"$error":"#DIV/0!"},{"$error":"#DIV/0!"}]
[null,null,null,null,null,null,null,null,0,{"$error":"#DIV/0!"},{"$error":"#DIV/0!"},{"$error":"#DIV/0!"}]
[null,null,null,null,null,null,null,null,0,{"$error":"#DIV/0!"},{"$error":"#DIV/0!"},{"$error":"#DIV/0!"}]
[null,null,null,null,null,null,null,null,0,{"$f":"IF(F60505/G60505=1,F60505,J60504)","v":{"$error":"#DIV/0!"}},{"$error":"#DIV/0!"},{"$error":"#DIV/0!"}]
[null,null,null,null,null,null,null,null,0,{"$error":"#DIV/0!"},{"$error":"#DIV/0!"},{"$error":"#DIV/0!"}]
[null,null,null,null,null,null,null,null,0,{"$error":"#DIV/0!"},{"$error":"#DIV/0!"},{"$error":"#DIV/0!"}]
[null,null,null,null,null,null,null,null,0,{"$error":"#DIV/0!"},{"$error":"#DIV/0!"},{"$error":"#DIV/0!"}]
[null,null,null,null,null,null,null,null,0,{"$f":"IF(F60697/G60697=1,F60697,J60696)","v":{"$error":"#DIV/0!"}},{"$error":"#DIV/0!"},{"$error":"#DIV/0!"}]
[null,null,null,null,null,null,null,null,0,{"$error":"#DIV/0!"},{"$error":"#DIV/0!"},{"$error":"#DIV/0!"}]
[null,null,null,null,null,null,null,null,0,{"$error":"#DIV/0!"},{"$error":"#DIV/0!"},{"$error":"#DIV/0!"}]
[null,null,null,null,null,null,null,null,0,{"$error":"#DIV/0!"},{"$error":"#DIV/0!"},{"$error":"#DIV/0!"}]
[null,null,null,null,null,null,null,null,0,{"$error":"#DIV/0!"},{"$error":"#DIV/0!"},{"$error":"#DIV/0!"}]
[null,null,null,null,null,null,null,null,0,{"$error":"#DIV/0!"},{"$error":"#DIV/0!"},{"$error":"#DIV/0!"}]
[null,null,null,null,null,null,null,null,0,{"$error":"#DIV/0!"},{"$error":"#DIV/0!"},{"$error":"#DIV/0!"}]
[null,null,null,null,null,null,null,null,0,{"$error":"#DIV/0!"},{"$error":"#DIV/0!"},{"$error":"#DIV/0!"}]
[null,null,null,null,null,null,null,null,0,{"$error":"#DIV/0!"},{"$error":"#DIV/0!"},{"$error":"#DIV/0!"}]
[null,null,null,null,null,null,null,null,0,{"$error":"#DIV/0!"},{"$error":"#DIV/0!"},{"$error":"#DIV/0!"}]
[null,null,null,null,null,null,null,null,0,{"$error":"#DIV/0!"},{"$error":"#DIV/0!"},{"$error":"#DIV/0!"}]
[null,null,null,null,null,null,null,null,0,{"$error":"#DIV/0!"},{"$error":"#DIV/0!"},{"$error":"#DIV/0!"}]
[null,null,null,null,null,null,null,null,0,{"$error":"#DIV/0!"},{"$error":"#DIV/0!"},{"$error":"#DIV/0!"}]
[null,null,null,null,null,null,null,null,0,{"$error":"#DIV/0!"},{"$error":"#DIV/0!"},{"$error":"#DIV/0!"}]
[null,null,null,null,null,null,null,null,0,{"$error":"#DIV/0!"},{"$error":"#DIV/0!"},{"$error":"#DIV/0!"}]
[null,null,null,null,null,null,null,null,0,{"$error":"#DIV/0!"},{"$error":"#DIV/0!"},{"$error":"#DIV/0!"}]
[null,null,null,null,null,null,null,null,0,{"$error":"#DIV/0!"},{"$error":"#DIV/0!"},{"$error":"#DIV/0!"}]
[null,null,null,null,null,null,null,null,0,{"$error":"#DIV/0!"},{"$error":"#DIV/0!"},{"$error":"#DIV/0!"}]
[null,null,null,null,null,null,null,null,0,{"$error":"#DIV/0!"},{"$error":"#DIV/0!"},{"$error":"#DIV/0!"}]
[null,null,null,null,null,null,null,null,0,{"$error":"#DIV/0!"},{"$error":"#DIV/0!"},{"$error":"#DIV/0!"}]
[null,null,null,null,null,null,null,null,0,{"$error":"#DIV/0!"},{"$error":"#DIV/0!"},{"$error":"#DIV/0!"}]
[null,null,null,null,null,null,null,null,0,{"$error":"#DIV/0!"},{"$error":"#DIV/0!"},{"$error":"#DIV/0!"}]
[null,null,null,null,null,null,null,null,0,{"$error":"#DIV/0!"},{"$error":"#DIV/0!"},{"$error":"#DIV/0!"}]
[null,null,null,null,null,null,null,null,0,{"$error":"#DIV/0!"},{"$error":"#DIV/0!"},{"$error":"#DIV/0!"}]
[null,null,null,null,null,null,null,null,0,{"$error":"#DIV/0!"},{"$error":"#DIV/0!"},{"$error":"#DIV/0!"}]
[null,null,null,null,null,null,null,null,0,{"$error":"#DIV/0!"},{"$error":"#DIV/0!"},{"$error":"#DIV/0!"}]
[null,null,null,null,null,null,null,null,0,{"$error":"#DIV/0!"},{"$error":"#DIV/0!"},{"$error":"#DIV/0!"}]
[null,null,null,null,null,null,null,null,0,{"$error":"#DIV/0!"},{"$error":"#DIV/0!"},{"$error":"#DIV/0!"}]
[null,null,null,null,null,null,null,null,0,{"$error":"#DIV/0!"},{"$error":"#DIV/0!"},{"$error":"#DIV/0!"}]
[null,null,null,null,null,null,null,null,0,{"$error":"#DIV/0!"},{"$error":"#DIV/0!"},{"$error":"#DIV/0!"}]
[null,null,null,null,null,null,null,null,0,{"$error":"#DIV/0!"},{"$error":"#DIV/0!"},{"$error":"#DIV/0!"}]
[null,null,null,null,null,null,null,null,0,{"$error":"#DIV/0!"},{"$error":"#DIV/0!"},{"$error":"#DIV/0!"}]
[null,null,null,null,null,null,null,null,0,{"$error":"#DIV/0!"},{"$error":"#DIV/0!"},{"$error":"#DIV/0!"}]
[null,null,null,null,null,null,null,null,0,{"$error":"#DIV/0!"},{"$error":"#DIV/0!"},{"$error":"#DIV/0!"}]
[null,null,null,null,null,null,null,null,0,{"$error":"#DIV/0!"},{"$error":"#DIV/0!"},{"$error":"#DIV/0!"}]
[null,null,null,null,null,null,null,null,0,{"$error":"#DIV/0!"},{"$error":"#DIV/0!"},{"$error":"#DIV/0!"}]
[null,null,null,null,null,null,null,null,0,{"$error":"#DIV/0!"},{"$error":"#DIV/0!"},{"$error":"#DIV/0!"}]
[null,null,null,null,null,null,null,null,{"$f":"IF(F62102<>G62102,1,0)","v":0},{"$error":"#DIV/0!"},{"$f":"F62102/J62102","v":{"$error":"#DIV/0!"}},{"$error":"#DIV/0!"}]
[null,null,null,null,null,null,null,null,0,{"$error":"#DIV/0!"},{"$error":"#DIV/0!"},{"$error":"#DIV/0!"}]
[null,null,null,null,null,null,null,null,0,{"$error":"#DIV/0!"},{"$error":"#DIV/0!"},{"$error":"#DIV/0!"}]
[null,null,null,null,null,null,null,null,0,{"$error":"#DIV/0!"},{"$error":"#DIV/0!"},{"$error":"#DIV/0!"}]
[null,null,null,null,null,null,null,null,0,{"$error":"#DIV/0!"},{"$error":"#DIV/0!"},{"$error":"#DIV/0!"}]
[null,null,null,null,null,null,null,null,0,{"$error":"#DIV/0!"},{"$error":"#DIV/0!"},{"$error":"#DIV/0!"}]
[null,null,null,null,null,null,null,null,0,{"$error":"#DIV/0!"},{"$error":"#DIV/0!"},{"$error":"#DIV/0!"}]
[null,null,null,null,null,null,null,null,0,{"$error":"#DIV/0!"},{"$error":"#DIV/0!"},{"$error":"#DIV/0!"}]
[null,null,null,null,null,null,null,null,0,{"$error":"#DIV/0!"},{"$error":"#DIV/0!"},{"$error":"#DIV/0!"}]
[null,null,null,null,null,null,null,null,0,{"$error":"#DIV/0!"},{"$error":"#DIV/0!"},{"$error":"#DIV/0!"}]
[null,null,null,null,null,null,null,null,0,{"$error":"#DIV/0!"},{"$error":"#DIV/0!"},{"$error":"#DIV/0!"}]
[null,null,null,null,null,null,null,null,{"$f":"IF(F62550<>G62550,1,0)","v":0},{"$error":"#DIV/0!"},{"$f":"F62550/J62550","v":{"$error":"#DIV/0!"}},{"$error":"#DIV/0!"}]
[null,null,null,null,null,null,null,null,0,{"$error":"#DIV/0!"},{"$error":"#DIV/0!"},{"$error":"#DIV/0!"}]
[null,null,null,null,null,null,null,null,0,{"$error":"#DIV/0!"},{"$error":"#DIV/0!"},{"$error":"#DIV/0!"}]
[null,null,null,null,null,null,null,null,0,{"$error":"#DIV/0!"},{"$error":"#DIV/0!"},{"$error":"#DIV/0!"}]
[null,null,null,null,null,null,null,null,0,{"$error":"#DIV/0!"},{"$error":"#DIV/0!"},{"$error":"#DIV/0!"}]
[null,null,null,null,null,null,null,null,0,{"$error":"#DIV/0!"},{"$error":"#DIV/0!"},{"$error":"#DIV/0!"}]
[null,null,null,null,null,null,null,null,0,{"$error":"#DIV/0!"},{"$error":"#DIV/0!"},{"$error":"#DIV/0!"}]
[null,null,null,null,null,null,null,null,0,{"$error":"#DIV/0!"},{"$error":"#DIV/0!"},{"$f":"G62807/J62807","v":{"$error":"#DIV/0!"}}]
[null,null,null,null,null,null,null,null,0,{"$error":"#DIV/0!"},{"$error":"#DIV/0!"},{"$error":"#DIV/0!"}]
[null,null,null,null,null,null,null,null,0,{"$error":"#DIV/0!"},{"$error":"#DIV/0!"},{"$error":"#DIV/0!"}]
[null,null,null,null,null,null,null,null,0,{"$error":"#DIV/0!"},{"$error":"#DIV/0!"},{"$error":"#DIV/0!"}]
[null,null,null,null,null,null,null,null,0,{"$error":"#DIV/0!"},{"$error":"#DIV/0!"},{"$error":"#DIV/0!"}]
[null,null,null,null,null,null,null,null,0,{"$error":"#DIV/0!"},{"$error":"#DIV/0!"},{"$error":"#DIV/0!"}]
[null,null,null,null,null,null,null,null,0,{"$error":"#DIV/0!"},{"$error":"#DIV/0!"},{"$error":"#DIV/0!"}]
[null,null,null,null,null,null,null,null,0,{"$error":"#DIV/0!"},{"$error":"#DIV/0!"},{"$error":"#DIV/0!"}]
[null,null,null,null,null,null,null,null,0,{"$error":"#DIV/0!"},{"$error":"#DIV/0!"},{"$error":"#DIV/0!"}]
[null,null,null,null,null,null,null,null,0,{"$error":"#DIV/0!"},{"$error":"#DIV/0!"},{"$error":"#DIV/0!"}]
[null,null,null,null,null,null,null,null,0,{"$error":"#DIV/0!"},{"$error":"#DIV/0!"},{"$error":"#DIV/0!"}]
[null,null,null,null,null,null,null,null,0,{"$error":"#DIV/0!"},{"$error":"#DIV/0!"},{"$error":"#DIV/0!"}]
[null,null,null,null,null,null,null,null,0,{"$error":"#DIV/0!"},{"$error":"#DIV/0!"},{"$error":"#DIV/0!"}]
[null,null,null,null,null,null,null,null,0,{"$error":"#DIV/0!"},{"$error":"#DIV/0!"},{"$error":"#DIV/0!"}]
[null,null,null,null,null,null,null,null,0,{"$error":"#DIV/0!"},{"$error":"#DIV/0!"},{"$error":"#DIV/0!"}]
[null,null,null,null,null,null,null,null,0,{"$error":"#DIV/0!"},{"$error":"#DIV/0!"},{"$error":"#DIV/0!"}]
[null,null,null,null,null,null,null,null,0,{"$error":"#DIV/0!"},{"$error":"#DIV/0!"},{"$error":"#DIV/0!"}]
[null,null,null,null,null,null,null,null,0,{"$error":"#DIV/0!"},{"$error":"#DIV/0!"},{"$error":"#DIV/0!"}]
[null,null,null,null,null,null,null,null,0,{"$error":"#DIV/0!"},{"$error":"#DIV/0!"},{"$error":"#DIV/0!"}]
[null,null,null,null,null,null,null,null,0,{"$error":"#DIV/0!"},{"$error":"#DIV/0!"},{"$error":"#DIV/0!"}]
[null,null,null,null,null,null,null,null,0,{"$error":"#DIV/0!"},{"$error":"#DIV/0!"},{"$error":"#DIV/0!"}]
[null,null,null,null,null,null,null,null,0,{"$error":"#DIV/0!"},{"$error":"#DIV/0!"},{"$error":"#DIV/0!"}]
[null,null,null,null,null,null,null,null,0,{"$error":"#DIV/0!"},{"$error":"#DIV/0!"},{"$error":"#DIV/0!"}]
[null,null,null,null,null,null,null,null,0,{"$error":"#DIV/0!"},{"$error":"#DIV/0!"},{"$error":"#DIV/0!"}]
[null,null,null,null,null,null,null,null,0,{"$error":"#DIV/0!"},{"$error":"#DIV/0!"},{"$error":"#DIV/0!"}]
[null,null,null,null,null,null,null,null,0,{"$f":"IF(F63769/G63769=1,F63769,J63768)","v":{"$error":"#DIV/0!"}},{"$error":"#DIV/0!"},{"$error":"#DIV/0!"}]
[null,null,null,null,null,null,null,null,0,{"$error":"#DIV/0!"},{"$error":"#DIV/0!"},{"$error":"#DIV/0!"}]
[null,null,null,null,null,null,null,null,0,{"$error":"#DIV/0!"},{"$error":"#DIV/0!"},{"$error":"#DIV/0!"}]
[null,null,null,null,null,null,null,null,0,{"$error":"#DIV/0!"},{"$error":"#DIV/0!"},{"$error":"#DIV/0!"}]
[null,null,null,null,null,null,null,null,0,{"$error":"#DIV/0!"},{"$error":"#DIV/0!"},{"$error":"#DIV/0!"}]
[null,null,null,null,null,null,null,null,0,{"$error":"#DIV/0!"},{"$error":"#DIV/0!"},{"$error":"#DIV/0!"}]
[null,null,null,null,null,null,null,null,0,{"$error":"#DIV/0!"},{"$error":"#DIV/0!"},{"$error":"#DIV/0!"}]
[null,null,null,null,null,null,null,null,0,{"$error":"#DIV/0!"},{"$error":"#DIV/0!"},{"$error":"#DIV/0!"}]
[null,null,null,null,null,null,null,null,0,{"$error":"#DIV/0!"},{"$error":"#DIV/0!"},{"$error":"#DIV/0!"}]
[null,null,null,null,null,null,null,null,0,{"$error":"#DIV/0!"},{"$error":"#DIV/0!"},{"$error":"#DIV/0!"}]
[null,null,null,null,null,null,null,null,0,{"$error":"#DIV/0!"},{"$error":"#DIV/0!"},{"$error":"#DIV/0!"}]
[null,null,null,null,null,null,null,null,0,{"$error":"#DIV/0!"},{"$error":"#DIV/0!"},{"$error":"#DIV/0!"}]
[null,null,null,null,null,null,null,null,0,{"$error":"#DIV/0!"},{"$error":"#DIV/0!"},{"$error":"#DIV/0!"}]
[null,null,null,null,null,null,null,null,0,{"$error":"#DIV/0!"},{"$error":"#DIV/0!"},{"$error":"#DIV/0!"}]
[null,null,null,null,null,null,null,null,0,{"$error":"#DIV/0!"},{"$error":"#DIV/0!"},{"$error":"#DIV/0!"}]
[null,null,null,null,null,null,null,null,0,{"$error":"#DIV/0!"},{"$error":"#DIV/0!"},{"$error":"#DIV/0!"}]
[null,null,null,null,null,null,null,null,0,{"$error":"#DIV/0!"},{"$error":"#DIV/0!"},{"$error":"#DIV/0!"}]
[null,null,null,null,null,null,null,null,0,{"$error":"#DIV/0!"},{"$error":"#DIV/0!"},{"$error":"#DIV/0!"}]
[null,null,null,null,null,null,null,null,0,{"$error":"#DIV/0!"},{"$error":"#DIV/0!"},{"$error":"#DIV/0!"}]
[null,null,null,null,null,null,null,null,0,{"$error":"#DIV/0!"},{"$error":"#DIV/0!"},{"$error":"#DIV/0!"}]
[null,null,null,null,null,null,null,null,0,{"$error":"#DIV/0!"},{"$error":"#DIV/0!"},{"$error":"#DIV/0!"}]
[null,null,null,null,null,null,null,null,0,{"$error":"#DIV/0!"},{"$error":"#DIV/0!"},{"$error":"#DIV/0!"}]
[null,null,null,null,null,null,null,null,0,{"$error":"#DIV/0!"},{"$error":"#DIV/0!"},{"$error":"#DIV/0!"}]
[null,null,null,null,null,null,null,null,0,{"$error":"#DIV/0!"},{"$error":"#DIV/0!"},{"$error":"#DIV/0!"}]
[null,null,null,null,null,null,null,null,0,{"$error":"#DIV/0!"},{"$error":"#DIV/0!"},{"$error":"#DIV/0!"}]
[null,null,null,null,null,null,null,null,0,{"$error":"#DIV/0!"},{"$error":"#DIV/0!"},{"$error":"#DIV/0!"}]
[null,null,null,null,null,null,null,null,0,{"$error":"#DIV/0!"},{"$error":"#DIV/0!"},{"$error":"#DIV/0!"}]
[null,null,null,null,null,null,null,null,0,{"$error":"#DIV/0!"},{"$error":"#DIV/0!"},{"$error":"#DIV/0!"}]
[null,null,null,null,null,null,null,null,0,{"$error":"#DIV/0!"},{"$error":"#DIV/0!"},{"$error":"#DIV/0!"}]
[null,null,null,null,null,null,null,null,0,{"$error":"#DIV/0!"},{"$error":"#DIV/0!"},{"$error":"#DIV/0!"}]
[null,null,null,null,null,null,null,null,0,{"$error":"#DIV/0!"},{"$error":"#DIV/0!"},{"$error":"#DIV/0!"}]
[null,null,null,null,null,null,null,null,0,{"$error":"#DIV/0!"},{"$error":"#DIV/0!"},{"$error":"#DIV/0!"}]
[null,null,null,null,null,null,null,null,0,{"$error":"#DIV/0!"},{"$error":"#DIV/0!"},{"$error":"#DIV/0!"}]
[null,null,null,null,null,null,null,null,0,{"$error":"#DIV/0!"},{"$error":"#DIV/0!"},{"$error":"#DIV/0!"}]
[null,null,null,null,null,null,null,null,0,{"$error":"#DIV/0!"},{"$error":"#DIV/0!"},{"$error":"#DIV/0!"}]
[null,null,null,null,null,null,null,null,0,{"$error":"#DIV/0!"},{"$error":"#DIV/0!"},{"$error":"#DIV/0!"}]
[null,null,null,null,null,null,null,null,0,{"$error":"#DIV/0!"},{"$error":"#DIV/0!"},{"$error":"#DIV/0!"}]
[null,null,null,null,null,null,null,null,0,{"$error":"#DIV/0!"},{"$error":"#DIV/0!"},{"$error":"#DIV/0!"}]
[null,null,null,null,null,null,null,null,0,{"$error":"#DIV/0!"},{"$error":"#DIV/0!"},{"$error":"#DIV/0!"}]
[null,null,null,null,null,null,null,null,0,{"$error":"#DIV/0!"},{"$error":"#DIV/0!"},{"$error":"#DIV/0!"}]
[null,null,null,null,null,null,null,null,0,{"$error":"#DIV/0!"},{"$error":"#DIV/0!"},{"$error":"#DIV/0!"}]
[null,null,null,null,null,null,null,null,0,{"$error":"#DIV/0!"},{"$error":"#DIV/0!"},{"$error":"#DIV/0!"}]
[null,null,null,null,null,null,null,null,0,{"$error":"#DIV/0!"},{"$error":"#DIV/0!"},{"$error":"#DIV/0!"}]
[null,null,null,null,null,null,null,null,0,{"$error":"#DIV/0!"},{"$error":"#DIV/0!"},{"$error":"#DIV/0!"}]
[null,null,null,null,null,null,null,null,0,{"$error":"#DIV/0!"},{"$error":"#DIV/0!"},{"$error":"#DIV/0!"}]
[null,null,null,null,null,null,null,null,0,{"$error":"#DIV/0!"},{"$error":"#DIV/0!"},{"$error":"#DIV/0!"}]
[null,null,null,null,null,null,null,null,0,{"$error":"#DIV/0!"},{"$error":"#DIV/0!"},{"$error":"#DIV/0!"}]
[null,null,null,null,null,null,null,null,0,{"$error":"#DIV/0!"},{"$error":"#DIV/0!"},{"$error":"#DIV/0!"}]
[null,null,null,null,null,null,null,null,0,{"$error":"#DIV/0!"},{"$error":"#DIV/0!"},{"$error":"#DIV/0!"}]
[null,null,null,null,null,null,null,null,0,{"$error":"#DIV/0!"},{"$error":"#DIV/0!"},{"$error":"#DIV/0!"}]
[null,null,null,null,null,null,null,null,0,{"$error":"#DIV/0!"},{"$error":"#DIV/0!"},{"$error":"#DIV/0!"}]
[null,null,null,null,null,null,null,null,0,{"$error":"#DIV/0!"},{"$error":"#DIV/0!"},{"$error":"#DIV/0!"}]
[null,null,null,null,null,null,null,null,{"$f":"IF(F65814<>G65814,1,0)","v":0},{"$error":"#DIV/0!"},{"$f":"F65814/J65814","v":{"$error":"#DIV/0!"}},{"$error":"#DIV/0!"}]
[null,null,null,null,null,null,null,null,0,{"$error":"#DIV/0!"},{"$error":"#DIV/0!"},{"$error":"#DIV/0!"}]
[null,null,null,null,null,null,null,null,0,{"$error":"#DIV/0!"},{"$error":"#DIV/0!"},{"$error":"#DIV/0!"}]
[null,null,null,null,null,null,null,null,0,{"$error":"#DIV/0!"},{"$error":"#DIV/0!"},{"$error":"#DIV/0!"}]
[null,null,null,null,null,null,null,null,0,{"$error":"#DIV/0!"},{"$error":"#DIV/0!"},{"$error":"#DIV/0!"}]
[null,null,null,null,null,null,null,null,0,{"$error":"#DIV/0!"},{"$error":"#DIV/0!"},{"$error":"#DIV/0!"}]
[null,null,null,null,null,null,null,null,0,{"$error":"#DIV/0!"},{"$error":"#DIV/0!"},{"$error":"#DIV/0!"}]
[null,null,null,null,null,null,null,null,0,{"$error":"#DIV/0!"},{"$error":"#DIV/0!"},{"$f":"G66071/J66071","v":{"$error":"#DIV/0!"}}]
[null,null,null,null,null,null,null,null,0,{"$error":"#DIV/0!"},{"$error":"#DIV/0!"},{"$error":"#DIV/0!"}]
[null,null,null,null,null,null,null,null,0,{"$error":"#DIV/0!"},{"$error":"#DIV/0!"},{"$error":"#DIV/0!"}]
[null,null,null,null,null,null,null,null,0,{"$error":"#DIV/0!"},{"$error":"#DIV/0!"},{"$error":"#DIV/0!"}]
[null,null,null,null,null,null,null,null,0,{"$error":"#DIV/0!"},{"$error":"#DIV/0!"},{"$error":"#DIV/0!"}]
[null,null,null,null,null,null,null,null,0,{"$error":"#DIV/0!"},{"$error":"#DIV/0!"},{"$error":"#DIV/0!"}]
[null,null,null,null,null,null,null,null,0,{"$error":"#DIV/0!"},{"$error":"#DIV/0!"},{"$error":"#DIV/0!"}]
[null,null,null,null,null,null,null,null,0,{"$error":"#DIV/0!"},{"$error":"#DIV/0!"},{"$f":"G66327/J66327","v":{"$error":"#DIV/0!"}}]
[null,null,null,null,null,null,null,null,0,{"$error":"#DIV/0!"},{"$error":"#DIV/0!"},{"$error":"#DIV/0!"}]
[null,null,null,null,null,null,null,null,0,{"$error":"#DIV/0!"},{"$error":"#DIV/0!"},{"$error":"#DIV/0!"}]
[null,null,null,null,null,null,null,null,0,{"$error":"#DIV/0!"},{"$error":"#DIV/0!"},{"$error":"#DIV/0!"}]
[null,null,null,null,null,null,null,null,0,{"$error":"#DIV/0!"},{"$error":"#DIV/0!"},{"$error":"#DIV/0!"}]
[null,null,null,null,null,null,null,null,0,{"$error":"#DIV/0!"},{"$error":"#DIV/0!"},{"$error":"#DIV/0!"}]
[null,null,null,null,null,null,null,null,0,{"$error":"#DIV/0!"},{"$error":"#DIV/0!"},{"$error":"#DIV/0!"}]
[null,null,null,null,null,null,null,null,0,{"$error":"#DIV/0!"},{"$error":"#DIV/0!"},{"$error":"#DIV/0!"}]
[null,null,null,null,null,null,null,null,0,{"$error":"#DIV/0!"},{"$error":"#DIV/0!"},{"$error":"#DIV/0!"}]
[null,null,null,null,null,null,null,null,0,{"$error":"#DIV/0!"},{"$error":"#DIV/0!"},{"$error":"#DIV/0!"}]
[null,null,null,null,null,null,null,null,0,{"$error":"#DIV/0!"},{"$error":"#DIV/0!"},{"$error":"#DIV/0!"}]
[null,null,null,null,null,null,null,null,0,{"$error":"#DIV/0!"},{"$error":"#DIV/0!"},{"$error":"#DIV/0!"}]
[null,null,null,null,null,null,null,null,0,{"$error":"#DIV/0!"},{"$error":"#DIV/0!"},{"$error":"#DIV/0!"}]
[null,null,null,null,null,null,null,null,0,{"$error":"#DIV/0!"},{"$error":"#DIV/0!"},{"$error":"#DIV/0!"}]
[null,null,null,null,null,null,null,null,0,{"$error":"#DIV/0!"},{"$error":"#DIV/0!"},{"$error":"#DIV/0!"}]
[null,null,null,null,null,null,null,null,0,{"$error":"#DIV/0!"},{"$error":"#DIV/0!"},{"$error":"#DIV/0!"}]
[null,null,null,null,null,null,null,null,0,{"$error":"#DIV/0!"},{"$error":"#DIV/0!"},{"$error":"#DIV/0!"}]
[null,null,null,null,null,null,null,null,0,{"$error":"#DIV/0!"},{"$error":"#DIV/0!"},{"$error":"#DIV/0!"}]
[null,null,null,null,null,null,null,null,0,{"$f":"IF(F67033/G67033=1,F67033,J67032)","v":{"$error":"#DIV/0!"}},{"$error":"#DIV/0!"},{"$error":"#DIV/0!"}]
[null,null,null,null,null,null,null,null,0,{"$error":"#DIV/0!"},{"$error":"#DIV/0!"},{"$error":"#DIV/0!"}]
[null,null,null,null,null,null,null,null,0,{"$error":"#DIV/0!"},{"$error":"#DIV/0!"},{"$error":"#DIV/0!"}]
[null,null,null,null,null,null,null,null,0,{"$error":"#DIV/0!"},{"$error":"#DIV/0!"},{"$error":"#DIV/0!"}]
[null,null,null,null,null,null,null,null,0,{"$error":"#DIV/0!"},{"$error":"#DIV/0!"},{"$error":"#DIV/0!"}]
[null,null,null,null,null,null,null,null,0,{"$error":"#DIV/0!"},{"$error":"#DIV/0!"},{"$error":"#DIV/0!"}]
[null,null,null,null,null,null,null,null,0,{"$error":"#DIV/0!"},{"$error":"#DIV/0!"},{"$error":"#DIV/0!"}]
[null,null,null,null,null,null,null,null,0,{"$error":"#DIV/0!"},{"$error":"#DIV/0!"},{"$error":"#DIV/0!"}]
[null,null,null,null,null,null,null,null,0,{"$error":"#DIV/0!"},{"$error":"#DIV/0!"},{"$error":"#DIV/0!"}]
[null,null,null,null,null,null,null,null,0,{"$error":"#DIV/0!"},{"$error":"#DIV/0!"},{"$error":"#DIV/0!"}]
[null,null,null,null,null,null,null,null,0,{"$error":"#DIV/0!"},{"$error":"#DIV/0!"},{"$error":"#DIV/0!"}]
[null,null,null,null,null,null,null,null,0,{"$error":"#DIV/0!"},{"$error":"#DIV/0!"},{"$error":"#DIV/0!"}]
[null,null,null,null,null,null,null,null,0,{"$error":"#DIV/0!"},{"$error":"#DIV/0!"},{"$error":"#DIV/0!"}]
[null,null,null,null,null,null,null,null,0,{"$error":"#DIV/0!"},{"$error":"#DIV/0!"},{"$error":"#DIV/0!"}]
[null,null,null,null,null,null,null,null,0,{"$error":"#DIV/0!"},{"$error":"#DIV/0!"},{"$error":"#DIV/0!"}]
[null,null,null,null,null,null,null,null,0,{"$error":"#DIV/0!"},{"$error":"#DIV/0!"},{"$error":"#DIV/0!"}]
[null,null,null,null,null,null,null,null,0,{"$error":"#DIV/0!"},{"$error":"#DIV/0!"},{"$error":"#DIV/0!"}]
[null,null,null,null,null,null,null,null,0,{"$error":"#DIV/0!"},{"$error":"#DIV/0!"},{"$error":"#DIV/0!"}]
[null,null,null,null,null,null,null,null,0,{"$error":"#DIV/0!"},{"$error":"#DIV/0!"},{"$error":"#DIV/0!"}]
[null,null,null,null,null,null,null,null,0,{"$error":"#DIV/0!"},{"$error":"#DIV/0!"},{"$error":"#DIV/0!"}]
[null,null,null,null,null,null,null,null,0,{"$error":"#DIV/0!"},{"$error":"#DIV/0!"},{"$error":"#DIV/0!"}]
[null,null,null,null,null,null,null,null,0,{"$error":"#DIV/0!"},{"$error":"#DIV/0!"},{"$error":"#DIV/0!"}]
[null,null,null,null,null,null,null,null,0,{"$error":"#DIV/0!"},{"$error":"#DIV/0!"},{"$error":"#DIV/0!"}]
[null,null,null,null,null,null,null,null,0,{"$error":"#DIV/0!"},{"$error":"#DIV/0!"},{"$error":"#DIV/0!"}]
[null,null,null,null,null,null,null,null,0,{"$error":"#DIV/0!"},{"$error":"#DIV/0!"},{"$error":"#DIV/0!"}]
[null,null,null,null,null,null,null,null,0,{"$error":"#DIV/0!"},{"$error":"#DIV/0!"},{"$error":"#DIV/0!"}]
[null,null,null,null,null,null,null,null,0,{"$error":"#DIV/0!"},{"$error":"#DIV/0!"},{"$error":"#DIV/0!"}]
[null,null,null,null,null,null,null,null,0,{"$error":"#DIV/0!"},{"$error":"#DIV/0!"},{"$error":"#DIV/0!"}]
[null,null,null,null,null,null,null,null,0,{"$error":"#DIV/0!"},{"$error":"#DIV/0!"},{"$error":"#DIV/0!"}]
[null,null,null,null,null,null,null,null,0,{"$error":"#DIV/0!"},{"$error":"#DIV/0!"},{"$error":"#DIV/0!"}]
[null,null,null,null,null,null,null,null,0,{"$error":"#DIV/0!"},{"$error":"#DIV/0!"},{"$error":"#DIV/0!"}]
[null,null,null,null,null,null,null,null,0,{"$error":"#DIV/0!"},{"$error":"#DIV/0!"},{"$error":"#DIV/0!"}]
[null,null,null,null,null,null,null,null,0,{"$error":"#DIV/0!"},{"$error":"#DIV/0!"},{"$error":"#DIV/0!"}]
[null,null,null,null,null,null,null,null,0,{"$error":"#DIV/0!"},{"$error":"#DIV/0!"},{"$error":"#DIV/0!"}]
[null,null,null,null,null,null,null,null,0,{"$error":"#DIV/0!"},{"$error":"#DIV/0!"},{"$error":"#DIV/0!"}]
[null,null,null,null,null,null,null,null,0,{"$error":"#DIV/0!"},{"$error":"#DIV/0!"},{"$error":"#DIV/0!"}]
[null,null,null,null,null,null,null,null,0,{"$error":"#DIV/0!"},{"$error":"#DIV/0!"},{"$error":"#DIV/0!"}]
[null,null,null,null,null,null,null,null,0,{"$error":"#DIV/0!"},{"$error":"#DIV/0!"},{"$error":"#DIV/0!"}]
[null,null,null,null,null,null,null,null,0,{"$error":"#DIV/0!"},{"$error":"#DIV/0!"},{"$error":"#DIV/0!"}]
[null,null,null,null,null,null,null,null,0,{"$error":"#DIV/0!"},{"$error":"#DIV/0!"},{"$error":"#DIV/0!"}]
[null,null,null,null,null,null,null,null,0,{"$error":"#DIV/0!"},{"$error":"#DIV/0!"},{"$error":"#DIV/0!"}]
[null,null,null,null,null,null,null,null,0,{"$error":"#DIV/0!"},{"$error":"#DIV/0!"},{"$error":"#DIV/0!"}]
[null,null,null,null,null,null,null,null,0,{"$error":"#DIV/0!"},{"$error":"#DIV/0!"},{"$error":"#DIV/0!"}]
[null,null,null,null,null,null,null,null,0,{"$error":"#DIV/0!"},{"$error":"#DIV/0!"},{"$error":"#DIV/0!"}]
[null,null,null,null,null,null,null,null,0,{"$error":"#DIV/0!"},{"$error":"#DIV/0!"},{"$error":"#DIV/0!"}]
[null,null,null,null,null,null,null,null,0,{"$error":"#DIV/0!"},{"$error":"#DIV/0!"},{"$error":"#DIV/0!"}]
[null,null,null,null,null,null,null,null,0,{"$error":"#DIV/0!"},{"$error":"#DIV/0!"},{"$error":"#DIV/0!"}]
[null,null,null,null,null,null,null,null,0,{"$error":"#DIV/0!"},{"$error":"#DIV/0!"},{"$error":"#DIV/0!"}]
[null,null,null,null,null,null,null,null,{"$f":"IF(F68886<>G68886,1,0)","v":0},{"$error":"#DIV/0!"},{"$f":"F68886/J68886","v":{"$error":"#DIV/0!"}},{"$error":"#DIV/0!"}]
[null,null,null,null,null,null,null,null,0,{"$error":"#DIV/0!"},{"$error":"#DIV/0!"},{"$error":"#DIV/0!"}]
[null,null,null,null,null,null,null,null,0,{"$error":"#DIV/0!"},{"$error":"#DIV/0!"},{"$error":"#DIV/0!"}]
[null,null,null,null,null,null,null,null,0,{"$error":"#DIV/0!"},{"$error":"#DIV/0!"},{"$error":"#DIV/0!"}]
[null,null,null,null,null,null,null,null,0,{"$error":"#DIV/0!"},{"$error":"#DIV/0!"},{"$error":"#DIV/0!"}]
[null,null,null,null,null,null,null,null,0,{"$error":"#DIV/0!"},{"$error":"#DIV/0!"},{"$error":"#DIV/0!"}]
[null,null,null,null,null,null,null,null,0,{"$error":"#DIV/0!"},{"$error":"#DIV/0!"},{"$error":"#DIV/0!"}]
[null,null,null,null,null,null,null,null,0,{"$error":"#DIV/0!"},{"$error":"#DIV/0!"},{"$error":"#DIV/0!"}]
[null,null,null,null,null,null,null,null,0,{"$error":"#DIV/0!"},{"$error":"#DIV/0!"},{"$error":"#DIV/0!"}]
[null,null,null,null,null,null,null,null,0,{"$error":"#DIV/0!"},{"$error":"#DIV/0!"},{"$error":"#DIV/0!"}]
[null,null,null,null,null,null,null,null,0,{"$error":"#DIV/0!"},{"$error":"#DIV/0!"},{"$error":"#DIV/0!"}]
[null,null,null,null,null,null,null,null,0,{"$error":"#DIV/0!"},{"$error":"#DIV/0!"},{"$error":"#DIV/0!"}]
[null,null,null,null,null,null,null,null,0,{"$error":"#DIV/0!"},{"$error":"#DIV/0!"},{"$error":"#DIV/0!"}]
[null,null,null,null,null,null,null,null,0,{"$error":"#DIV/0!"},{"$error":"#DIV/0!"},{"$error":"#DIV/0!"}]
[null,null,null,null,null,null,null,null,0,{"$error":"#DIV/0!"},{"$error":"#DIV/0!"},{"$error":"#DIV/0!"}]
[null,null,null,null,null,null,null,null,0,{"$error":"#DIV/0!"},{"$error":"#DIV/0!"},{"$error":"#DIV/0!"}]
[null,null,null,null,null,null,null,null,0,{"$error":"#DIV/0!"},{"$error":"#DIV/0!"},{"$error":"#DIV/0!"}]
[null,null,null,null,null,null,null,null,0,{"$error":"#DIV/0!"},{"$error":"#DIV/0!"},{"$error":"#DIV/0!"}]
[null,null,null,null,null,null,null,null,0,{"$error":"#DIV/0!"},{"$error":"#DIV/0!"},{"$f":"G69591/J69591","v":{"$error":"#DIV/0!"}}]
[null,null,null,null,null,null,null,null,0,{"$error":"#DIV/0!"},{"$error":"#DIV/0!"},{"$error":"#DIV/0!"}]
[null,null,null,null,null,null,null,null,0,{"$error":"#DIV/0!"},{"$error":"#DIV/0!"},{"$error":"#DIV/0!"}]
[null,null,null,null,null,null,null,null,0,{"$error":"#DIV/0!"},{"$error":"#DIV/0!"},{"$error":"#DIV/0!"}]
[null,null,null,null,null,null,null,null,0,{"$error":"#DIV/0!"},{"$error":"#DIV/0!"},{"$error":"#DIV/0!"}]
[null,null,null,null,null,null,null,null,0,{"$error":"#DIV/0!"},{"$error":"#DIV/0!"},{"$error":"#DIV/0!"}]
[null,null,null,null,null,null,null,null,0,{"$error":"#DIV/0!"},{"$error":"#DIV/0!"},{"$error":"#DIV/0!"}]
[null,null,null,null,null,null,null,null,0,{"$error":"#DIV/0!"},{"$error":"#DIV/0!"},{"$error":"#DIV/0!"}]
[null,null,null,null,null,null,null,null,0,{"$error":"#DIV/0!"},{"$error":"#DIV/0!"},{"$error":"#DIV/0!"}]
[null,null,null,null,null,null,null,null,0,{"$error":"#DIV/0!"},{"$error":"#DIV/0!"},{"$error":"#DIV/0!"}]
[null,null,null,null,null,null,null,null,0,{"$error":"#DIV/0!"},{"$error":"#DIV/0!"},{"$error":"#DIV/0!"}]
[null,null,null,null,null,null,null,null,0,{"$error":"#DIV/0!"},{"$error":"#DIV/0!"},{"$error":"#DIV/0!"}]
[null,null,null,null,null,null,null,null,0,{"$error":"#DIV/0!"},{"$error":"#DIV/0!"},{"$error":"#DIV/0!"}]
[null,null,null,null,null,null,null,null,0,{"$error":"#DIV/0!"},{"$error":"#DIV/0!"},{"$error":"#DIV/0!"}]
[null,null,null,null,null,null,null,null,0,{"$error":"#DIV/0!"},{"$error":"#DIV/0!"},{"$error":"#DIV/0!"}]
[null,null,null,null,null,null,null,null,0,{"$error":"#DIV/0!"},{"$error":"#DIV/0!"},{"$error":"#DIV/0!"}]
[null,null,null,null,null,null,null,null,0,{"$error":"#DIV/0!"},{"$error":"#DIV/0!"},{"$error":"#DIV/0!"}]
[null,null,null,null,null,null,null,null,0,{"$error":"#DIV/0!"},{"$error":"#DIV/0!"},{"$error":"#DIV/0!"}]
[null,null,null,null,null,null,null,null,0,{"$error":"#DIV/0!"},{"$error":"#DIV/0!"},{"$error":"#DIV/0!"}]
[null,null,null,null,null,null,null,null,0,{"$error":"#DIV/0!"},{"$error":"#DIV/0!"},{"$error":"#DIV/0!"}]
[null,null,null,null,null,null,null,null,0,{"$error":"#DIV/0!"},{"$error":"#DIV/0!"},{"$error":"#DIV/0!"}]
[null,null,null,null,null,null,null,null,0,{"$error":"#DIV/0!"},{"$error":"#DIV/0!"},{"$error":"#DIV/0!"}]
[null,null,null,null,null,null,null,null,0,{"$error":"#DIV/0!"},{"$error":"#DIV/0!"},{"$error":"#DIV/0!"}]
[null,null,null,null,null,null,null,null,0,{"$error":"#DIV/0!"},{"$error":"#DIV/0!"},{"$error":"#DIV/0!"}]
[null,null,null,null,null,null,null,null,0,{"$error":"#DIV/0!"},{"$error":"#DIV/0!"},{"$error":"#DIV/0!"}]
[null,null,null,null,null,null,null,null,0,{"$error":"#DIV/0!"},{"$error":"#DIV/0!"},{"$error":"#DIV/0!"}]
[null,null,null,null,null,null,null,null,0,{"$error":"#DIV/0!"},{"$error":"#DIV/0!"},{"$error":"#DIV/0!"}]
[null,null,null,null,null,null,null,null,0,{"$error":"#DIV/0!"},{"$error":"#DIV/0!"},{"$error":"#DIV/0!"}]
[null,null,null,null,null,null,null,null,0,{"$error":"#DIV/0!"},{"$error":"#DIV/0!"},{"$error":"#DIV/0!"}]
[null,null,null,null,null,null,null,null,0,{"$f":"IF(F70745/G70745=1,F70745,J70744)","v":{"$error":"#DIV/0!"}},{"$error":"#DIV/0!"},{"$error":"#DIV/0!"}]
[null,null,null,null,null,null,null,null,0,{"$error":"#DIV/0!"},{"$error":"#DIV/0!"},{"$error":"#DIV/0!"}]
[null,null,null,null,null,null,null,null,0,{"$error":"#DIV/0!"},{"$error":"#DIV/0!"},{"$error":"#DIV/0!"}]
[null,null,null,null,null,null,null,null,0,{"$error":"#DIV/0!"},{"$error":"#DIV/0!"},{"$error":"#DIV/0!"}]
[null,null,null,null,null,null,null,null,0,{"$error":"#DIV/0!"},{"$error":"#DIV/0!"},{"$error":"#DIV/0!"}]
[null,null,null,null,null,null,null,null,0,{"$error":"#DIV/0!"},{"$error":"#DIV/0!"},{"$error":"#DIV/0!"}]
[null,null,null,null,null,null,null,null,0,{"$error":"#DIV/0!"},{"$error":"#DIV/0!"},{"$error":"#DIV/0!"}]
[null,null,null,null,null,null,null,null,0,{"$error":"#DIV/0!"},{"$error":"#DIV/0!"},{"$error":"#DIV/0!"}]
[null,null,null,null,null,null,null,null,0,{"$error":"#DIV/0!"},{"$error":"#DIV/0!"},{"$error":"#DIV/0!"}]
[null,null,null,null,null,null,null,null,0,{"$error":"#DIV/0!"},{"$error":"#DIV/0!"},{"$error":"#DIV/0!"}]
[null,null,null,null,null,null,null,null,0,{"$error":"#DIV/0!"},{"$error":"#DIV/0!"},{"$error":"#DIV/0!"}]
[null,null,null,null,null,null,null,null,0,{"$error":"#DIV/0!"},{"$error":"#DIV/0!"},{"$error":"#DIV/0!"}]
[null,null,null,null,null,null,null,null,0,{"$error":"#DIV/0!"},{"$error":"#DIV/0!"},{"$error":"#DIV/0!"}]
[null,null,null,null,null,null,null,null,0,{"$error":"#DIV/0!"},{"$error":"#DIV/0!"},{"$error":"#DIV/0!"}]
[null,null,null,null,null,null,null,null,0,{"$error":"#DIV/0!"},{"$error":"#DIV/0!"},{"$error":"#DIV/0!"}]
[null,null,null,null,null,null,null,null,0,{"$error":"#DIV/0!"},{"$error":"#DIV/0!"},{"$error":"#DIV/0!"}]
[null,null,null,null,null,null,null,null,0,{"$error":"#DIV/0!"},{"$error":"#DIV/0!"},{"$error":"#DIV/0!"}]
[null,null,null,null,null,null,null,null,0,{"$error":"#DIV/0!"},{"$error":"#DIV/0!"},{"$error":"#DIV/0!"}]
[null,null,null,null,null,null,null,null,0,{"$error":"#DIV/0!"},{"$error":"#DIV/0!"},{"$error":"#DIV/0!"}]
[null,null,null,null,null,null,null,null,0,{"$error":"#DIV/0!"},{"$error":"#DIV/0!"},{"$error":"#DIV/0!"}]
[null,null,null,null,null,null,null,null,0,{"$error":"#DIV/0!"},{"$error":"#DIV/0!"},{"$error":"#DIV/0!"}]
[null,null,null,null,null,null,null,null,0,{"$error":"#DIV/0!"},{"$error":"#DIV/0!"},{"$error":"#DIV/0!"}]
[null,null,null,null,null,null,null,null,0,{"$error":"#DIV/0!"},{"$error":"#DIV/0!"},{"$error":"#DIV/0!"}]
[null,null,null,null,null,null,null,null,0,{"$error":"#DIV/0!"},{"$error":"#DIV/0!"},{"$error":"#DIV/0!"}]
[null,null,null,null,null,null,null,null,0,{"$error":"#DIV/0!"},{"$error":"#DIV/0!"},{"$error":"#DIV/0!"}]
[null,null,null,null,null,null,null,null,0,{"$error":"#DIV/0!"},{"$error":"#DIV/0!"},{"$error":"#DIV/0!"}]
[null,null,null,null,null,null,null,null,0,{"$error":"#DIV/0!"},{"$error":"#DIV/0!"},{"$error":"#DIV/0!"}]
[null,null,null,null,null,null,null,null,0,{"$error":"#DIV/0!"},{"$error":"#DIV/0!"},{"$error":"#DIV/0!"}]
[null,null,null,null,null,null,null,null,0,{"$error":"#DIV/0!"},{"$error":"#DIV/0!"},{"$error":"#DIV/0!"}]
[null,null,null,null,null,null,null,null,0,{"$error":"#DIV/0!"},{"$error":"#DIV/0!"},{"$error":"#DIV/0!"}]
[null,null,null,null,null,null,null,null,0,{"$error":"#DIV/0!"},{"$error":"#DIV/0!"},{"$error":"#DIV/0!"}]
[null,null,null,null,null,null,null,null,0,{"$error":"#DIV/0!"},{"$error":"#DIV/0!"},{"$error":"#DIV/0!"}]
[null,null,null,null,null,null,null,null,0,{"$error":"#DIV/0!"},{"$error":"#DIV/0!"},{"$error":"#DIV/0!"}]
[null,null,null,null,null,null,null,null,0,{"$error":"#DIV/0!"},{"$error":"#DIV/0!"},{"$error":"#DIV/0!"}]
[null,null,null,null,null,null,null,null,0,{"$error":"#DIV/0!"},{"$error":"#DIV/0!"},{"$error":"#DIV/0!"}]
[null,null,null,null,null,null,null,null,0,{"$error":"#DIV/0!"},{"$error":"#DIV/0!"},{"$error":"#DIV/0!"}]
[null,null,null,null,null,null,null,null,0,{"$error":"#DIV/0!"},{"$error":"#DIV/0!"},{"$error":"#DIV/0!"}]
[null,null,null,null,null,null,null,null,{"$f":"IF(F72150<>G72150,1,0)","v":0},{"$error":"#DIV/0!"},{"$f":"F72150/J72150","v":{"$error":"#DIV/0!"}},{"$error":"#DIV/0!"}]
[null,null,null,null,null,null,null,null,0,{"$error":"#DIV/0!"},{"$error":"#DIV/0!"},{"$error":"#DIV/0!"}]
[null,null,null,null,null,null,null,null,0,{"$error":"#DIV/0!"},{"$error":"#DIV/0!"},{"$error":"#DIV/0!"}]
[null,null,null,null,null,null,null,null,0,{"$error":"#DIV/0!"},{"$error":"#DIV/0!"},{"$error":"#DIV/0!"}]
[null,null,null,null,null,null,null,null,0,{"$error":"#DIV/0!"},{"$error":"#DIV/0!"},{"$error":"#DIV/0!"}]
[null,null,null,null,null,null,null,null,0,{"$error":"#DIV/0!"},{"$error":"#DIV/0!"},{"$error":"#DIV/0!"}]
[null,null,null,null,null,null,null,null,0,{"$error":"#DIV/0!"},{"$error":"#DIV/0!"},{"$error":"#DIV/0!"}]
[null,null,null,null,null,null,null,null,0,{"$error":"#DIV/0!"},{"$error":"#DIV/0!"},{"$error":"#DIV/0!"}]
[null,null,null,null,null,null,null,null,0,{"$error":"#DIV/0!"},{"$error":"#DIV/0!"},{"$error":"#DIV/0!"}]
[null,null,null,null,null,null,null,null,0,{"$error":"#DIV/0!"},{"$error":"#DIV/0!"},{"$error":"#DIV/0!"}]
[null,null,null,null,null,null,null,null,0,{"$error":"#DIV/0!"},{"$error":"#DIV/0!"},{"$error":"#DIV/0!"}]
[null,null,null,null,null,null,null,null,0,{"$error":"#DIV/0!"},{"$error":"#DIV/0!"},{"$error":"#DIV/0!"}]
[null,null,null,null,null,null,null,null,0,{"$error":"#DIV/0!"},{"$error":"#DIV/0!"},{"$error":"#DIV/0!"}]
[null,null,null,null,null,null,null,null,0,{"$error":"#DIV/0!"},{"$error":"#DIV/0!"},{"$error":"#DIV/0!"}]
[null,null,null,null,null,null,null,null,0,{"$error":"#DIV/0!"},{"$error":"#DIV/0!"},{"$error":"#DIV/0!"}]
[null,null,null,null,null,null,null,null,0,{"$error":"#DIV/0!"},{"$error":"#DIV/0!"},{"$error":"#DIV/0!"}]
[null,null,null,null,null,null,null,null,0,{"$error":"#DIV/0!"},{"$error":"#DIV/0!"},{"$error":"#DIV/0!"}]
[null,null,null,null,null,null,null,null,0,{"$error":"#DIV/0!"},{"$error":"#DIV/0!"},{"$error":"#DIV/0!"}]
[null,null,null,null,null,null,null,null,0,{"$error":"#DIV/0!"},{"$error":"#DIV/0!"},{"$f":"G72855/J72855","v":{"$error":"#DIV/0!"}}]
[null,null,null,null,null,null,null,null,0,{"$error":"#DIV/0!"},{"$error":"#DIV/0!"},{"$error":"#DIV/0!"}]
[null,null,null,null,null,null,null,null,0,{"$error":"#DIV/0!"},{"$error":"#DIV/0!"},{"$error":"#DIV/0!"}]
[null,null,null,null,null,null,null,null,0,{"$error":"#DIV/0!"},{"$error":"#DIV/0!"},{"$error":"#DIV/0!"}]
[null,null,null,null,null,null,null,null,0,{"$error":"#DIV/0!"},{"$error":"#DIV/0!"},{"$error":"#DIV/0!"}]
[null,null,null,null,null,null,null,null,0,{"$error":"#DIV/0!"},{"$error":"#DIV/0!"},{"$error":"#DIV/0!"}]
[null,null,null,null,null,null,null,null,0,{"$error":"#DIV/0!"},{"$error":"#DIV/0!"},{"$error":"#DIV/0!"}]
[null,null,null,null,null,null,null,null,0,{"$error":"#DIV/0!"},{"$error":"#DIV/0!"},{"$error":"#DIV/0!"}]
[null,null,null,null,null,null,null,null,0,{"$error":"#DIV/0!"},{"$error":"#DIV/0!"},{"$error":"#DIV/0!"}]
[null,null,null,null,null,null,null,null,0,{"$error":"#DIV/0!"},{"$error":"#DIV/0!"},{"$error":"#DIV/0!"}]
[null,null,null,null,null,null,null,null,0,{"$error":"#DIV/0!"},{"$error":"#DIV/0!"},{"$error":"#DIV/0!"}]
[null,null,null,null,null,null,null,null,0,{"$error":"#DIV/0!"},{"$error":"#DIV/0!"},{"$error":"#DIV/0!"}]
[null,null,null,null,null,null,null,null,0,{"$error":"#DIV/0!"},{"$error":"#DIV/0!"},{"$error":"#DIV/0!"}]
[null,null,null,null,null,null,null,null,0,{"$error":"#DIV/0!"},{"$error":"#DIV/0!"},{"$error":"#DIV/0!"}]
[null,null,null,null,null,null,null,null,0,{"$error":"#DIV/0!"},{"$error":"#DIV/0!"},{"$error":"#DIV/0!"}]
[null,null,null,null,null,null,null,null,0,{"$error":"#DIV/0!"},{"$error":"#DIV/0!"},{"$error":"#DIV/0!"}]
[null,null,null,null,null,null,null,null,0,{"$error":"#DIV/0!"},{"$error":"#DIV/0!"},{"$error":"#DIV/0!"}]
[null,null,null,null,null,null,null,null,0,{"$error":"#DIV/0!"},{"$error":"#DIV/0!"},{"$error":"#DIV/0!"}]
[null,null,null,null,null,null,null,null,0,{"$error":"#DIV/0!"},{"$error":"#DIV/0!"},{"$error":"#DIV/0!"}]
[null,null,null,null,null,null,null,null,0,{"$error":"#DIV/0!"},{"$error":"#DIV/0!"},{"$error":"#DIV/0!"}]
[null,null,null,null,null,null,null,null,0,{"$error":"#DIV/0!"},{"$error":"#DIV/0!"},{"$error":"#DIV/0!"}]
[null,null,null,null,null,null,null,null,0,{"$error":"#DIV/0!"},{"$error":"#DIV/0!"},{"$error":"#DIV/0!"}]
[null,null,null,null,null,null,null,null,0,{"$error":"#DIV/0!"},{"$error":"#DIV/0!"},{"$error":"#DIV/0!"}]
[null,null,null,null,null,null,null,null,0,{"$error":"#DIV/0!"},{"$error":"#DIV/0!"},{"$error":"#DIV/0!"}]
[null,null,null,null,null,null,null,null,0,{"$error":"#DIV/0!"},{"$error":"#DIV/0!"},{"$error":"#DIV/0!"}]
[null,null,null,null,null,null,null,null,0,{"$f":"IF(F73817/G73817=1,F73817,J73816)","v":{"$error":"#DIV/0!"}},{"$error":"#DIV/0!"},{"$error":"#DIV/0!"}]
[null,null,null,null,null,null,null,null,0,{"$error":"#DIV/0!"},{"$error":"#DIV/0!"},{"$error":"#DIV/0!"}]
[null,null,null,null,null,null,null,null,0,{"$error":"#DIV/0!"},{"$error":"#DIV/0!"},{"$error":"#DIV/0!"}]
[null,null,null,null,null,null,null,null,0,{"$error":"#DIV/0!"},{"$error":"#DIV/0!"},{"$error":"#DIV/0!"}]
[null,null,null,null,null,null,null,null,0,{"$error":"#DIV/0!"},{"$error":"#DIV/0!"},{"$error":"#DIV/0!"}]
[null,null,null,null,null,null,null,null,0,{"$error":"#DIV/0!"},{"$error":"#DIV/0!"},{"$error":"#DIV/0!"}]
[null,null,null,null,null,null,null,null,0,{"$error":"#DIV/0!"},{"$error":"#DIV/0!"},{"$error":"#DIV/0!"}]
[null,null,null,null,null,null,null,null,0,{"$error":"#DIV/0!"},{"$error":"#DIV/0!"},{"$error":"#DIV/0!"}]
[null,null,null,null,null,null,null,null,0,{"$error":"#DIV/0!"},{"$error":"#DIV/0!"},{"$error":"#DIV/0!"}]
[null,null,null,null,null,null,null,null,0,{"$error":"#DIV/0!"},{"$error":"#DIV/0!"},{"$error":"#DIV/0!"}]
[null,null,null,null,null,null,null,null,0,{"$error":"#DIV/0!"},{"$error":"#DIV/0!"},{"$error":"#DIV/0!"}]
[null,null,null,null,null,null,null,null,0,{"$error":"#DIV/0!"},{"$error":"#DIV/0!"},{"$error":"#DIV/0!"}]
[null,null,null,null,null,null,null,null,0,{"$error":"#DIV/0!"},{"$error":"#DIV/0!"},{"$error":"#DIV/0!"}]
[null,null,null,null,null,null,null,null,0,{"$error":"#DIV/0!"},{"$error":"#DIV/0!"},{"$error":"#DIV/0!"}]
[null,null,null,null,null,null,null,null,0,{"$error":"#DIV/0!"},{"$error":"#DIV/0!"},{"$error":"#DIV/0!"}]
[null,null,null,null,null,null,null,null,0,{"$error":"#DIV/0!"},{"$error":"#DIV/0!"},{"$error":"#DIV/0!"}]
[null,null,null,null,null,null,null,null,0,{"$error":"#DIV/0!"},{"$error":"#DIV/0!"},{"$error":"#DIV/0!"}]
[null,null,null,null,null,null,null,null,0,{"$error":"#DIV/0!"},{"$error":"#DIV/0!"},{"$error":"#DIV/0!"}]
[null,null,null,null,null,null,null,null,0,{"$error":"#DIV/0!"},{"$error":"#DIV/0!"},{"$error":"#DIV/0!"}]
[null,null,null,null,null,null,null,null,0,{"$error":"#DIV/0!"},{"$error":"#DIV/0!"},{"$error":"#DIV/0!"}]
[null,null,null,null,null,null,null,null,0,{"$error":"#DIV/0!"},{"$error":"#DIV/0!"},{"$error":"#DIV/0!"}]
[null,null,null,null,null,null,null,null,0,{"$error":"#DIV/0!"},{"$error":"#DIV/0!"},{"$error":"#DIV/0!"}]
[null,null,null,null,null,null,null,null,0,{"$error":"#DIV/0!"},{"$error":"#DIV/0!"},{"$error":"#DIV/0!"}]
[null,null,null,null,null,null,null,null,0,{"$error":"#DIV/0!"},{"$error":"#DIV/0!"},{"$error":"#DIV/0!"}]
[null,null,null,null,null,null,null,null,0,{"$error":"#DIV/0!"},{"$error":"#DIV/0!"},{"$error":"#DIV/0!"}]
[null,null,null,null,null,null,null,null,0,{"$error":"#DIV/0!"},{"$error":"#DIV/0!"},{"$error":"#DIV/0!"}]
[null,null,null,null,null,null,null,null,0,{"$error":"#DIV/0!"},{"$error":"#DIV/0!"},{"$error":"#DIV/0!"}]
[null,null,null,null,null,null,null,null,0,{"$error":"#DIV/0!"},{"$error":"#DIV/0!"},{"$error":"#DIV/0!"}]
[null,null,null,null,null,null,null,null,0,{"$error":"#DIV/0!"},{"$error":"#DIV/0!"},{"$error":"#DIV/0!"}]
[null,null,null,null,null,null,null,null,0,{"$error":"#DIV/0!"},{"$error":"#DIV/0!"},{"$error":"#DIV/0!"}]
[null,null,null,null,null,null,null,null,0,{"$error":"#DIV/0!"},{"$error":"#DIV/0!"},{"$error":"#DIV/0!"}]
[null,null,null,null,null,null,null,null,0,{"$error":"#DIV/0!"},{"$error":"#DIV/0!"},{"$error":"#DIV/0!"}]
[null,null,null,null,null,null,null,null,0,{"$error":"#DIV/0!"},{"$error":"#DIV/0!"},{"$error":"#DIV/0!"}]
[null,null,null,null,null,null,null,null,0,{"$error":"#DIV/0!"},{"$error":"#DIV/0!"},{"$error":"#DIV/0!"}]
[null,null,null,null,null,null,null,null,0,{"$error":"#DIV/0!"},{"$error":"#DIV/0!"},{"$error":"#DIV/0!"}]
[null,null,null,null,null,null,null,null,0,{"$error":"#DIV/0!"},{"$error":"#DIV/0!"},{"$error":"#DIV/0!"}]
[null,null,null,null,null,null,null,null,0,{"$error":"#DIV/0!"},{"$error":"#DIV/0!"},{"$error":"#DIV/0!"}]
[null,null,null,null,null,null,null,null,0,{"$error":"#DIV/0!"},{"$error":"#DIV/0!"},{"$error":"#DIV/0!"}]
[null,null,null,null,null,null,null,null,0,{"$error":"#DIV/0!"},{"$error":"#DIV/0!"},{"$error":"#DIV/0!"}]
[null,null,null,null,null,null,null,null,0,{"$error":"#DIV/0!"},{"$error":"#DIV/0!"},{"$error":"#DIV/0!"}]
[null,null,null,null,null,null,null,null,0,{"$error":"#DIV/0!"},{"$error":"#DIV/0!"},{"$error":"#DIV/0!"}]
[null,null,null,null,null,null,null,null,0,{"$error":"#DIV/0!"},{"$error":"#DIV/0!"},{"$error":"#DIV/0!"}]
[null,null,null,null,null,null,null,null,0,{"$error":"#DIV/0!"},{"$error":"#DIV/0!"},{"$error":"#DIV/0!"}]
[null,null,null,null,null,null,null,null,0,{"$error":"#DIV/0!"},{"$error":"#DIV/0!"},{"$error":"#DIV/0!"}]
[null,null,null,null,null,null,null,null,0,{"$error":"#DIV/0!"},{"$error":"#DIV/0!"},{"$error":"#DIV/0!"}]
[null,null,null,null,null,null,null,null,0,{"$error":"#DIV/0!"},{"$error":"#DIV/0!"},{"$error":"#DIV/0!"}]
[null,null,null,null,null,null,null,null,0,{"$error":"#DIV/0!"},{"$error":"#DIV/0!"},{"$error":"#DIV/0!"}]
[null,null,null,null,null,null,null,null,0,{"$error":"#DIV/0!"},{"$error":"#DIV/0!"},{"$error":"#DIV/0!"}]
[null,null,null,null,null,null,null,null,0,{"$error":"#DIV/0!"},{"$error":"#DIV/0!"},{"$error":"#DIV/0!"}]
[null,null,null,null,null,null,null,null,0,{"$error":"#DIV/0!"},{"$error":"#DIV/0!"},{"$error":"#DIV/0!"}]
[null,null,null,null,null,null,null,null,0,{"$error":"#DIV/0!"},{"$error":"#DIV/0!"},{"$error":"#DIV/0!"}]
[null,null,null,null,null,null,null,null,0,{"$error":"#DIV/0!"},{"$error":"#DIV/0!"},{"$error":"#DIV/0!"}]
[null,null,null,null,null,null,null,null,{"$f":"IF(F75862<>G75862,1,0)","v":0},{"$error":"#DIV/0!"},{"$f":"F75862/J75862","v":{"$error":"#DIV/0!"}},{"$error":"#DIV/0!"}]
[null,null,null,null,null,null,null,null,0,{"$error":"#DIV/0!"},{"$error":"#DIV/0!"},{"$error":"#DIV/0!"}]
[null,null,null,null,null,null,null,null,0,{"$error":"#DIV/0!"},{"$error":"#DIV/0!"},{"$error":"#DIV/0!"}]
[null,null,null,null,null,null,null,null,0,{"$error":"#DIV/0!"},{"$error":"#DIV/0!"},{"$error":"#DIV/0!"}]
[null,null,null,null,null,null,null,null,0,{"$error":"#DIV/0!"},{"$error":"#DIV/0!"},{"$error":"#DIV/0!"}]
[null,null,null,null,null,null,null,null,0,{"$error":"#DIV/0!"},{"$error":"#DIV/0!"},{"$error":"#DIV/0!"}]
[null,null,null,null,null,null,null,null,0,{"$error":"#DIV/0!"},{"$error":"#DIV/0!"},{"$error":"#DIV/0!"}]
[null,null,null,null,null,null,null,null,0,{"$error":"#DIV/0!"},{"$error":"#DIV/0!"},{"$f":"G76119/J76119","v":{"$error":"#DIV/0!"}}]
[null,null,null,null,null,null,null,null,0,{"$error":"#DIV/0!"},{"$error":"#DIV/0!"},{"$error":"#DIV/0!"}]
[null,null,null,null,null,null,null,null,0,{"$error":"#DIV/0!"},{"$error":"#DIV/0!"},{"$error":"#DIV/0!"}]
[null,null,null,null,null,null,null,null,0,{"$error":"#DIV/0!"},{"$error":"#DIV/0!"},{"$error":"#DIV/0!"}]
[null,null,null,null,null,null,null,null,0,{"$error":"#DIV/0!"},{"$error":"#DIV/0!"},{"$error":"#DIV/0!"}]
[null,null,null,null,null,null,null,null,0,{"$error":"#DIV/0!"},{"$error":"#DIV/0!"},{"$error":"#DIV/0!"}]
[null,null,null,null,null,null,null,null,0,{"$error":"#DIV/0!"},{"$error":"#DIV/0!"},{"$error":"#DIV/0!"}]
[null,null,null,null,null,null,null,null,0,{"$error":"#DIV/0!"},{"$error":"#DIV/0!"},{"$f":"G76375/J76375","v":{"$error":"#DIV/0!"}}]
[null,null,null,null,null,null,null,null,0,{"$error":"#DIV/0!"},{"$error":"#DIV/0!"},{"$error":"#DIV/0!"}]
[null,null,null,null,null,null,null,null,0,{"$error":"#DIV/0!"},{"$error":"#DIV/0!"},{"$error":"#DIV/0!"}]
[null,null,null,null,null,null,null,null,0,{"$error":"#DIV/0!"},{"$error":"#DIV/0!"},{"$error":"#DIV/0!"}]
[null,null,null,null,null,null,null,null,0,{"$error":"#DIV/0!"},{"$error":"#DIV/0!"},{"$error":"#DIV/0!"}]
[null,null,null,null,null,null,null,null,0,{"$error":"#DIV/0!"},{"$error":"#DIV/0!"},{"$error":"#DIV/0!"}]
[null,null,null,null,null,null,null,null,0,{"$error":"#DIV/0!"},{"$error":"#DIV/0!"},{"$error":"#DIV/0!"}]
[null,null,null,null,null,null,null,null,0,{"$error":"#DIV/0!"},{"$error":"#DIV/0!"},{"$error":"#DIV/0!"}]
[null,null,null,null,null,null,null,null,0,{"$error":"#DIV/0!"},{"$error":"#DIV/0!"},{"$error":"#DIV/0!"}]
[null,null,null,null,null,null,null,null,0,{"$error":"#DIV/0!"},{"$error":"#DIV/0!"},{"$error":"#DIV/0!"}]
[null,null,null,null,null,null,null,null,0,{"$error":"#DIV/0!"},{"$error":"#DIV/0!"},{"$error":"#DIV/0!"}]
[null,null,null,null,null,null,null,null,0,{"$error":"#DIV/0!"},{"$error":"#DIV/0!"},{"$error":"#DIV/0!"}]
[null,null,null,null,null,null,null,null,0,{"$error":"#DIV/0!"},{"$error":"#DIV/0!"},{"$error":"#DIV/0!"}]
[null,null,null,null,null,null,null,null,0,{"$error":"#DIV/0!"},{"$error":"#DIV/0!"},{"$error":"#DIV/0!"}]
[null,null,null,null,null,null,null,null,0,{"$error":"#DIV/0!"},{"$error":"#DIV/0!"},{"$error":"#DIV/0!"}]
[null,null,null,null,null,null,null,null,0,{"$error":"#DIV/0!"},{"$error":"#DIV/0!"},{"$error":"#DIV/0!"}]
[null,null,null,null,null,null,null,null,0,{"$error":"#DIV/0!"},{"$error":"#DIV/0!"},{"$error":"#DIV/0!"}]
[null,null,null,null,null,null,null,null,0,{"$error":"#DIV/0!"},{"$error":"#DIV/0!"},{"$error":"#DIV/0!"}]
[null,null,null,null,null,null,null,null,0,{"$f":"IF(F77081/G77081=1,F77081,J77080)","v":{"$error":"#DIV/0!"}},{"$error":"#DIV/0!"},{"$error":"#DIV/0!"}]
[null,null,null,null,null,null,null,null,0,{"$error":"#DIV/0!"},{"$error":"#DIV/0!"},{"$error":"#DIV/0!"}]
[null,null,null,null,null,null,null,null,0,{"$error":"#DIV/0!"},{"$error":"#DIV/0!"},{"$error":"#DIV/0!"}]
[null,null,null,null,null,null,null,null,0,{"$error":"#DIV/0!"},{"$error":"#DIV/0!"},{"$error":"#DIV/0!"}]
[null,null,null,null,null,null,null,null,0,{"$error":"#DIV/0!"},{"$error":"#DIV/0!"},{"$error":"#DIV/0!"}]
[null,null,null,null,null,null,null,null,0,{"$error":"#DIV/0!"},{"$error":"#DIV/0!"},{"$error":"#DIV/0!"}]
[null,null,null,null,null,null,null,null,0,{"$error":"#DIV/0!"},{"$error":"#DIV/0!"},{"$error":"#DIV/0!"}]
[null,null,null,null,null,null,null,null,0,{"$error":"#DIV/0!"},{"$error":"#DIV/0!"},{"$error":"#DIV/0!"}]
[null,null,null,null,null,null,null,null,0,{"$error":"#DIV/0!"},{"$error":"#DIV/0!"},{"$error":"#DIV/0!"}]
[null,null,null,null,null,null,null,null,0,{"$error":"#DIV/0!"},{"$error":"#DIV/0!"},{"$error":"#DIV/0!"}]
[null,null,null,null,null,null,null,null,0,{"$error":"#DIV/0!"},{"$error":"#DIV/0!"},{"$error":"#DIV/0!"}]
[null,null,null,null,null,null,null,null,0,{"$error":"#DIV/0!"},{"$error":"#DIV/0!"},{"$error":"#DIV/0!"}]
[null,null,null,null,null,null,null,null,0,{"$error":"#DIV/0!"},{"$error":"#DIV/0!"},{"$error":"#DIV/0!"}]
[null,null,null,null,null,null,null,null,0,{"$error":"#DIV/0!"},{"$error":"#DIV/0!"},{"$error":"#DIV/0!"}]
[null,null,null,null,null,null,null,null,0,{"$error":"#DIV/0!"},{"$error":"#DIV/0!"},{"$error":"#DIV/0!"}]
[null,null,null,null,null,null,null,null,0,{"$error":"#DIV/0!"},{"$error":"#DIV/0!"},{"$error":"#DIV/0!"}]
[null,null,null,null,null,null,null,null,0,{"$error":"#DIV/0!"},{"$error":"#DIV/0!"},{"$error":"#DIV/0!"}]
[null,null,null,null,null,null,null,null,0,{"$error":"#DIV/0!"},{"$error":"#DIV/0!"},{"$error":"#DIV/0!"}]
[null,null,null,null,null,null,null,null,0,{"$error":"#DIV/0!"},{"$error":"#DIV/0!"},{"$error":"#DIV/0!"}]
[null,null,null,null,null,null,null,null,0,{"$error":"#DIV/0!"},{"$error":"#DIV/0!"},{"$error":"#DIV/0!"}]
[null,null,null,null,null,null,null,null,0,{"$error":"#DIV/0!"},{"$error":"#DIV/0!"},{"$error":"#DIV/0!"}]
[null,null,null,null,null,null,null,null,0,{"$error":"#DIV/0!"},{"$error":"#DIV/0!"},{"$error":"#DIV/0!"}]
[null,null,null,null,null,null,null,null,0,{"$error":"#DIV/0!"},{"$error":"#DIV/0!"},{"$error":"#DIV/0!"}]
[null,null,null,null,null,null,null,null,0,{"$error":"#DIV/0!"},{"$error":"#DIV/0!"},{"$error":"#DIV/0!"}]
[null,null,null,null,null,null,null,null,0,{"$error":"#DIV/0!"},{"$error":"#DIV/0!"},{"$error":"#DIV/0!"}]
[null,null,null,null,null,null,null,null,0,{"$error":"#DIV/0!"},{"$error":"#DIV/0!"},{"$error":"#DIV/0!"}]
[null,null,null,null,null,null,null,null,0,{"$error":"#DIV/0!"},{"$error":"#DIV/0!"},{"$error":"#DIV/0!"}]
[null,null,null,null,null,null,null,null,0,{"$error":"#DIV/0!"},{"$error":"#DIV/0!"},{"$error":"#DIV/0!"}]
[null,null,null,null,null,null,null,null,0,{"$error":"#DIV/0!"},{"$error":"#DIV/0!"},{"$error":"#DIV/0!"}]
[null,null,null,null,null,null,null,null,0,{"$error":"#DIV/0!"},{"$error":"#DIV/0!"},{"$error":"#DIV/0!"}]
[null,null,null,null,null,null,null,null,0,{"$error":"#DIV/0!"},{"$error":"#DIV/0!"},{"$error":"#DIV/0!"}]
[null,null,null,null,null,null,null,null,0,{"$error":"#DIV/0!"},{"$error":"#DIV/0!"},{"$error":"#DIV/0!"}]
[null,null,null,null,null,null,null,null,0,{"$error":"#DIV/0!"},{"$error":"#DIV/0!"},{"$error":"#DIV/0!"}]
[null,null,null,null,null,null,null,null,0,{"$error":"#DIV/0!"},{"$error":"#DIV/0!"},{"$error":"#DIV/0!"}]
[null,null,null,null,null,null,null,null,0,{"$error":"#DIV/0!"},{"$error":"#DIV/0!"},{"$error":"#DIV/0!"}]
[null,null,null,null,null,null,null,null,0,{"$error":"#DIV/0!"},{"$error":"#DIV/0!"},{"$error":"#DIV/0!"}]
[null,null,null,null,null,null,null,null,0,{"$error":"#DIV/0!"},{"$error":"#DIV/0!"},{"$error":"#DIV/0!"}]
[null,null,null,null,null,null,null,null,0,{"$error":"#DIV/0!"},{"$error":"#DIV/0!"},{"$error":"#DIV/0!"}]
[null,null,null,null,null,null,null,null,0,{"$error":"#DIV/0!"},{"$error":"#DIV/0!"},{"$error":"#DIV/0!"}]
[null,null,null,null,null,null,null,null,0,{"$error":"#DIV/0!"},{"$error":"#DIV/0!"},{"$error":"#DIV/0!"}]
[null,null,null,null,null,null,null,null,0,{"$error":"#DIV/0!"},{"$error":"#DIV/0!"},{"$error":"#DIV/0!"}]
[null,null,null,null,null,null,null,null,0,{"$error":"#DIV/0!"},{"$error":"#DIV/0!"},{"$error":"#DIV/0!"}]
[null,null,null,null,null,null,null,null,0,{"$error":"#DIV/0!"},{"$error":"#DIV/0!"},{"$error":"#DIV/0!"}]
[null,null,null,null,null,null,null,null,0,{"$error":"#DIV/0!"},{"$error":"#DIV/0!"},{"$error":"#DIV/0!"}]
[null,null,null,null,null,null,null,null,0,{"$error":"#DIV/0!"},{"$error":"#DIV/0!"},{"$error":"#DIV/0!"}]
[null,null,null,null,null,null,null,null,0,{"$error":"#DIV/0!"},{"$error":"#DIV/0!"},{"$error":"#DIV/0!"}]
[null,null,null,null,null,null,null,null,0,{"$error":"#DIV/0!"},{"$error":"#DIV/0!"},{"$error":"#DIV/0!"}]
[null,null,null,null,null,null,null,null,0,{"$error":"#DIV/0!"},{"$error":"#DIV/0!"},{"$error":"#DIV/0!"}]
[null,null,null,null,null,null,null,null,{"$f":"IF(F78934<>G78934,1,0)","v":0},{"$error":"#DIV/0!"},{"$f":"F78934/J78934","v":{"$error":"#DIV/0!"}},{"$error":"#DIV/0!"}]
[null,null,null,null,null,null,null,null,0,{"$error":"#DIV/0!"},{"$error":"#DIV/0!"},{"$error":"#DIV/0!"}]
[null,null,null,null,null,null,null,null,0,{"$error":"#DIV/0!"},{"$error":"#DIV/0!"},{"$error":"#DIV/0!"}]
[null,null,null,null,null,null,null,null,0,{"$error":"#DIV/0!"},{"$error":"#DIV/0!"},{"$error":"#DIV/0!"}]
[null,null,null,null,null,null,null,null,0,{"$error":"#DIV/0!"},{"$error":"#DIV/0!"},{"$error":"#DIV/0!"}]
[null,null,null,null,null,null,null,null,0,{"$error":"#DIV/0!"},{"$error":"#DIV/0!"},{"$error":"#DIV/0!"}]
[null,null,null,null,null,null,null,null,0,{"$error":"#DIV/0!"},{"$error":"#DIV/0!"},{"$error":"#DIV/0!"}]
[null,null,null,null,null,null,null,null,0,{"$error":"#DIV/0!"},{"$error":"#DIV/0!"},{"$error":"#DIV/0!"}]
[null,null,null,null,null,null,null,null,0,{"$error":"#DIV/0!"},{"$error":"#DIV/0!"},{"$error":"#DIV/0!"}]
[null,null,null,null,null,null,null,null,0,{"$error":"#DIV/0!"},{"$error":"#DIV/0!"},{"$error":"#DIV/0!"}]
[null,null,null,null,null,null,null,null,0,{"$error":"#DIV/0!"},{"$error":"#DIV/0!"},{"$error":"#DIV/0!"}]
[null,null,null,null,null,null,null,null,0,{"$error":"#DIV/0!"},{"$error":"#DIV/0!"},{"$f":"G79383/J79383","v":{"$error":"#DIV/0!"}}]
[null,null,null,null,null,null,null,null,0,{"$error":"#DIV/0!"},{"$error":"#DIV/0!"},{"$error":"#DIV/0!"}]
[null,null,null,null,null,null,null,null,0,{"$error":"#DIV/0!"},{"$error":"#DIV/0!"},{"$error":"#DIV/0!"}]
[null,null,null,null,null,null,null,null,0,{"$error":"#DIV/0!"},{"$error":"#DIV/0!"},{"$error":"#DIV/0!"}]
[null,null,null,null,null,null,null,null,0,{"$error":"#DIV/0!"},{"$error":"#DIV/0!"},{"$error":"#DIV/0!"}]
[null,null,null,null,null,null,null,null,0,{"$error":"#DIV/0!"},{"$error":"#DIV/0!"},{"$error":"#DIV/0!"}]
[null,null,null,null,null,null,null,null,0,{"$error":"#DIV/0!"},{"$error":"#DIV/0!"},{"$error":"#DIV/0!"}]
[null,null,null,null,null,null,null,null,0,{"$error":"#DIV/0!"},{"$error":"#DIV/0!"},{"$error":"#DIV/0!"}]
[null,null,null,null,null,null,null,null,0,{"$error":"#DIV/0!"},{"$error":"#DIV/0!"},{"$error":"#DIV/0!"}]
[null,null,null,null,null,null,null,null,0,{"$error":"#DIV/0!"},{"$error":"#DIV/0!"},{"$error":"#DIV/0!"}]
[null,null,null,null,null,null,null,null,0,{"$error":"#DIV/0!"},{"$error":"#DIV/0!"},{"$error":"#DIV/0!"}]
[null,null,null,null,null,null,null,null,0,{"$error":"#DIV/0!"},{"$error":"#DIV/0!"},{"$error":"#DIV/0!"}]
[null,null,null,null,null,null,null,null,0,{"$error":"#DIV/0!"},{"$error":"#DIV/0!"},{"$error":"#DIV/0!"}]
[null,null,null,null,null,null,null,null,0,{"$error":"#DIV/0!"},{"$error":"#DIV/0!"},{"$error":"#DIV/0!"}]
[null,null,null,null,null,null,null,null,0,{"$error":"#DIV/0!"},{"$error":"#DIV/0!"},{"$error":"#DIV/0!"}]
[null,null,null,null,null,null,null,null,0,{"$error":"#DIV/0!"},{"$error":"#DIV/0!"},{"$error":"#DIV/0!"}]
[null,null,null,null,null,null,null,null,0,{"$error":"#DIV/0!"},{"$error":"#DIV/0!"},{"$error":"#DIV/0!"}]
[null,null,null,null,null,null,null,null,0,{"$error":"#DIV/0!"},{"$error":"#DIV/0!"},{"$error":"#DIV/0!"}]
[null,null,null,null,null,null,null,null,0,{"$error":"#DIV/0!"},{"$error":"#DIV/0!"},{"$error":"#DIV/0!"}]
[null,null,null,null,null,null,null,null,0,{"$error":"#DIV/0!"},{"$error":"#DIV/0!"},{"$error":"#DIV/0!"}]
[null,null,null,null,null,null,null,null,0,{"$error":"#DIV/0!"},{"$error":"#DIV/0!"},{"$error":"#DIV/0!"}]
[null,null,null,null,null,null,null,null,0,{"$error":"#DIV/0!"},{"$error":"#DIV/0!"},{"$error":"#DIV/0!"}]
[null,null,null,null,null,null,null,null,0,{"$error":"#DIV/0!"},{"$error":"#DIV/0!"},{"$error":"#DIV/0!"}]
[null,null,null,null,null,null,null,null,0,{"$error":"#DIV/0!"},{"$error":"#DIV/0!"},{"$error":"#DIV/0!"}]
[null,null,null,null,null,null,null,null,0,{"$error":"#DIV/0!"},{"$error":"#DIV/0!"},{"$error":"#DIV/0!"}]
[null,null,null,null,null,null,null,null,0,{"$error":"#DIV/0!"},{"$error":"#DIV/0!"},{"$error":"#DIV/0!"}]
[null,null,null,null,null,null,null,null,0,{"$error":"#DIV/0!"},{"$error":"#DIV/0!"},{"$error":"#DIV/0!"}]
[null,null,null,null,null,null,null,null,0,{"$error":"#DIV/0!"},{"$error":"#DIV/0!"},{"$error":"#DIV/0!"}]
[null,null,null,null,null,null,null,null,0,{"$error":"#DIV/0!"},{"$error":"#DIV/0!"},{"$error":"#DIV/0!"}]
[null,null,null,null,null,null,null,null,0,{"$error":"#DIV/0!"},{"$error":"#DIV/0!"},{"$error":"#DIV/0!"}]
[null,null,null,null,null,null,null,null,0,{"$error":"#DIV/0!"},{"$error":"#DIV/0!"},{"$error":"#DIV/0!"}]
[null,null,null,null,null,null,null,null,0,{"$error":"#DIV/0!"},{"$error":"#DIV/0!"},{"$error":"#DIV/0!"}]
[null,null,null,null,null,null,null,null,0,{"$error":"#DIV/0!"},{"$error":"#DIV/0!"},{"$error":"#DIV/0!"}]
[null,null,null,null,null,null,null,null,0,{"$error":"#DIV/0!"},{"$error":"#DIV/0!"},{"$error":"#DIV/0!"}]
[null,null,null,null,null,null,null,null,0,{"$error":"#DIV/0!"},{"$error":"#DIV/0!"},{"$error":"#DIV/0!"}]
[null,null,null,null,null,null,null,null,0,{"$error":"#DIV/0!"},{"$error":"#DIV/0!"},{"$error":"#DIV/0!"}]
[null,null,null,null,null,null,null,null,0,{"$error":"#DIV/0!"},{"$error":"#DIV/0!"},{"$error":"#DIV/0!"}]
[null,null,null,null,null,null,null,null,0,{"$error":"#DIV/0!"},{"$error":"#DIV/0!"},{"$error":"#DIV/0!"}]
[null,null,null,null,null,null,null,null,0,{"$error":"#DIV/0!"},{"$error":"#DIV/0!"},{"$error":"#DIV/0!"}]
[null,null,null,null,null,null,null,null,0,{"$error":"#DIV/0!"},{"$error":"#DIV/0!"},{"$error":"#DIV/0!"}]
[null,null,null,null,null,null,null,null,0,{"$error":"#DIV/0!"},{"$error":"#DIV/0!"},{"$error":"#DIV/0!"}]
[null,null,null,null,null,null,null,null,0,{"$error":"#DIV/0!"},{"$error":"#DIV/0!"},{"$error":"#DIV/0!"}]
[null,null,null,null,null,null,null,null,0,{"$error":"#DIV/0!"},{"$error":"#DIV/0!"},{"$error":"#DIV/0!"}]
[null,null,null,null,null,null,null,null,0,{"$error":"#DIV/0!"},{"$error":"#DIV/0!"},{"$error":"#DIV/0!"}]
[null,null,null,null,null,null,null,null,0,{"$error":"#DIV/0!"},{"$error":"#DIV/0!"},{"$error":"#DIV/0!"}]
[null,null,null,null,null,null,null,null,0,{"$error":"#DIV/0!"},{"$error":"#DIV/0!"},{"$error":"#DIV/0!"}]
[null,null,null,null,null,null,null,null,0,{"$error":"#DIV/0!"},{"$error":"#DIV/0!"},{"$error":"#DIV/0!"}]
[null,null,null,null,null,null,null,null,0,{"$error":"#DIV/0!"},{"$error":"#DIV/0!"},{"$error":"#DIV/0!"}]
[null,null,null,null,null,null,null,null,0,{"$error":"#DIV/0!"},{"$error":"#DIV/0!"},{"$error":"#DIV/0!"}]
[null,null,null,null,null,null,null,null,0,{"$error":"#DIV/0!"},{"$error":"#DIV/0!"},{"$error":"#DIV/0!"}]
[null,null,null,null,null,null,null,null,0,{"$error":"#DIV/0!"},{"$error":"#DIV/0!"},{"$error":"#DIV/0!"}]
[null,null,null,null,null,null,null,null,0,{"$error":"#DIV/0!"},{"$error":"#DIV/0!"},{"$error":"#DIV/0!"}]
[null,null,null,null,null,null,null,null,{"$f":"IF(F79638<>G79638,1,0)","v":0},{"$error":"#DIV/0!"},{"$f":"F79638/J79638","v":{"$error":"#DIV/0!"}},{"$error":"#DIV/0!"}]
[null,null,null,null,null,null,null,null,0,{"$error":"#DIV/0!"},{"$error":"#DIV/0!"},{"$f":"G79639/J79639","v":{"$error":"#DIV/0!"}}]
[null,null,null,null,null,null,null,null,0,{"$error":"#DIV/0!"},{"$error":"#DIV/0!"},{"$error":"#DIV/0!"}]
[null,null,null,null,null,null,null,null,0,{"$f":"IF(F79641/G79641=1,F79641,J79640)","v":{"$error":"#DIV/0!"}},{"$error":"#DIV/0!"},{"$error":"#DIV/0!"}]
[null,null,null,null,null,null,null,null,0,{"$error":"#DIV/0!"},{"$error":"#DIV/0!"},{"$error":"#DIV/0!"}]
[null,null,null,null,null,null,null,null,0,{"$error":"#DIV/0!"},{"$error":"#DIV/0!"},{"$error":"#DIV/0!"}]
[null,null,null,null,null,null,null,null,0,{"$error":"#DIV/0!"},{"$error":"#DIV/0!"},{"$error":"#DIV/0!"}]
[null,null,null,null,null,null,null,null,0,{"$error":"#DIV/0!"},{"$error":"#DIV/0!"},{"$error":"#DIV/0!"}]
[null,null,null,null,null,null,null,null,0,{"$error":"#DIV/0!"},{"$error":"#DIV/0!"},{"$error":"#DIV/0!"}]
[null,null,null,null,null,null,null,null,0,{"$error":"#DIV/0!"},{"$error":"#DIV/0!"},{"$error":"#DIV/0!"}]
[null,null,null,null,null,null,null,null,0,{"$error":"#DIV/0!"},{"$error":"#DIV/0!"},{"$error":"#DIV/0!"}]
[null,null,null,null,null,null,null,null,0,{"$error":"#DIV/0!"},{"$error":"#DIV/0!"},{"$error":"#DIV/0!"}]
[null,null,null,null,null,null,null,null,0,{"$error":"#DIV/0!"},{"$error":"#DIV/0!"},{"$error":"#DIV/0!"}]
[null,null,null,null,null,null,null,null,0,{"$error":"#DIV/0!"},{"$error":"#DIV/0!"},{"$error":"#DIV/0!"}]
[null,null,null,null,null,null,null,null,0,{"$error":"#DIV/0!"},{"$error":"#DIV/0!"},{"$error":"#DIV/0!"}]
[null,null,null,null,null,null,null,null,0,{"$error":"#DIV/0!"},{"$error":"#DIV/0!"},{"$error":"#DIV/0!"}]
[null,null,null,null,null,null,null,null,0,{"$error":"#DIV/0!"},{"$error":"#DIV/0!"},{"$error":"#DIV/0!"}]
[null,null,null,null,null,null,null,null,0,{"$error":"#DIV/0!"},{"$error":"#DIV/0!"},{"$error":"#DIV/0!"}]
[null,null,null,null,null,null,null,null,0,{"$error":"#DIV/0!"},{"$error":"#DIV/0!"},{"$error":"#DIV/0!"}]
[null,null,null,null,null,null,null,null,0,{"$error":"#DIV/0!"},{"$error":"#DIV/0!"},{"$error":"#DIV/0!"}]
[null,null,null,null,null,null,null,null,0,{"$error":"#DIV/0!"},{"$error":"#DIV/0!"},{"$error":"#DIV/0!"}]
[null,null,null,null,null,null,null,null,0,{"$error":"#DIV/0!"},{"$error":"#DIV/0!"},{"$error":"#DIV/0!"}]
[null,null,null,null,null,null,null,null,0,{"$error":"#DIV/0!"},{"$error":"#DIV/0!"},{"$error":"#DIV/0!"}]
[null,null,null,null,null,null,null,null,0,{"$error":"#DIV/0!"},{"$error":"#DIV/0!"},{"$error":"#DIV/0!"}]
[null,null,null,null,null,null,null,null,0,{"$error":"#DIV/0!"},{"$error":"#DIV/0!"},{"$error":"#DIV/0!"}]
[null,null,null,null,null,null,null,null,0,{"$error":"#DIV/0!"},{"$error":"#DIV/0!"},{"$error":"#DIV/0!"}]
[null,null,null,null,null,null,null,null,0,{"$error":"#DIV/0!"},{"$error":"#DIV/0!"},{"$error":"#DIV/0!"}]
[null,null,null,null,null,null,null,null,0,{"$error":"#DIV/0!"},{"$error":"#DIV/0!"},{"$error":"#DIV/0!"}]
[null,null,null,null,null,null,null,null,0,{"$error":"#DIV/0!"},{"$error":"#DIV/0!"},{"$error":"#DIV/0!"}]
[null,null,null,null,null,null,null,null,0,{"$error":"#DIV/0!"},{"$error":"#DIV/0!"},{"$error":"#DIV/0!"}]
[null,null,null,null,null,null,null,null,0,{"$error":"#DIV/0!"},{"$error":"#DIV/0!"},{"$error":"#DIV/0!"}]
[null,null,null,null,null,null,null,null,0,{"$error":"#DIV/0!"},{"$error":"#DIV/0!"},{"$error":"#DIV/0!"}]
[null,null,null,null,null,null,null,null,0,{"$error":"#DIV/0!"},{"$error":"#DIV/0!"},{"$error":"#DIV/0!"}]
[null,null,null,null,null,null,null,null,0,{"$error":"#DIV/0!"},{"$error":"#DIV/0!"},{"$error":"#DIV/0!"}]
[null,null,null,null,null,null,null,null,0,{"$error":"#DIV/0!"},{"$error":"#DIV/0!"},{"$error":"#DIV/0!"}]
[null,null,null,null,null,null,null,null,0,{"$error":"#DIV/0!"},{"$error":"#DIV/0!"},{"$error":"#DIV/0!"}]
[null,null,null,null,null,null,null,null,0,{"$error":"#DIV/0!"},{"$error":"#DIV/0!"},{"$error":"#DIV/0!"}]
[null,null,null,null,null,null,null,null,0,{"$error":"#DIV/0!"},{"$error":"#DIV/0!"},{"$error":"#DIV/0!"}]
[null,null,null,null,null,null,null,null,0,{"$error":"#DIV/0!"},{"$error":"#DIV/0!"},{"$error":"#DIV/0!"}]
[null,null,null,null,null,null,null,null,0,{"$error":"#DIV/0!"},{"$error":"#DIV/0!"},{"$error":"#DIV/0!"}]
[null,null,null,null,null,null,null,null,0,{"$error":"#DIV/0!"},{"$error":"#DIV/0!"},{"$error":"#DIV/0!"}]
[null,null,null,null,null,null,null,null,0,{"$error":"#DIV/0!"},{"$error":"#DIV/0!"},{"$error":"#DIV/0!"}]
[null,null,null,null,null,null,null,null,0,{"$error":"#DIV/0!"},{"$error":"#DIV/0!"},{"$error":"#DIV/0!"}]
[null,null,null,null,null,null,null,null,0,{"$error":"#DIV/0!"},{"$error":"#DIV/0!"},{"$error":"#DIV/0!"}]
[null,null,null,null,null,null,null,null,0,{"$error":"#DIV/0!"},{"$error":"#DIV/0!"},{"$error":"#DIV/0!"}]
[null,null,null,null,null,null,null,null,0,{"$error":"#DIV/0!"},{"$error":"#DIV/0!"},{"$error":"#DIV/0!"}]
[null,null,null,null,null,null,null,null,0,{"$error":"#DIV/0!"},{"$error":"#DIV/0!"},{"$error":"#DIV/0!"}]
[null,null,null,null,null,null,null,null,0,{"$error":"#DIV/0!"},{"$error":"#DIV/0!"},{"$error":"#DIV/0!"}]
[null,null,null,null,null,null,null,null,0,{"$error":"#DIV/0!"},{"$error":"#DIV/0!"},{"$error":"#DIV/0!"}]
[null,null,null,null,null,null,null,null,0,{"$error":"#DIV/0!"},{"$error":"#DIV/0!"},{"$error":"#DIV/0!"}]
[null,null,null,null,null,null,null,null,0,{"$error":"#DIV/0!"},{"$error":"#DIV/0!"},{"$error":"#DIV/0!"}]
[null,null,null,null,null,null,null,null,0,{"$error":"#DIV/0!"},{"$error":"#DIV/0!"},{"$error":"#DIV/0!"}]
[null,null,null,null,null,null,null,null,0,{"$error":"#DIV/0!"},{"$error":"#DIV/0!"},{"$error":"#DIV/0!"}]
[null,null,null,null,null,null,null,null,0,{"$error":"#DIV/0!"},{"$error":"#DIV/0!"},{"$error":"#DIV/0!"}]
[null,null,null,null,null,null,null,null,0,{"$error":"#DIV/0!"},{"$error":"#DIV/0!"},{"$error":"#DIV/0!"}]
[null,null,null,null,null,null,null,null,0,{"$error":"#DIV/0!"},{"$error":"#DIV/0!"},{"$error":"#DIV/0!"}]
[null,null,null,null,null,null,null,null,0,{"$error":"#DIV/0!"},{"$error":"#DIV/0!"},{"$error":"#DIV/0!"}]
[null,null,null,null,null,null,null,null,0,{"$error":"#DIV/0!"},{"$error":"#DIV/0!"},{"$error":"#DIV/0!"}]
[null,null,null,null,null,null,null,null,0,{"$error":"#DIV/0!"},{"$error":"#DIV/0!"},{"$error":"#DIV/0!"}]
[null,null,null,null,null,null,null,null,0,{"$error":"#DIV/0!"},{"$error":"#DIV/0!"},{"$error":"#DIV/0!"}]
[null,null,null,null,null,null,null,null,0,{"$error":"#DIV/0!"},{"$error":"#DIV/0!"},{"$error":"#DIV/0!"}]
[null,null,null,null,null,null,null,null,0,{"$error":"#DIV/0!"},{"$error":"#DIV/0!"},{"$error":"#DIV/0!"}]
[null,null,null,null,null,null,null,null,0,{"$error":"#DIV/0!"},{"$error":"#DIV/0!"},{"$error":"#DIV/0!"}]
[null,null,null,null,null,null,null,null,0,{"$error":"#DIV/0!"},{"$error":"#DIV/0!"},{"$error":"#DIV/0!"}]
[null,null,null,null,null,null,null,null,{"$f":"IF(F79702<>G79702,1,0)","v":0},{"$error":"#DIV/0!"},{"$f":"F79702/J79702","v":{"$error":"#DIV/0!"}},{"$error":"#DIV/0!"}]
[null,null,null,null,null,null,null,null,0,{"$error":"#DIV/0!"},{"$error":"#DIV/0!"},{"$f":"G79703/J79703","v":{"$error":"#DIV/0!"}}]
[null,null,null,null,null,null,null,null,0,{"$error":"#DIV/0!"},{"$error":"#DIV/0!"},{"$error":"#DIV/0!"}]
[null,null,null,null,null,null,null,null,0,{"$f":"IF(F79705/G79705=1,F79705,J79704)","v":{"$error":"#DIV/0!"}},{"$error":"#DIV/0!"},{"$error":"#DIV/0!"}]
[null,null,null,null,null,null,null,null,0,{"$error":"#DIV/0!"},{"$error":"#DIV/0!"},{"$error":"#DIV/0!"}]
[null,null,null,null,null,null,null,null,0,{"$error":"#DIV/0!"},{"$error":"#DIV/0!"},{"$error":"#DIV/0!"}]
[null,null,null,null,null,null,null,null,0,{"$error":"#DIV/0!"},{"$error":"#DIV/0!"},{"$error":"#DIV/0!"}]
[null,null,null,null,null,null,null,null,0,{"$error":"#DIV/0!"},{"$error":"#DIV/0!"},{"$error":"#DIV/0!"}]
[null,null,null,null,null,null,null,null,0,{"$error":"#DIV/0!"},{"$error":"#DIV/0!"},{"$error":"#DIV/0!"}]
[null,null,null,null,null,null,null,null,0,{"$error":"#DIV/0!"},{"$error":"#DIV/0!"},{"$error":"#DIV/0!"}]
[null,null,null,null,null,null,null,null,0,{"$error":"#DIV/0!"},{"$error":"#DIV/0!"},{"$error":"#DIV/0!"}]
[null,null,null,null,null,null,null,null,0,{"$error":"#DIV/0!"},{"$error":"#DIV/0!"},{"$error":"#DIV/0!"}]
[null,null,null,null,null,null,null,null,0,{"$error":"#DIV/0!"},{"$error":"#DIV/0!"},{"$error":"#DIV/0!"}]
[null,null,null,null,null,null,null,null,0,{"$error":"#DIV/0!"},{"$error":"#DIV/0!"},{"$error":"#DIV/0!"}]
[null,null,null,null,null,null,null,null,0,{"$error":"#DIV/0!"},{"$error":"#DIV/0!"},{"$error":"#DIV/0!"}]
[null,null,null,null,null,null,null,null,0,{"$error":"#DIV/0!"},{"$error":"#DIV/0!"},{"$error":"#DIV/0!"}]
[null,null,null,null,null,null,null,null,0,{"$error":"#DIV/0!"},{"$error":"#DIV/0!"},{"$error":"#DIV/0!"}]
[null,null,null,null,null,null,null,null,0,{"$error":"#DIV/0!"},{"$error":"#DIV/0!"},{"$error":"#DIV/0!"}]
[null,null,null,null,null,null,null,null,0,{"$error":"#DIV/0!"},{"$error":"#DIV/0!"},{"$error":"#DIV/0!"}]
[null,null,null,null,null,null,null,null,0,{"$error":"#DIV/0!"},{"$error":"#DIV/0!"},{"$error":"#DIV/0!"}]
[null,null,null,null,null,null,null,null,0,{"$error":"#DIV/0!"},{"$error":"#DIV/0!"},{"$error":"#DIV/0!"}]
[null,null,null,null,null,null,null,null,0,{"$error":"#DIV/0!"},{"$error":"#DIV/0!"},{"$error":"#DIV/0!"}]
[null,null,null,null,null,null,null,null,0,{"$error":"#DIV/0!"},{"$error":"#DIV/0!"},{"$error":"#DIV/0!"}]
[null,null,null,null,null,null,null,null,0,{"$error":"#DIV/0!"},{"$error":"#DIV/0!"},{"$error":"#DIV/0!"}]
[null,null,null,null,null,null,null,null,0,{"$error":"#DIV/0!"},{"$error":"#DIV/0!"},{"$error":"#DIV/0!"}]
[null,null,null,null,null,null,null,null,0,{"$error":"#DIV/0!"},{"$error":"#DIV/0!"},{"$error":"#DIV/0!"}]
[null,null,null,null,null,null,null,null,0,{"$error":"#DIV/0!"},{"$error":"#DIV/0!"},{"$error":"#DIV/0!"}]
[null,null,null,null,null,null,null,null,0,{"$error":"#DIV/0!"},{"$error":"#DIV/0!"},{"$error":"#DIV/0!"}]
[null,null,null,null,null,null,null,null,0,{"$error":"#DIV/0!"},{"$error":"#DIV/0!"},{"$error":"#DIV/0!"}]
[null,null,null,null,null,null,null,null,0,{"$error":"#DIV/0!"},{"$error":"#DIV/0!"},{"$error":"#DIV/0!"}]
[null,null,null,null,null,null,null,null,0,{"$error":"#DIV/0!"},{"$error":"#DIV/0!"},{"$error":"#DIV/0!"}]
[null,null,null,null,null,null,null,null,0,{"$error":"#DIV/0!"},{"$error":"#DIV/0!"},{"$error":"#DIV/0!"}]
[null,null,null,null,null,null,null,null,0,{"$error":"#DIV/0!"},{"$error":"#DIV/0!"},{"$error":"#DIV/0!"}]
[null,null,null,null,null,null,null,null,0,{"$error":"#DIV/0!"},{"$error":"#DIV/0!"},{"$error":"#DIV/0!"}]
[null,null,null,null,null,null,null,null,0,{"$error":"#DIV/0!"},{"$error":"#DIV/0!"},{"$error":"#DIV/0!"}]
[null,null,null,null,null,null,null,null,0,{"$error":"#DIV/0!"},{"$error":"#DIV/0!"},{"$error":"#DIV/0!"}]
[null,null,null,null,null,null,null,null,0,{"$error":"#DIV/0!"},{"$error":"#DIV/0!"},{"$error":"#DIV/0!"}]
[null,null,null,null,null,null,null,null,0,{"$error":"#DIV/0!"},{"$error":"#DIV/0!"},{"$error":"#DIV/0!"}]
[null,null,null,null,null,null,null,null,0,{"$error":"#DIV/0!"},{"$error":"#DIV/0!"},{"$error":"#DIV/0!"}]
[null,null,null,null,null,null,null,null,0,{"$error":"#DIV/0!"},{"$error":"#DIV/0!"},{"$error":"#DIV/0!"}]
[null,null,null,null,null,null,null,null,0,{"$error":"#DIV/0!"},{"$error":"#DIV/0!"},{"$error":"#DIV/0!"}]
[null,null,null,null,null,null,null,null,0,{"$error":"#DIV/0!"},{"$error":"#DIV/0!"},{"$error":"#DIV/0!"}]
[null,null,null,null,null,null,null,null,0,{"$error":"#DIV/0!"},{"$error":"#DIV/0!"},{"$error":"#DIV/0!"}]
[null,null,null,null,null,null,null,null,0,{"$error":"#DIV/0!"},{"$error":"#DIV/0!"},{"$error":"#DIV/0!"}]
[null,null,null,null,null,null,null,null,0,{"$error":"#DIV/0!"},{"$error":"#DIV/0!"},{"$error":"#DIV/0!"}]
[null,null,null,null,null,null,null,null,0,{"$error":"#DIV/0!"},{"$error":"#DIV/0!"},{"$error":"#DIV/0!"}]
[null,null,null,null,null,null,null,null,0,{"$error":"#DIV/0!"},{"$error":"#DIV/0!"},{"$error":"#DIV/0!"}]
[null,null,null,null,null,null,null,null,0,{"$error":"#DIV/0!"},{"$error":"#DIV/0!"},{"$error":"#DIV/0!"}]
[null,null,null,null,null,null,null,null,0,{"$error":"#DIV/0!"},{"$error":"#DIV/0!"},{"$error":"#DIV/0!"}]
[null,null,null,null,null,null,null,null,0,{"$error":"#DIV/0!"},{"$error":"#DIV/0!"},{"$error":"#DIV/0!"}]
[null,null,null,null,null,null,null,null,0,{"$error":"#DIV/0!"},{"$error":"#DIV/0!"},{"$error":"#DIV/0!"}]
[null,null,null,null,null,null,null,null,0,{"$error":"#DIV/0!"},{"$error":"#DIV/0!"},{"$error":"#DIV/0!"}]
[null,null,null,null,null,null,null,null,0,{"$error":"#DIV/0!"},{"$error":"#DIV/0!"},{"$error":"#DIV/0!"}]
[null,null,null,null,null,null,null,null,0,{"$error":"#DIV/0!"},{"$error":"#DIV/0!"},{"$error":"#DIV/0!"}]
[null,null,null,null,null,null,null,null,0,{"$error":"#DIV/0!"},{"$error":"#DIV/0!"},{"$error":"#DIV/0!"}]
[null,null,null,null,null,null,null,null,0,{"$error":"#DIV/0!"},{"$error":"#DIV/0!"},{"$error":"#DIV/0!"}]
[null,null,null,null,null,null,null,null,0,{"$error":"#DIV/0!"},{"$error":"#DIV/0!"},{"$error":"#DIV/0!"}]
[null,null,null,null,null,null,null,null,0,{"$error":"#DIV/0!"},{"$error":"#DIV/0!"},{"$error":"#DIV/0!"}]
[null,null,null,null,null,null,null,null,0,{"$error":"#DIV/0!"},{"$error":"#DIV/0!"},{"$error":"#DIV/0!"}]
[null,null,null,null,null,null,null,null,0,{"$error":"#DIV/0!"},{"$error":"#DIV/0!"},{"$error":"#DIV/0!"}]
[null,null,null,null,null,null,null,null,0,{"$error":"#DIV/0!"},{"$error":"#DIV/0!"},{"$error":"#DIV/0!"}]
[null,null,null,null,null,null,null,null,0,{"$error":"#DIV/0!"},{"$error":"#DIV/0!"},{"$error":"#DIV/0!"}]
[null,null,null,null,null,null,null,null,0,{"$error":"#DIV/0!"},{"$error":"#DIV/0!"},{"$error":"#DIV/0!"}]
[null,null,null,null,null,null,null,null,0,{"$error":"#DIV/0!"},{"$error":"#DIV/0!"},{"$error":"#DIV/0!"}]
[null,null,null,null,null,null,null,null,{"$f":"IF(F79766<>G79766,1,0)","v":0},{"$error":"#DIV/0!"},{"$f":"F79766/J79766","v":{"$error":"#DIV/0!"}},{"$error":"#DIV/0!"}]
[null,null,null,null,null,null,null,null,0,{"$error":"#DIV/0!"},{"$error":"#DIV/0!"},{"$f":"G79767/J79767","v":{"$error":"#DIV/0!"}}]
[null,null,null,null,null,null,null,null,0,{"$error":"#DIV/0!"},{"$error":"#DIV/0!"},{"$error":"#DIV/0!"}]
[null,null,null,null,null,null,null,null,0,{"$f":"IF(F79769/G79769=1,F79769,J79768)","v":{"$error":"#DIV/0!"}},{"$error":"#DIV/0!"},{"$error":"#DIV/0!"}]
[null,null,null,null,null,null,null,null,0,{"$error":"#DIV/0!"},{"$error":"#DIV/0!"},{"$error":"#DIV/0!"}]
[null,null,null,null,null,null,null,null,0,{"$error":"#DIV/0!"},{"$error":"#DIV/0!"},{"$error":"#DIV/0!"}]
[null,null,null,null,null,null,null,null,0,{"$error":"#DIV/0!"},{"$error":"#DIV/0!"},{"$error":"#DIV/0!"}]
[null,null,null,null,null,null,null,null,0,{"$error":"#DIV/0!"},{"$error":"#DIV/0!"},{"$error":"#DIV/0!"}]
[null,null,null,null,null,null,null,null,0,{"$error":"#DIV/0!"},{"$error":"#DIV/0!"},{"$error":"#DIV/0!"}]
[null,null,null,null,null,null,null,null,0,{"$error":"#DIV/0!"},{"$error":"#DIV/0!"},{"$error":"#DIV/0!"}]
[null,null,null,null,null,null,null,null,0,{"$error":"#DIV/0!"},{"$error":"#DIV/0!"},{"$error":"#DIV/0!"}]
[null,null,null,null,null,null,null,null,0,{"$error":"#DIV/0!"},{"$error":"#DIV/0!"},{"$error":"#DIV/0!"}]
[null,null,null,null,null,null,null,null,0,{"$error":"#DIV/0!"},{"$error":"#DIV/0!"},{"$error":"#DIV/0!"}]
[null,null,null,null,null,null,null,null,0,{"$error":"#DIV/0!"},{"$error":"#DIV/0!"},{"$error":"#DIV/0!"}]
[null,null,null,null,null,null,null,null,0,{"$error":"#DIV/0!"},{"$error":"#DIV/0!"},{"$error":"#DIV/0!"}]
[null,null,null,null,null,null,null,null,0,{"$error":"#DIV/0!"},{"$error":"#DIV/0!"},{"$error":"#DIV/0!"}]
[null,null,null,null,null,null,null,null,0,{"$error":"#DIV/0!"},{"$error":"#DIV/0!"},{"$error":"#DIV/0!"}]
[null,null,null,null,null,null,null,null,0,{"$error":"#DIV/0!"},{"$error":"#DIV/0!"},{"$error":"#DIV/0!"}]
[null,null,null,null,null,null,null,null,0,{"$error":"#DIV/0!"},{"$error":"#DIV/0!"},{"$error":"#DIV/0!"}]
[null,null,null,null,null,null,null,null,0,{"$error":"#DIV/0!"},{"$error":"#DIV/0!"},{"$error":"#DIV/0!"}]
[null,null,null,null,null,null,null,null,0,{"$error":"#DIV/0!"},{"$error":"#DIV/0!"},{"$error":"#DIV/0!"}]
[null,null,null,null,null,null,null,null,0,{"$error":"#DIV/0!"},{"$error":"#DIV/0!"},{"$error":"#DIV/0!"}]
[null,null,null,null,null,null,null,null,0,{"$error":"#DIV/0!"},{"$error":"#DIV/0!"},{"$error":"#DIV/0!"}]
[null,null,null,null,null,null,null,null,0,{"$error":"#DIV/0!"},{"$error":"#DIV/0!"},{"$error":"#DIV/0!"}]
[null,null,null,null,null,null,null,null,0,{"$error":"#DIV/0!"},{"$error":"#DIV/0!"},{"$error":"#DIV/0!"}]
[null,null,null,null,null,null,null,null,0,{"$error":"#DIV/0!"},{"$error":"#DIV/0!"},{"$error":"#DIV/0!"}]
[null,null,null,null,null,null,null,null,0,{"$error":"#DIV/0!"},{"$error":"#DIV/0!"},{"$error":"#DIV/0!"}]
[null,null,null,null,null,null,null,null,0,{"$error":"#DIV/0!"},{"$error":"#DIV/0!"},{"$error":"#DIV/0!"}]
[null,null,null,null,null,null,null,null,0,{"$error":"#DIV/0!"},{"$error":"#DIV/0!"},{"$error":"#DIV/0!"}]
[null,null,null,null,null,null,null,null,0,{"$error":"#DIV/0!"},{"$error":"#DIV/0!"},{"$error":"#DIV/0!"}]
[null,null,null,null,null,null,null,null,0,{"$error":"#DIV/0!"},{"$error":"#DIV/0!"},{"$error":"#DIV/0!"}]
[null,null,null,null,null,null,null,null,0,{"$error":"#DIV/0!"},{"$error":"#DIV/0!"},{"$error":"#DIV/0!"}]
[null,null,null,null,null,null,null,null,0,{"$error":"#DIV/0!"},{"$error":"#DIV/0!"},{"$error":"#DIV/0!"}]
[null,null,null,null,null,null,null,null,0,{"$error":"#DIV/0!"},{"$error":"#DIV/0!"},{"$error":"#DIV/0!"}]
[null,null,null,null,null,null,null,null,0,{"$error":"#DIV/0!"},{"$error":"#DIV/0!"},{"$error":"#DIV/0!"}]
[null,null,null,null,null,null,null,null,0,{"$error":"#DIV/0!"},{"$error":"#DIV/0!"},{"$error":"#DIV/0!"}]
[null,null,null,null,null,null,null,null,0,{"$error":"#DIV/0!"},{"$error":"#DIV/0!"},{"$error":"#DIV/0!"}]
[null,null,null,null,null,null,null,null,0,{"$error":"#DIV/0!"},{"$error":"#DIV/0!"},{"$error":"#DIV/0!"}]
[null,null,null,null,null,null,null,null,0,{"$error":"#DIV/0!"},{"$error":"#DIV/0!"},{"$error":"#DIV/0!"}]
[null,null,null,null,null,null,null,null,0,{"$error":"#DIV/0!"},{"$error":"#DIV/0!"},{"$error":"#DIV/0!"}]
[null,null,null,null,null,null,null,null,0,{"$error":"#DIV/0!"},{"$error":"#DIV/0!"},{"$error":"#DIV/0!"}]
[null,null,null,null,null,null,null,null,0,{"$error":"#DIV/0!"},{"$error":"#DIV/0!"},{"$error":"#DIV/0!"}]
[null,null,null,null,null,null,null,null,0,{"$error":"#DIV/0!"},{"$error":"#DIV/0!"},{"$error":"#DIV/0!"}]
[null,null,null,null,null,null,null,null,0,{"$error":"#DIV/0!"},{"$error":"#DIV/0!"},{"$error":"#DIV/0!"}]
[null,null,null,null,null,null,null,null,0,{"$error":"#DIV/0!"},{"$error":"#DIV/0!"},{"$error":"#DIV/0!"}]
[null,null,null,null,null,null,null,null,0,{"$error":"#DIV/0!"},{"$error":"#DIV/0!"},{"$error":"#DIV/0!"}]
[null,null,null,null,null,null,null,null,0,{"$error":"#DIV/0!"},{"$error":"#DIV/0!"},{"$error":"#DIV/0!"}]
[null,null,null,null,null,null,null,null,0,{"$error":"#DIV/0!"},{"$error":"#DIV/0!"},{"$error":"#DIV/0!"}]
[null,null,null,null,null,null,null,null,0,{"$error":"#DIV/0!"},{"$error":"#DIV/0!"},{"$error":"#DIV/0!"}]
[null,null,null,null,null,null,null,null,0,{"$error":"#DIV/0!"},{"$error":"#DIV/0!"},{"$error":"#DIV/0!"}]
[null,null,null,null,null,null,null,null,0,{"$error":"#DIV/0!"},{"$error":"#DIV/0!"},{"$error":"#DIV/0!"}]
[null,null,null,null,null,null,null,null,0,{"$error":"#DIV/0!"},{"$error":"#DIV/0!"},{"$error":"#DIV/0!"}]
[null,null,null,null,null,null,null,null,0,{"$error":"#DIV/0!"},{"$error":"#DIV/0!"},{"$error":"#DIV/0!"}]
[null,null,null,null,null,null,null,null,0,{"$error":"#DIV/0!"},{"$error":"#DIV/0!"},{"$error":"#DIV/0!"}]
[null,null,null,null,null,null,null,null,0,{"$error":"#DIV/0!"},{"$error":"#DIV/0!"},{"$error":"#DIV/0!"}]
[null,null,null,null,null,null,null,null,0,{"$error":"#DIV/0!"},{"$error":"#DIV/0!"},{"$error":"#DIV/0!"}]
[null,null,null,null,null,null,null,null,0,{"$error":"#DIV/0!"},{"$error":"#DIV/0!"},{"$error":"#DIV/0!"}]
[null,null,null,null,null,null,null,null,0,{"$error":"#DIV/0!"},{"$error":"#DIV/0!"},{"$error":"#DIV/0!"}]
[null,null,null,null,null,null,null,null,0,{"$error":"#DIV/0!"},{"$error":"#DIV/0!"},{"$error":"#DIV/0!"}]
[null,null,null,null,null,null,null,null,0,{"$error":"#DIV/0!"},{"$error":"#DIV/0!"},{"$error":"#DIV/0!"}]
[null,null,null,null,null,null,null,null,0,{"$error":"#DIV/0!"},{"$error":"#DIV/0!"},{"$error":"#DIV/0!"}]
[null,null,null,null,null,null,null,null,0,{"$error":"#DIV/0!"},{"$error":"#DIV/0!"},{"$error":"#DIV/0!"}]
[null,null,null,null,null,null,null,null,0,{"$error":"#DIV/0!"},{"$error":"#DIV/0!"},{"$error":"#DIV/0!"}]
[null,null,null,null,null,null,null,null,0,{"$error":"#DIV/0!"},{"$error":"#DIV/0!"},{"$error":"#DIV/0!"}]
[null,null,null,null,null,null,null,null,{"$f":"IF(F79830<>G79830,1,0)","v":0},{"$error":"#DIV/0!"},{"$f":"F79830/J79830","v":{"$error":"#DIV/0!"}},{"$error":"#DIV/0!"}]
[null,null,null,null,null,null,null,null,0,{"$error":"#DIV/0!"},{"$error":"#DIV/0!"},{"$f":"G79831/J79831","v":{"$error":"#DIV/0!"}}]
[null,null,null,null,null,null,null,null,0,{"$error":"#DIV/0!"},{"$error":"#DIV/0!"},{"$error":"#DIV/0!"}]
[null,null,null,null,null,null,null,null,0,{"$f":"IF(F79833/G79833=1,F79833,J79832)","v":{"$error":"#DIV/0!"}},{"$error":"#DIV/0!"},{"$error":"#DIV/0!"}]
[null,null,null,null,null,null,null,null,0,{"$error":"#DIV/0!"},{"$error":"#DIV/0!"},{"$error":"#DIV/0!"}]
[null,null,null,null,null,null,null,null,0,{"$error":"#DIV/0!"},{"$error":"#DIV/0!"},{"$error":"#DIV/0!"}]
[null,null,null,null,null,null,null,null,0,{"$error":"#DIV/0!"},{"$error":"#DIV/0!"},{"$error":"#DIV/0!"}]
[null,null,null,null,null,null,null,null,0,{"$error":"#DIV/0!"},{"$error":"#DIV/0!"},{"$error":"#DIV/0!"}]
[null,null,null,null,null,null,null,null,0,{"$error":"#DIV/0!"},{"$error":"#DIV/0!"},{"$error":"#DIV/0!"}]
[null,null,null,null,null,null,null,null,0,{"$error":"#DIV/0!"},{"$error":"#DIV/0!"},{"$error":"#DIV/0!"}]
[null,null,null,null,null,null,null,null,0,{"$error":"#DIV/0!"},{"$error":"#DIV/0!"},{"$error":"#DIV/0!"}]
[null,null,null,null,null,null,null,null,0,{"$error":"#DIV/0!"},{"$error":"#DIV/0!"},{"$error":"#DIV/0!"}]
[null,null,null,null,null,null,null,null,0,{"$error":"#DIV/0!"},{"$error":"#DIV/0!"},{"$error":"#DIV/0!"}]
[null,null,null,null,null,null,null,null,0,{"$error":"#DIV/0!"},{"$error":"#DIV/0!"},{"$error":"#DIV/0!"}]
[null,null,null,null,null,null,null,null,0,{"$error":"#DIV/0!"},{"$error":"#DIV/0!"},{"$error":"#DIV/0!"}]
[null,null,null,null,null,null,null,null,0,{"$error":"#DIV/0!"},{"$error":"#DIV/0!"},{"$error":"#DIV/0!"}]
[null,null,null,null,null,null,null,null,0,{"$error":"#DIV/0!"},{"$error":"#DIV/0!"},{"$error":"#DIV/0!"}]
[null,null,null,null,null,null,null,null,0,{"$error":"#DIV/0!"},{"$error":"#DIV/0!"},{"$error":"#DIV/0!"}]
[null,null,null,null,null,null,null,null,0,{"$error":"#DIV/0!"},{"$error":"#DIV/0!"},{"$error":"#DIV/0!"}]
[null,null,null,null,null,null,null,null,0,{"$error":"#DIV/0!"},{"$error":"#DIV/0!"},{"$error":"#DIV/0!"}]
[null,null,null,null,null,null,null,null,0,{"$error":"#DIV/0!"},{"$error":"#DIV/0!"},{"$error":"#DIV/0!"}]
[null,null,null,null,null,null,null,null,0,{"$error":"#DIV/0!"},{"$error":"#DIV/0!"},{"$error":"#DIV/0!"}]
[null,null,null,null,null,null,null,null,0,{"$error":"#DIV/0!"},{"$error":"#DIV/0!"},{"$error":"#DIV/0!"}]
[null,null,null,null,null,null,null,null,0,{"$error":"#DIV/0!"},{"$error":"#DIV/0!"},{"$error":"#DIV/0!"}]
[null,null,null,null,null,null,null,null,0,{"$error":"#DIV/0!"},{"$error":"#DIV/0!"},{"$error":"#DIV/0!"}]
[null,null,null,null,null,null,null,null,0,{"$error":"#DIV/0!"},{"$error":"#DIV/0!"},{"$error":"#DIV/0!"}]
[null,null,null,null,null,null,null,null,0,{"$error":"#DIV/0!"},{"$error":"#DIV/0!"},{"$error":"#DIV/0!"}]
[null,null,null,null,null,null,null,null,0,{"$error":"#DIV/0!"},{"$error":"#DIV/0!"},{"$error":"#DIV/0!"}]
[null,null,null,null,null,null,null,null,0,{"$error":"#DIV/0!"},{"$error":"#DIV/0!"},{"$error":"#DIV/0!"}]
[null,null,null,null,null,null,null,null,0,{"$error":"#DIV/0!"},{"$error":"#DIV/0!"},{"$error":"#DIV/0!"}]
[null,null,null,null,null,null,null,null,0,{"$error":"#DIV/0!"},{"$error":"#DIV/0!"},{"$error":"#DIV/0!"}]
[null,null,null,null,null,null,null,null,0,{"$error":"#DIV/0!"},{"$error":"#DIV/0!"},{"$error":"#DIV/0!"}]
[null,null,null,null,null,null,null,null,0,{"$error":"#DIV/0!"},{"$error":"#DIV/0!"},{"$error":"#DIV/0!"}]
[null,null,null,null,null,null,null,null,0,{"$error":"#DIV/0!"},{"$error":"#DIV/0!"},{"$error":"#DIV/0!"}]
[null,null,null,null,null,null,null,null,0,{"$error":"#DIV/0!"},{"$error":"#DIV/0!"},{"$error":"#DIV/0!"}]
[null,null,null,null,null,null,null,null,0,{"$error":"#DIV/0!"},{"$error":"#DIV/0!"},{"$error":"#DIV/0!"}]
[null,null,null,null,null,null,null,null,0,{"$error":"#DIV/0!"},{"$error":"#DIV/0!"},{"$error":"#DIV/0!"}]
[null,null,null,null,null,null,null,null,0,{"$error":"#DIV/0!"},{"$error":"#DIV/0!"},{"$error":"#DIV/0!"}]
[null,null,null,null,null,null,null,null,0,{"$error":"#DIV/0!"},{"$error":"#DIV/0!"},{"$error":"#DIV/0!"}]
[null,null,null,null,null,null,null,null,0,{"$error":"#DIV/0!"},{"$error":"#DIV/0!"},{"$error":"#DIV/0!"}]
[null,null,null,null,null,null,null,null,0,{"$error":"#DIV/0!"},{"$error":"#DIV/0!"},{"$error":"#DIV/0!"}]
[null,null,null,null,null,null,null,null,0,{"$error":"#DIV/0!"},{"$error":"#DIV/0!"},{"$error":"#DIV/0!"}]
[null,null,null,null,null,null,null,null,0,{"$error":"#DIV/0!"},{"$error":"#DIV/0!"},{"$error":"#DIV/0!"}]
[null,null,null,null,null,null,null,null,0,{"$error":"#DIV/0!"},{"$error":"#DIV/0!"},{"$error":"#DIV/0!"}]
[null,null,null,null,null,null,null,null,0,{"$error":"#DIV/0!"},{"$error":"#DIV/0!"},{"$error":"#DIV/0!"}]
[null,null,null,null,null,null,null,null,0,{"$error":"#DIV/0!"},{"$error":"#DIV/0!"},{"$error":"#DIV/0!"}]
[null,null,null,null,null,null,null,null,0,{"$error":"#DIV/0!"},{"$error":"#DIV/0!"},{"$error":"#DIV/0!"}]
[null,null,null,null,null,null,null,null,0,{"$error":"#DIV/0!"},{"$error":"#DIV/0!"},{"$error":"#DIV/0!"}]
[null,null,null,null,null,null,null,null,0,{"$error":"#DIV/0!"},{"$error":"#DIV/0!"},{"$error":"#DIV/0!"}]
[null,null,null,null,null,null,null,null,0,{"$error":"#DIV/0!"},{"$error":"#DIV/0!"},{"$error":"#DIV/0!"}]
[null,null,null,null,null,null,null,null,0,{"$error":"#DIV/0!"},{"$error":"#DIV/0!"},{"$error":"#DIV/0!"}]
[null,null,null,null,null,null,null,null,0,{"$error":"#DIV/0!"},{"$error":"#DIV/0!"},{"$error":"#DIV/0!"}]
[null,null,null,null,null,null,null,null,0,{"$error":"#DIV/0!"},{"$error":"#DIV/0!"},{"$error":"#DIV/0!"}]
[null,null,null,null,null,null,null,null,0,{"$error":"#DIV/0!"},{"$error":"#DIV/0!"},{"$error":"#DIV/0!"}]
[null,null,null,null,null,null,null,null,0,{"$error":"#DIV/0!"},{"$error":"#DIV/0!"},{"$error":"#DIV/0!"}]
[null,null,null,null,null,null,null,null,0,{"$error":"#DIV/0!"},{"$error":"#DIV/0!"},{"$error":"#DIV/0!"}]
[null,null,null,null,null,null,null,null,0,{"$error":"#DIV/0!"},{"$error":"#DIV/0!"},{"$error":"#DIV/0!"}]
[null,null,null,null,null,null,null,null,0,{"$error":"#DIV/0!"},{"$error":"#DIV/0!"},{"$error":"#DIV/0!"}]
[null,null,null,null,null,null,null,null,0,{"$error":"#DIV/0!"},{"$error":"#DIV/0!"},{"$error":"#DIV/0!"}]
[null,null,null,null,null,null,null,null,0,{"$error":"#DIV/0!"},{"$error":"#DIV/0!"},{"$error":"#DIV/0!"}]
[null,null,null,null,null,null,null,null,0,{"$error":"#DIV/0!"},{"$error":"#DIV/0!"},{"$error":"#DIV/0!"}]
[null,null,null,null,null,null,null,null,0,{"$error":"#DIV/0!"},{"$error":"#DIV/0!"},{"$error":"#DIV/0!"}]
[null,null,null,null,null,null,null,null,0,{"$error":"#DIV/0!"},{"$error":"#DIV/0!"},{"$error":"#DIV/0!"}]
[null,null,null,null,null,null,null,null,0,{"$error":"#DIV/0!"},{"$error":"#DIV/0!"},{"$error":"#DIV/0!"}]
[null,null,null,null,null,null,null,null,{"$f":"IF(F79894<>G79894,1,0)","v":0},{"$error":"#DIV/0!"},{"$f":"F79894/J79894","v":{"$error":"#DIV/0!"}},{"$error":"#DIV/0!"}]
[null,null,null,null,null,null,null,null,0,{"$error":"#DIV/0!"},{"$error":"#DIV/0!"},{"$f":"G79895/J79895","v":{"$error":"#DIV/0!"}}]
[null,null,null,null,null,null,null,null,0,{"$error":"#DIV/0!"},{"$error":"#DIV/0!"},{"$error":"#DIV/0!"}]
[null,null,null,null,null,null,null,null,0,{"$f":"IF(F79897/G79897=1,F79897,J79896)","v":{"$error":"#DIV/0!"}},{"$error":"#DIV/0!"},{"$error":"#DIV/0!"}]
[null,null,null,null,null,null,null,null,0,{"$error":"#DIV/0!"},{"$error":"#DIV/0!"},{"$error":"#DIV/0!"}]
[null,null,null,null,null,null,null,null,0,{"$error":"#DIV/0!"},{"$error":"#DIV/0!"},{"$error":"#DIV/0!"}]
[null,null,null,null,null,null,null,null,0,{"$error":"#DIV/0!"},{"$error":"#DIV/0!"},{"$error":"#DIV/0!"}]
[null,null,null,null,null,null,null,null,0,{"$error":"#DIV/0!"},{"$error":"#DIV/0!"},{"$error":"#DIV/0!"}]
[null,null,null,null,null,null,null,null,0,{"$error":"#DIV/0!"},{"$error":"#DIV/0!"},{"$error":"#DIV/0!"}]
[null,null,null,null,null,null,null,null,0,{"$error":"#DIV/0!"},{"$error":"#DIV/0!"},{"$error":"#DIV/0!"}]
[null,null,null,null,null,null,null,null,0,{"$error":"#DIV/0!"},{"$error":"#DIV/0!"},{"$error":"#DIV/0!"}]
[null,null,null,null,null,null,null,null,0,{"$error":"#DIV/0!"},{"$error":"#DIV/0!"},{"$error":"#DIV/0!"}]
[null,null,null,null,null,null,null,null,0,{"$error":"#DIV/0!"},{"$error":"#DIV/0!"},{"$error":"#DIV/0!"}]
[null,null,null,null,null,null,null,null,0,{"$error":"#DIV/0!"},{"$error":"#DIV/0!"},{"$error":"#DIV/0!"}]
[null,null,null,null,null,null,null,null,0,{"$error":"#DIV/0!"},{"$error":"#DIV/0!"},{"$error":"#DIV/0!"}]
[null,null,null,null,null,null,null,null,0,{"$error":"#DIV/0!"},{"$error":"#DIV/0!"},{"$error":"#DIV/0!"}]
[null,null,null,null,null,null,null,null,0,{"$error":"#DIV/0!"},{"$error":"#DIV/0!"},{"$error":"#DIV/0!"}]
[null,null,null,null,null,null,null,null,0,{"$error":"#DIV/0!"},{"$error":"#DIV/0!"},{"$error":"#DIV/0!"}]
[null,null,null,null,null,null,null,null,0,{"$error":"#DIV/0!"},{"$error":"#DIV/0!"},{"$error":"#DIV/0!"}]
[null,null,null,null,null,null,null,null,0,{"$error":"#DIV/0!"},{"$error":"#DIV/0!"},{"$error":"#DIV/0!"}]
[null,null,null,null,null,null,null,null,0,{"$error":"#DIV/0!"},{"$error":"#DIV/0!"},{"$error":"#DIV/0!"}]
[null,null,null,null,null,null,null,null,0,{"$error":"#DIV/0!"},{"$error":"#DIV/0!"},{"$error":"#DIV/0!"}]
[null,null,null,null,null,null,null,null,0,{"$error":"#DIV/0!"},{"$error":"#DIV/0!"},{"$error":"#DIV/0!"}]
[null,null,null,null,null,null,null,null,0,{"$error":"#DIV/0!"},{"$error":"#DIV/0!"},{"$error":"#DIV/0!"}]
[null,null,null,null,null,null,null,null,0,{"$error":"#DIV/0!"},{"$error":"#DIV/0!"},{"$error":"#DIV/0!"}]
[null,null,null,null,null,null,null,null,0,{"$error":"#DIV/0!"},{"$error":"#DIV/0!"},{"$error":"#DIV/0!"}]
[null,null,null,null,null,null,null,null,0,{"$error":"#DIV/0!"},{"$error":"#DIV/0!"},{"$error":"#DIV/0!"}]
[null,null,null,null,null,null,null,null,0,{"$error":"#DIV/0!"},{"$error":"#DIV/0!"},{"$error":"#DIV/0!"}]
[null,null,null,null,null,null,null,null,0,{"$error":"#DIV/0!"},{"$error":"#DIV/0!"},{"$error":"#DIV/0!"}]
[null,null,null,null,null,null,null,null,0,{"$error":"#DIV/0!"},{"$error":"#DIV/0!"},{"$error":"#DIV/0!"}]
[null,null,null,null,null,null,null,null,0,{"$error":"#DIV/0!"},{"$error":"#DIV/0!"},{"$error":"#DIV/0!"}]
[null,null,null,null,null,null,null,null,0,{"$error":"#DIV/0!"},{"$error":"#DIV/0!"},{"$error":"#DIV/0!"}]
[null,null,null,null,null,null,null,null,0,{"$error":"#DIV/0!"},{"$error":"#DIV/0!"},{"$error":"#DIV/0!"}]
[null,null,null,null,null,null,null,null,0,{"$error":"#DIV/0!"},{"$error":"#DIV/0!"},{"$error":"#DIV/0!"}]
[null,null,null,null,null,null,null,null,0,{"$error":"#DIV/0!"},{"$error":"#DIV/0!"},{"$error":"#DIV/0!"}]
[null,null,null,null,null,null,null,null,0,{"$error":"#DIV/0!"},{"$error":"#DIV/0!"},{"$error":"#DIV/0!"}]
[null,null,null,null,null,null,null,null,0,{"$error":"#DIV/0!"},{"$error":"#DIV/0!"},{"$error":"#DIV/0!"}]
[null,null,null,null,null,null,null,null,0,{"$error":"#DIV/0!"},{"$error":"#DIV/0!"},{"$error":"#DIV/0!"}]
[null,null,null,null,null,null,null,null,0,{"$error":"#DIV/0!"},{"$error":"#DIV/0!"},{"$error":"#DIV/0!"}]
[null,null,null,null,null,null,null,null,0,{"$error":"#DIV/0!"},{"$error":"#DIV/0!"},{"$error":"#DIV/0!"}]
[null,null,null,null,null,null,null,null,0,{"$error":"#DIV/0!"},{"$error":"#DIV/0!"},{"$error":"#DIV/0!"}]
[null,null,null,null,null,null,null,null,0,{"$error":"#DIV/0!"},{"$error":"#DIV/0!"},{"$error":"#DIV/0!"}]
[null,null,null,null,null,null,null,null,0,{"$error":"#DIV/0!"},{"$error":"#DIV/0!"},{"$error":"#DIV/0!"}]
[null,null,null,null,null,null,null,null,0,{"$error":"#DIV/0!"},{"$error":"#DIV/0!"},{"$error":"#DIV/0!"}]
[null,null,null,null,null,null,null,null,0,{"$error":"#DIV/0!"},{"$error":"#DIV/0!"},{"$error":"#DIV/0!"}]
[null,null,null,null,null,null,null,null,0,{"$error":"#DIV/0!"},{"$error":"#DIV/0!"},{"$error":"#DIV/0!"}]
[null,null,null,null,null,null,null,null,0,{"$error":"#DIV/0!"},{"$error":"#DIV/0!"},{"$error":"#DIV/0!"}]
[null,null,null,null,null,null,null,null,0,{"$error":"#DIV/0!"},{"$error":"#DIV/0!"},{"$error":"#DIV/0!"}]
[null,null,null,null,null,null,null,null,0,{"$error":"#DIV/0!"},{"$error":"#DIV/0!"},{"$error":"#DIV/0!"}]
[null,null,null,null,null,null,null,null,0,{"$error":"#DIV/0!"},{"$error":"#DIV/0!"},{"$error":"#DIV/0!"}]
[null,null,null,null,null,null,null,null,0,{"$error":"#DIV/0!"},{"$error":"#DIV/0!"},{"$error":"#DIV/0!"}]
[null,null,null,null,null,null,null,null,0,{"$error":"#DIV/0!"},{"$error":"#DIV/0!"},{"$error":"#DIV/0!"}]
[null,null,null,null,null,null,null,null,0,{"$error":"#DIV/0!"},{"$error":"#DIV/0!"},{"$error":"#DIV/0!"}]
[null,null,null,null,null,null,null,null,0,{"$error":"#DIV/0!"},{"$error":"#DIV/0!"},{"$error":"#DIV/0!"}]
[null,null,null,null,null,null,null,null,0,{"$error":"#DIV/0!"},{"$error":"#DIV/0!"},{"$error":"#DIV/0!"}]
[null,null,null,null,null,null,null,null,0,{"$error":"#DIV/0!"},{"$error":"#DIV/0!"},{"$error":"#DIV/0!"}]
[null,null,null,null,null,null,null,null,0,{"$error":"#DIV/0!"},{"$error":"#DIV/0!"},{"$error":"#DIV/0!"}]
[null,null,null,null,null,null,null,null,0,{"$error":"#DIV/0!"},{"$error":"#DIV/0!"},{"$error":"#DIV/0!"}]
[null,null,null,null,null,null,null,null,0,{"$error":"#DIV/0!"},{"$error":"#DIV/0!"},{"$error":"#DIV/0!"}]
[null,null,null,null,null,null,null,null,0,{"$error":"#DIV/0!"},{"$error":"#DIV/0!"},{"$error":"#DIV/0!"}]
[null,null,null,null,null,null,null,null,0,{"$error":"#DIV/0!"},{"$error":"#DIV/0!"},{"$error":"#DIV/0!"}]
[null,null,null,null,null,null,null,null,0,{"$error":"#DIV/0!"},{"$error":"#DIV/0!"},{"$error":"#DIV/0!"}]
[null,null,null,null,null,null,null,null,0,{"$error":"#DIV/0!"},{"$error":"#DIV/0!"},{"$error":"#DIV/0!"}]
[null,null,null,null,null,null,null,null,0,{"$error":"#DIV/0!"},{"$error":"#DIV/0!"},{"$error":"#DIV/0!"}]
[null,null,null,null,null,null,null,null,{"$f":"IF(F79958<>G79958,1,0)","v":0},{"$error":"#DIV/0!"},{"$f":"F79958/J79958","v":{"$error":"#DIV/0!"}},{"$error":"#DIV/0!"}]
[null,null,null,null,null,null,null,null,0,{"$error":"#DIV/0!"},{"$error":"#DIV/0!"},{"$f":"G79959/J79959","v":{"$error":"#DIV/0!"}}]
[null,null,null,null,null,null,null,null,0,{"$error":"#DIV/0!"},{"$error":"#DIV/0!"},{"$error":"#DIV/0!"}]
[null,null,null,null,null,null,null,null,0,{"$f":"IF(F79961/G79961=1,F79961,J79960)","v":{"$error":"#DIV/0!"}},{"$error":"#DIV/0!"},{"$error":"#DIV/0!"}]
[null,null,null,null,null,null,null,null,0,{"$error":"#DIV/0!"},{"$error":"#DIV/0!"},{"$error":"#DIV/0!"}]
[null,null,null,null,null,null,null,null,0,{"$error":"#DIV/0!"},{"$error":"#DIV/0!"},{"$error":"#DIV/0!"}]
[null,null,null,null,null,null,null,null,0,{"$error":"#DIV/0!"},{"$error":"#DIV/0!"},{"$error":"#DIV/0!"}]
[null,null,null,null,null,null,null,null,0,{"$error":"#DIV/0!"},{"$error":"#DIV/0!"},{"$error":"#DIV/0!"}]
[null,null,null,null,null,null,null,null,0,{"$error":"#DIV/0!"},{"$error":"#DIV/0!"},{"$error":"#DIV/0!"}]
[null,null,null,null,null,null,null,null,0,{"$error":"#DIV/0!"},{"$error":"#DIV/0!"},{"$error":"#DIV/0!"}]
[null,null,null,null,null,null,null,null,0,{"$error":"#DIV/0!"},{"$error":"#DIV/0!"},{"$error":"#DIV/0!"}]
[null,null,null,null,null,null,null,null,0,{"$error":"#DIV/0!"},{"$error":"#DIV/0!"},{"$error":"#DIV/0!"}]
[null,null,null,null,null,null,null,null,0,{"$error":"#DIV/0!"},{"$error":"#DIV/0!"},{"$error":"#DIV/0!"}]
[null,null,null,null,null,null,null,null,0,{"$error":"#DIV/0!"},{"$error":"#DIV/0!"},{"$error":"#DIV/0!"}]
[null,null,null,null,null,null,null,null,0,{"$error":"#DIV/0!"},{"$error":"#DIV/0!"},{"$error":"#DIV/0!"}]
[null,null,null,null,null,null,null,null,0,{"$error":"#DIV/0!"},{"$error":"#DIV/0!"},{"$error":"#DIV/0!"}]
[null,null,null,null,null,null,null,null,0,{"$error":"#DIV/0!"},{"$error":"#DIV/0!"},{"$error":"#DIV/0!"}]
[null,null,null,null,null,null,null,null,0,{"$error":"#DIV/0!"},{"$error":"#DIV/0!"},{"$error":"#DIV/0!"}]
[null,null,null,null,null,null,null,null,0,{"$error":"#DIV/0!"},{"$error":"#DIV/0!"},{"$error":"#DIV/0!"}]
[null,null,null,null,null,null,null,null,0,{"$error":"#DIV/0!"},{"$error":"#DIV/0!"},{"$error":"#DIV/0!"}]
[null,null,null,null,null,null,null,null,0,{"$error":"#DIV/0!"},{"$error":"#DIV/0!"},{"$error":"#DIV/0!"}]
[null,null,null,null,null,null,null,null,0,{"$error":"#DIV/0!"},{"$error":"#DIV/0!"},{"$error":"#DIV/0!"}]
[null,null,null,null,null,null,null,null,0,{"$error":"#DIV/0!"},{"$error":"#DIV/0!"},{"$error":"#DIV/0!"}]
[null,null,null,null,null,null,null,null,0,{"$error":"#DIV/0!"},{"$error":"#DIV/0!"},{"$error":"#DIV/0!"}]
[null,null,null,null,null,null,null,null,0,{"$error":"#DIV/0!"},{"$error":"#DIV/0!"},{"$error":"#DIV/0!"}]
[null,null,null,null,null,null,null,null,0,{"$error":"#DIV/0!"},{"$error":"#DIV/0!"},{"$error":"#DIV/0!"}]
[null,null,null,null,null,null,null,null,0,{"$error":"#DIV/0!"},{"$error":"#DIV/0!"},{"$error":"#DIV/0!"}]
[null,null,null,null,null,null,null,null,0,{"$error":"#DIV/0!"},{"$error":"#DIV/0!"},{"$error":"#DIV/0!"}]
[null,null,null,null,null,null,null,null,0,{"$error":"#DIV/0!"},{"$error":"#DIV/0!"},{"$error":"#DIV/0!"}]
[null,null,null,null,null,null,null,null,0,{"$error":"#DIV/0!"},{"$error":"#DIV/0!"},{"$error":"#DIV/0!"}]
[null,null,null,null,null,null,null,null,0,{"$error":"#DIV/0!"},{"$error":"#DIV/0!"},{"$error":"#DIV/0!"}]
[null,null,null,null,null,null,null,null,0,{"$error":"#DIV/0!"},{"$error":"#DIV/0!"},{"$error":"#DIV/0!"}]
[null,null,null,null,null,null,null,null,0,{"$error":"#DIV/0!"},{"$error":"#DIV/0!"},{"$error":"#DIV/0!"}]
[null,null,null,null,null,null,null,null,0,{"$error":"#DIV/0!"},{"$error":"#DIV/0!"},{"$error":"#DIV/0!"}]
[null,null,null,null,null,null,null,null,0,{"$error":"#DIV/0!"},{"$error":"#DIV/0!"},{"$error":"#DIV/0!"}]
[null,null,null,null,null,null,null,null,0,{"$error":"#DIV/0!"},{"$error":"#DIV/0!"},{"$error":"#DIV/0!"}]
[null,null,null,null,null,null,null,null,0,{"$error":"#DIV/0!"},{"$error":"#DIV/0!"},{"$error":"#DIV/0!"}]
[null,null,null,null,null,null,null,null,0,{"$error":"#DIV/0!"},{"$error":"#DIV/0!"},{"$error":"#DIV/0!"}]
[null,null,null,null,null,null,null,null,0,{"$error":"#DIV/0!"},{"$error":"#DIV/0!"},{"$error":"#DIV/0!"}]
[null,null,null,null,null,null,null,null,0,{"$error":"#DIV/0!"},{"$error":"#DIV/0!"},{"$error":"#DIV/0!"}]
[null,null,null,null,null,null,null,null,0,{"$error":"#DIV/0!"},{"$error":"#DIV/0!"},{"$error":"#DIV/0!"}]
[null,null,null,null,null,null,null,null,0,{"$error":"#DIV/0!"},{"$error":"#DIV/0!"},{"$error":"#DIV/0!"}]
[null,null,null,null,null,null,null,null,0,{"$error":"#DIV/0!"},{"$error":"#DIV/0!"},{"$error":"#DIV/0!"}]
[null,null,null,null,null,null,null,null,0,{"$error":"#DIV/0!"},{"$error":"#DIV/0!"},{"$error":"#DIV/0!"}]
[null,null,null,null,null,null,null,null,0,{"$error":"#DIV/0!"},{"$error":"#DIV/0!"},{"$error":"#DIV/0!"}]
[null,null,null,null,null,null,null,null,0,{"$error":"#DIV/0!"},{"$error":"#DIV/0!"},{"$error":"#DIV/0!"}]
[null,null,null,null,null,null,null,null,0,{"$error":"#DIV/0!"},{"$error":"#DIV/0!"},{"$error":"#DIV/0!"}]
[null,null,null,null,null,null,null,null,0,{"$error":"#DIV/0!"},{"$error":"#DIV/0!"},{"$error":"#DIV/0!"}]
[null,null,null,null,null,null,null,null,0,{"$error":"#DIV/0!"},{"$error":"#DIV/0!"},{"$error":"#DIV/0!"}]
[null,null,null,null,null,null,null,null,0,{"$error":"#DIV/0!"},{"$error":"#DIV/0!"},{"$error":"#DIV/0!"}]
[null,null,null,null,null,null,null,null,0,{"$error":"#DIV/0!"},{"$error":"#DIV/0!"},{"$error":"#DIV/0!"}]
[null,null,null,null,null,null,null,null,0,{"$error":"#DIV/0!"},{"$error":"#DIV/0!"},{"$error":"#DIV/0!"}]
[null,null,null,null,null,null,null,null,0,{"$error":"#DIV/0!"},{"$error":"#DIV/0!"},{"$error":"#DIV/0!"}]
[null,null,null,null,null,null,null,null,0,{"$error":"#DIV/0!"},{"$error":"#DIV/0!"},{"$error":"#DIV/0!"}]
[null,null,null,null,null,null,null,null,0,{"$error":"#DIV/0!"},{"$error":"#DIV/0!"},{"$error":"#DIV/0!"}]
[null,null,null,null,null,null,null,null,0,{"$error":"#DIV/0!"},{"$error":"#DIV/0!"},{"$error":"#DIV/0!"}]
[null,null,null,null,null,null,null,null,0,{"$error":"#DIV/0!"},{"$error":"#DIV/0!"},{"$error":"#DIV/0!"}]
[null,null,null,null,null,null,null,null,0,{"$error":"#DIV/0!"},{"$error":"#DIV/0!"},{"$error":"#DIV/0!"}]
[null,null,null,null,null,null,null,null,0,{"$error":"#DIV/0!"},{"$error":"#DIV/0!"},{"$error":"#DIV/0!"}]
[null,null,null,null,null,null,null,null,0,{"$error":"#DIV/0!"},{"$error":"#DIV/0!"},{"$error":"#DIV/0!"}]
[null,null,null,null,null,null,null,null,0,{"$error":"#DIV/0!"},{"$error":"#DIV/0!"},{"$error":"#DIV/0!"}]
[null,null,null,null,null,null,null,null,0,{"$error":"#DIV/0!"},{"$error":"#DIV/0!"},{"$error":"#DIV/0!"}]
[null,null,null,null,null,null,null,null,0,{"$error":"#DIV/0!"},{"$error":"#DIV/0!"},{"$error":"#DIV/0!"}]
[null,null,null,null,null,null,null,null,0,{"$error":"#DIV/0!"},{"$error":"#DIV/0!"},{"$error":"#DIV/0!"}]
[null,null,null,null,null,null,null,null,{"$f":"IF(F80022<>G80022,1,0)","v":0},{"$error":"#DIV/0!"},{"$f":"F80022/J80022","v":{"$error":"#DIV/0!"}},{"$error":"#DIV/0!"}]
[null,null,null,null,null,null,null,null,0,{"$error":"#DIV/0!"},{"$error":"#DIV/0!"},{"$f":"G80023/J80023","v":{"$error":"#DIV/0!"}}]
[null,null,null,null,null,null,null,null,0,{"$error":"#DIV/0!"},{"$error":"#DIV/0!"},{"$error":"#DIV/0!"}]
[null,null,null,null,null,null,null,null,0,{"$f":"IF(F80025/G80025=1,F80025,J80024)","v":{"$error":"#DIV/0!"}},{"$error":"#DIV/0!"},{"$error":"#DIV/0!"}]
[null,null,null,null,null,null,null,null,0,{"$error":"#DIV/0!"},{"$error":"#DIV/0!"},{"$error":"#DIV/0!"}]
[null,null,null,null,null,null,null,null,0,{"$error":"#DIV/0!"},{"$error":"#DIV/0!"},{"$error":"#DIV/0!"}]
[null,null,null,null,null,null,null,null,0,{"$error":"#DIV/0!"},{"$error":"#DIV/0!"},{"$error":"#DIV/0!"}]
[null,null,null,null,null,null,null,null,0,{"$error":"#DIV/0!"},{"$error":"#DIV/0!"},{"$error":"#DIV/0!"}]
[null,null,null,null,null,null,null,null,0,{"$error":"#DIV/0!"},{"$error":"#DIV/0!"},{"$error":"#DIV/0!"}]
[null,null,null,null,null,null,null,null,0,{"$error":"#DIV/0!"},{"$error":"#DIV/0!"},{"$error":"#DIV/0!"}]
[null,null,null,null,null,null,null,null,0,{"$error":"#DIV/0!"},{"$error":"#DIV/0!"},{"$error":"#DIV/0!"}]
[null,null,null,null,null,null,null,null,0,{"$error":"#DIV/0!"},{"$error":"#DIV/0!"},{"$error":"#DIV/0!"}]
[null,null,null,null,null,null,null,null,0,{"$error":"#DIV/0!"},{"$error":"#DIV/0!"},{"$error":"#DIV/0!"}]
[null,null,null,null,null,null,null,null,0,{"$error":"#DIV/0!"},{"$error":"#DIV/0!"},{"$error":"#DIV/0!"}]
[null,null,null,null,null,null,null,null,0,{"$error":"#DIV/0!"},{"$error":"#DIV/0!"},{"$error":"#DIV/0!"}]
[null,null,null,null,null,null,null,null,0,{"$error":"#DIV/0!"},{"$error":"#DIV/0!"},{"$error":"#DIV/0!"}]
[null,null,null,null,null,null,null,null,0,{"$error":"#DIV/0!"},{"$error":"#DIV/0!"},{"$error":"#DIV/0!"}]
[null,null,null,null,null,null,null,null,0,{"$error":"#DIV/0!"},{"$error":"#DIV/0!"},{"$error":"#DIV/0!"}]
[null,null,null,null,null,null,null,null,0,{"$error":"#DIV/0!"},{"$error":"#DIV/0!"},{"$error":"#DIV/0!"}]
[null,null,null,null,null,null,null,null,0,{"$error":"#DIV/0!"},{"$error":"#DIV/0!"},{"$error":"#DIV/0!"}]
[null,null,null,null,null,null,null,null,0,{"$error":"#DIV/0!"},{"$error":"#DIV/0!"},{"$error":"#DIV/0!"}]
[null,null,null,null,null,null,null,null,0,{"$error":"#DIV/0!"},{"$error":"#DIV/0!"},{"$error":"#DIV/0!"}]
[null,null,null,null,null,null,null,null,0,{"$error":"#DIV/0!"},{"$error":"#DIV/0!"},{"$error":"#DIV/0!"}]
[null,null,null,null,null,null,null,null,0,{"$error":"#DIV/0!"},{"$error":"#DIV/0!"},{"$error":"#DIV/0!"}]
[null,null,null,null,null,null,null,null,0,{"$error":"#DIV/0!"},{"$error":"#DIV/0!"},{"$error":"#DIV/0!"}]
[null,null,null,null,null,null,null,null,0,{"$error":"#DIV/0!"},{"$error":"#DIV/0!"},{"$error":"#DIV/0!"}]
[null,null,null,null,null,null,null,null,0,{"$error":"#DIV/0!"},{"$error":"#DIV/0!"},{"$error":"#DIV/0!"}]
[null,null,null,null,null,null,null,null,0,{"$error":"#DIV/0!"},{"$error":"#DIV/0!"},{"$error":"#DIV/0!"}]
[null,null,null,null,null,null,null,null,0,{"$error":"#DIV/0!"},{"$error":"#DIV/0!"},{"$error":"#DIV/0!"}]
[null,null,null,null,null,null,null,null,0,{"$error":"#DIV/0!"},{"$error":"#DIV/0!"},{"$error":"#DIV/0!"}]
[null,null,null,null,null,null,null,null,0,{"$error":"#DIV/0!"},{"$error":"#DIV/0!"},{"$error":"#DIV/0!"}]
[null,null,null,null,null,null,null,null,0,{"$error":"#DIV/0!"},{"$error":"#DIV/0!"},{"$error":"#DIV/0!"}]
[null,null,null,null,null,null,null,null,0,{"$error":"#DIV/0!"},{"$error":"#DIV/0!"},{"$error":"#DIV/0!"}]
[null,null,null,null,null,null,null,null,0,{"$error":"#DIV/0!"},{"$error":"#DIV/0!"},{"$error":"#DIV/0!"}]
[null,null,null,null,null,null,null,null,0,{"$error":"#DIV/0!"},{"$error":"#DIV/0!"},{"$error":"#DIV/0!"}]
[null,null,null,null,null,null,null,null,0,{"$error":"#DIV/0!"},{"$error":"#DIV/0!"},{"$error":"#DIV/0!"}]
[null,null,null,null,null,null,null,null,0,{"$error":"#DIV/0!"},{"$error":"#DIV/0!"},{"$error":"#DIV/0!"}]
[null,null,null,null,null,null,null,null,0,{"$error":"#DIV/0!"},{"$error":"#DIV/0!"},{"$error":"#DIV/0!"}]
[null,null,null,null,null,null,null,null,0,{"$error":"#DIV/0!"},{"$error":"#DIV/0!"},{"$error":"#DIV/0!"}]
[null,null,null,null,null,null,null,null,0,{"$error":"#DIV/0!"},{"$error":"#DIV/0!"},{"$error":"#DIV/0!"}]
[null,null,null,null,null,null,null,null,0,{"$error":"#DIV/0!"},{"$error":"#DIV/0!"},{"$error":"#DIV/0!"}]
[null,null,null,null,null,null,null,null,0,{"$error":"#DIV/0!"},{"$error":"#DIV/0!"},{"$error":"#DIV/0!"}]
[null,null,null,null,null,null,null,null,0,{"$error":"#DIV/0!"},{"$error":"#DIV/0!"},{"$error":"#DIV/0!"}]
[null,null,null,null,null,null,null,null,0,{"$error":"#DIV/0!"},{"$error":"#DIV/0!"},{"$error":"#DIV/0!"}]
[null,null,null,null,null,null,null,null,0,{"$error":"#DIV/0!"},{"$error":"#DIV/0!"},{"$error":"#DIV/0!"}]
[null,null,null,null,null,null,null,null,0,{"$error":"#DIV/0!"},{"$error":"#DIV/0!"},{"$error":"#DIV/0!"}]
[null,null,null,null,null,null,null,null,0,{"$error":"#DIV/0!"},{"$error":"#DIV/0!"},{"$error":"#DIV/0!"}]
[null,null,null,null,null,null,null,null,0,{"$error":"#DIV/0!"},{"$error":"#DIV/0!"},{"$error":"#DIV/0!"}]
[null,null,null,null,null,null,null,null,0,{"$error":"#DIV/0!"},{"$error":"#DIV/0!"},{"$error":"#DIV/0!"}]
[null,null,null,null,null,null,null,null,0,{"$error":"#DIV/0!"},{"$error":"#DIV/0!"},{"$error":"#DIV/0!"}]
[null,null,null,null,null,null,null,null,0,{"$error":"#DIV/0!"},{"$error":"#DIV/0!"},{"$error":"#DIV/0!"}]
[null,null,null,null,null,null,null,null,0,{"$error":"#DIV/0!"},{"$error":"#DIV/0!"},{"$error":"#DIV/0!"}]
[null,null,null,null,null,null,null,null,0,{"$error":"#DIV/0!"},{"$error":"#DIV/0!"},{"$error":"#DIV/0!"}]
[null,null,null,null,null,null,null,null,0,{"$error":"#DIV/0!"},{"$error":"#DIV/0!"},{"$error":"#DIV/0!"}]
[null,null,null,null,null,null,null,null,0,{"$error":"#DIV/0!"},{"$error":"#DIV/0!"},{"$error":"#DIV/0!"}]
[null,null,null,null,null,null,null,null,0,{"$error":"#DIV/0!"},{"$error":"#DIV/0!"},{"$error":"#DIV/0!"}]
[null,null,null,null,null,null,null,null,0,{"$error":"#DIV/0!"},{"$error":"#DIV/0!"},{"$error":"#DIV/0!"}]
[null,null,null,null,null,null,null,null,0,{"$error":"#DIV/0!"},{"$error":"#DIV/0!"},{"$error":"#DIV/0!"}]
[null,null,null,null,null,null,null,null,0,{"$error":"#DIV/0!"},{"$error":"#DIV/0!"},{"$error":"#DIV/0!"}]
[null,null,null,null,null,null,null,null,0,{"$error":"#DIV/0!"},{"$error":"#DIV/0!"},{"$error":"#DIV/0!"}]
[null,null,null,null,null,null,null,null,0,{"$error":"#DIV/0!"},{"$error":"#DIV/0!"},{"$error":"#DIV/0!"}]
[null,null,null,null,null,null,null,null,0,{"$error":"#DIV/0!"},{"$error":"#DIV/0!"},{"$error":"#DIV/0!"}]
[null,null,null,null,null,null,null,null,0,{"$error":"#DIV/0!"},{"$error":"#DIV/0!"},{"$error":"#DIV/0!"}]
[null,null,null,null,null,null,null,null,0,{"$error":"#DIV/0!"},{"$error":"#DIV/0!"},{"$error":"#DIV/0!"}]
[null,null,null,null,null,null,null,null,{"$f":"IF(F80086<>G80086,1,0)","v":0},{"$error":"#DIV/0!"},{"$f":"F80086/J80086","v":{"$error":"#DIV/0!"}},{"$error":"#DIV/0!"}]
[null,null,null,null,null,null,null,null,0,{"$error":"#DIV/0!"},{"$error":"#DIV/0!"},{"$f":"G80087/J80087","v":{"$error":"#DIV/0!"}}]
[null,null,null,null,null,null,null,null,0,{"$error":"#DIV/0!"},{"$error":"#DIV/0!"},{"$f":"G80088/J80088","v":{"$error":"#DIV/0!"}}]
[null,null,null,null,null,null,null,null,0,{"$f":"IF(F80089/G80089=1,F80089,J80088)","v":{"$error":"#DIV/0!"}},{"$error":"#DIV/0!"},{"$f":"G80089/J80089","v":{"$error":"#DIV/0!"}}]
[null,null,null,null,null,null,null,null,0,{"$f":"IF(F80090/G80090=1,F80090,J80089)","v":{"$error":"#DIV/0!"}},{"$error":"#DIV/0!"},{"$f":"G80090/J80090","v":{"$error":"#DIV/0!"}}]
[null,null,null,null,null,null,null,null,0,{"$f":"IF(F80091/G80091=1,F80091,J80090)","v":{"$error":"#DIV/0!"}},{"$error":"#DIV/0!"},{"$f":"G80091/J80091","v":{"$error":"#DIV/0!"}}]

{"sheet":"Master-Auslegung_V120-V127","index":3,"n_rows":138,"n_cols":52,"rows_kept":138,"cut":false,"hidden":true,"merged":[]}
[null,"VKL1000","Nullseriengerät","2L","12style/3","mit Filter","2. Variable","Drehzahl [1/min]","Drehzahl","1/min",{"$f":"CONCATENATE(B1,\"; \", C1, \"; \", D1, \"; \", F1)","v":"VKL1000; Nullseriengerät; 2L; mit Filter"},null,null,null,null,null,null,null,null,null,null,null,null,null,null,null,null,"Bemerkung:",null,null,null,null,null,null,null,null,null,null,null,null,null,null,null,null,null,null,null,null,null,null,1,"kühlen"]
[null,"kühlen",null,null,null,null,null,null,null,null,null,null,null,null,null,null,null,null,null,null,null,null,null,null,null,null,null,"mit 3D Strömung",null,null,null,null,null,"Auslegung bei gleichem Volumenstrom",null,null,null,null,null,"Auslegung bei gleicher Drehzahl",null,null,null,null,null,null,null,null,null,null,2,"heizen"]
[null,"w_soll für Auslegung 1 und 2",{"$f":"VKL!I13","v":200},"kg/h",null,null,null,null,null,null,null,null,null,"Messung","Messung - Kontrolle","Drehzahl","q Sek ","Wasser-Massenstrom [kg/h]",{"$f":"H7","v":"Sekundärvolumenstrom - Kalorik [m³/h]"},"Abweichung zu Auslegung 1","Vergleichstext 1","Abweichung zu Auslegung 2","Vergleichstext 2","Druckverlust Kasten [Pa]","Bemerkung","Bemerkung",null,"Messung","Messung - Kontrolle","Drehzahl","q Sek ","Wasser-Massenstrom [kg/h]",{"$f":"$H$7","v":"Sekundärvolumenstrom - Kalorik [m³/h]"},{"$f":"$H$7","v":"Sekundärvolumenstrom - Kalorik [m³/h]"},{"$f":"AD3","v":"Drehzahl"},{"$f":"CONCATENATE(\"Abweichung \", AI3)","v":"Abweichung Drehzahl"},"q_1 (Volumenstrom)","Abweichung q zu Auslegung 1","Vergleichstext 1",{"$f":"AD3","v":"Drehzahl"},{"$f":"AG3","v":"Sekundärvolumenstrom - Kalorik [m³/h]"},{"$f":"CONCATENATE(\"Abweichung \", AO3)","v":"Abweichung Sekundärvolumenstrom - Kalorik [m³/h]"},"q_2 (Drehzahl)","Abweichung q zu Auslegung 2","Vergleichstext 2","Druckverlust Kasten [Pa]","Bemerkung","Bemerkung",null,null,"Abfrage",{"$f":"IF(B2=\"heizen\",2,1)","v":1}]
[null,"Nennwassermenge",200,"kg/h",null,null,null,null,null,null,null,null,null,null,null,"[1/min]","[W/K]",null,null,null,null,null,null,null,null,"[-]",null,null,null,"[1/min]","[W/K]",null,"[m³/h]",{"$f":"AG4","v":"[m³/h]"},{"$f":"AD4","v":"[1/min]"},null,null,null,null,"[1/min]",{"$f":"AG4","v":"[m³/h]"},null,null,null,null,null,null,"[-]"]
[null,null,null,null,null,null,null,null,null,null,null,null,null,"V72",{"$f":"VLOOKUP($N5,Matrix_Rohdaten,1,0)","v":"V72"},{"$f":"VLOOKUP($N5,Matrix_Rohdaten,4,0)","v":1039},{"$f":"VLOOKUP($N5,Matrix_Rohdaten,17,0)","v":60.463885666666663},{"$f":"VLOOKUP($N5,Matrix_Rohdaten,12,0)","v":201.13361333333333},{"$f":"VLOOKUP($N5,Matrix_Rohdaten,18,0)","v":287.06149800000003},{"$f":"Q5/$D$9-1","v":0.27826717540000323},{"$f":"IF(T5>0,CONCATENATE(\"+\", ROUND(AVERAGE(T5)*100,0), \" % Kühlleistung \", \" im Vergleich zur Auslegung 1\"), CONCATENATE(ROUND(AVERAGE(T5)*100,0), \" % Kühlleistung \", \" im Vergleich zur Auslegung 1\"))","v":"+28 % Kühlleistung  im Vergleich zur Auslegung 1"},{"$f":"Q5/$I$9-1","v":-0.35189564477410773},{"$f":"IF(V5>0,CONCATENATE(\"+\", ROUND(AVERAGE(V5)*100,0), \" % Kühlleistung \", \" im Vergleich zur Auslegung 2\"), CONCATENATE(ROUND(AVERAGE(V5)*100,0), \" % Kühlleistung \", \" im Vergleich zur Auslegung 2\"))","v":"-35 % Kühlleistung  im Vergleich zur Auslegung 2"},{"$f":"VLOOKUP($N5,Matrix_Rohdaten,5,0)","v":12},{"$f":"VLOOKUP($N5,Matrix_Rohdaten,2,0)","v":"VKL800; ISH Prototyp; mit Filter, 2MR,  mit 3-3,5cm Schalldämm., mit 3D-Strömung"},{"$f":"CONCATENATE(O5, \": \",Y5, \"; q Sek bei wok \",ROUND(R5,0), \" kg/h; \",ROUND(P5,0), \" 1/min; \", ROUND(S5,0), \" m³/h\")","v":"V72: VKL800; ISH Prototyp; mit Filter, 2MR,  mit 3-3,5cm Schalldämm., mit 3D-Strömung; q Sek bei wok 201 kg/h; 1039 1/min; 287 m³/h"},null,"V71",{"$f":"VLOOKUP($AB5,Matrix_Rohdaten,1,0)","v":"V71"},{"$f":"VLOOKUP($AB5,Matrix_Rohdaten,4,0)","v":489},{"$f":"VLOOKUP($AB5,Matrix_Rohdaten,17,0)","v":32.012887666666664},{"$f":"VLOOKUP($AB5,Matrix_Rohdaten,12,0)","v":201.02654933333335},{"$f":"VLOOKUP($AB5,Matrix_Rohdaten,18,0)","v":124.165886},{"$f":"AG5","v":124.165886},468.30730117177114,{"$f":"1/AD5*AI5-1","v":-4.2316357521940295E-2},31.937514380278337,{"$f":"AE5/AK5-1","v":2.3600235600949038E-3},{"$f":"IF(AL5>0,CONCATENATE(\"+\", ROUND(AVERAGE(AL5)*100,0), \" % Kühlleistung \", \" im Vergleich zur Auslegung 1\"), CONCATENATE(ROUND(AVERAGE(AL5)*100,0), \" % Kühlleistung \", \" im Vergleich zur Auslegung 1\"))","v":"+0 % Kühlleistung  im Vergleich zur Auslegung 1"},489,130.65969544457033,{"$f":"1/AG5*AO5-1","v":5.2299465286063551E-2},33.402934922582375,{"$f":"AE5/AQ5-1","v":-4.161452456610204E-2},{"$f":"IF(AR5>0,CONCATENATE(\"+\", ROUND(AVERAGE(AR5)*100,0), \" % Kühlleistung \", \" im Vergleich zur Auslegung 2\"), CONCATENATE(ROUND(AVERAGE(AR5)*100,0), \" % Kühlleistung \", \" im Vergleich zur Auslegung 2\"))","v":"-4 % Kühlleistung  im Vergleich zur Auslegung 2"},{"$f":"VLOOKUP($AB5,Matrix_Rohdaten,5,0)","v":1.8999999999999997},{"$f":"VLOOKUP($AB5,Matrix_Rohdaten,2,0)","v":"VKL800; ISH Prototyp; mit Filter, 2MR,  mit 3-3,5cm Schalldämm., mit 3D-Strömung"},{"$f":"CONCATENATE(AC5, \": \",AU5, \"; q Sek bei wok \",ROUND(AF5,0), \" kg/h; \",ROUND(AD5,0), \" 1/min; \", ROUND(AG5,0), \" m³/h\")","v":"V71: VKL800; ISH Prototyp; mit Filter, 2MR,  mit 3-3,5cm Schalldämm., mit 3D-Strömung; q Sek bei wok 201 kg/h; 489 1/min; 124 m³/h"}]
[null,"Auslegung 1 - Volumenstrom einstellbar",null,{"$f":"CONCATENATE(\"Auslegung 2; \", 'Master-Auswertung_V120-V127'!$F$1, \" \", ROUND($C$3,0), \" kg/h ;\",ROUND(B9,0), \" \", B8)","v":"Auslegung 2; Nullseriengerät 200 kg/h ;200 m³/h"},null,null,{"$f":"CONCATENATE(\"Auslegung 2 - \", 'Master-Auslegung_V120-V127'!C7,\" einstellbar\")","v":"Auslegung 2 - Drehzahl einstellbar"},null,{"$f":"CONCATENATE(\"Auslegung 2; \", 'Master-Auswertung_V120-V127'!$F$1, \" \", ROUND($C$3,0), \" kg/h ;\", G9, \" \", G8)","v":"Auslegung 2; Nullseriengerät 200 kg/h ;1145 1/min"},null,null,null,null,null,null,null,null,null,null,null,null,null,null,null,null,null,null,"V70",{"$f":"VLOOKUP($AB6,Matrix_Rohdaten,1,0)","v":"V70"},{"$f":"VLOOKUP($AB6,Matrix_Rohdaten,4,0)","v":734},{"$f":"VLOOKUP($AB6,Matrix_Rohdaten,17,0)","v":47.231174333333335},{"$f":"VLOOKUP($AB6,Matrix_Rohdaten,12,0)","v":205.22754133333333},{"$f":"VLOOKUP($AB6,Matrix_Rohdaten,18,0)","v":199.29921066666665},{"$f":"AG6","v":199.29921066666665},699.640629849638,{"$f":"1/AD6*AI6-1","v":-4.6811130995043637E-2},46.716587520640374,{"$f":"AE6/AK6-1","v":1.1015077085106073E-2},{"$f":"IF(AL6>0,CONCATENATE(\"+\", ROUND(AVERAGE(AL6)*100,0), \" % Kühlleistung \", \" im Vergleich zur Auslegung 1\"), CONCATENATE(ROUND(AVERAGE(AL6)*100,0), \" % Kühlleistung \", \" im Vergleich zur Auslegung 1\"))","v":"+1 % Kühlleistung  im Vergleich zur Auslegung 1"},734,210.88654988634488,{"$f":"1/AG6*AO6-1","v":5.8140417018802903E-2},48.60018764250416,{"$f":"AE6/AQ6-1","v":-2.8168889372219841E-2},{"$f":"IF(AR6>0,CONCATENATE(\"+\", ROUND(AVERAGE(AR6)*100,0), \" % Kühlleistung \", \" im Vergleich zur Auslegung 2\"), CONCATENATE(ROUND(AVERAGE(AR6)*100,0), \" % Kühlleistung \", \" im Vergleich zur Auslegung 2\"))","v":"-3 % Kühlleistung  im Vergleich zur Auslegung 2"},{"$f":"VLOOKUP($AB6,Matrix_Rohdaten,5,0)","v":5},{"$f":"VLOOKUP($AB6,Matrix_Rohdaten,2,0)","v":"VKL800; ISH Prototyp; mit Filter, 2MR,  mit 3-3,5cm Schalldämm., mit 3D-Strömung"},{"$f":"CONCATENATE(AC6, \": \",AU6, \"; q Sek bei wok \",ROUND(AF6,0), \" kg/h; \",ROUND(AD6,0), \" 1/min; \", ROUND(AG6,0), \" m³/h\")","v":"V70: VKL800; ISH Prototyp; mit Filter, 2MR,  mit 3-3,5cm Schalldämm., mit 3D-Strömung; q Sek bei wok 205 kg/h; 734 1/min; 199 m³/h"}]
[null,"V_Soll",{"$f":"'Master-Auswertung_V120-V127'!E2","v":"Drehzahl"},"q Sek ",null,null,{"$f":"'Master-Auswertung_V120-V127'!E2","v":"Drehzahl"},{"$f":"'Master-Auswertung_V120-V127'!K6","v":"Sekundärvolumenstrom - Kalorik [m³/h]"},"q Sek ",null,null,null,null,null,null,null,null,null,null,null,null,null,null,null,null,null,null,"V72",{"$f":"VLOOKUP($AB7,Matrix_Rohdaten,1,0)","v":"V72"},{"$f":"VLOOKUP($AB7,Matrix_Rohdaten,4,0)","v":1039},{"$f":"VLOOKUP($AB7,Matrix_Rohdaten,17,0)","v":60.463885666666663},{"$f":"VLOOKUP($AB7,Matrix_Rohdaten,12,0)","v":201.13361333333333},{"$f":"VLOOKUP($AB7,Matrix_Rohdaten,18,0)","v":287.06149800000003},{"$f":"AG7","v":287.06149800000003},953.4911342355166,{"$f":"1/AD7*AI7-1","v":-8.2299197078424813E-2},59.979748498788723,{"$f":"AE7/AK7-1","v":8.0716771909725704E-3},{"$f":"IF(AL7>0,CONCATENATE(\"+\", ROUND(AVERAGE(AL7)*100,0), \" % Kühlleistung \", \" im Vergleich zur Auslegung 1\"), CONCATENATE(ROUND(AVERAGE(AL7)*100,0), \" % Kühlleistung \", \" im Vergleich zur Auslegung 1\"))","v":"+1 % Kühlleistung  im Vergleich zur Auslegung 1"},1039,317.64160337214264,{"$f":"1/AG7*AO7-1","v":0.10652806309866958},63.88301115814339,{"$f":"AE7/AQ7-1","v":-5.352167077742509E-2},{"$f":"IF(AR7>0,CONCATENATE(\"+\", ROUND(AVERAGE(AR7)*100,0), \" % Kühlleistung \", \" im Vergleich zur Auslegung 2\"), CONCATENATE(ROUND(AVERAGE(AR7)*100,0), \" % Kühlleistung \", \" im Vergleich zur Auslegung 2\"))","v":"-5 % Kühlleistung  im Vergleich zur Auslegung 2"},{"$f":"VLOOKUP($AB7,Matrix_Rohdaten,5,0)","v":12},{"$f":"VLOOKUP($AB7,Matrix_Rohdaten,2,0)","v":"VKL800; ISH Prototyp; mit Filter, 2MR,  mit 3-3,5cm Schalldämm., mit 3D-Strömung"},{"$f":"CONCATENATE(AC7, \": \",AU7, \"; q Sek bei wok \",ROUND(AF7,0), \" kg/h; \",ROUND(AD7,0), \" 1/min; \", ROUND(AG7,0), \" m³/h\")","v":"V72: VKL800; ISH Prototyp; mit Filter, 2MR,  mit 3-3,5cm Schalldämm., mit 3D-Strömung; q Sek bei wok 201 kg/h; 1039 1/min; 287 m³/h"}]
[null,"m³/h",{"$f":"'Master-Auswertung_V120-V127'!C2","v":"1/min"},"W/K",null,null,{"$f":"'Master-Auswertung_V120-V127'!C2","v":"1/min"},"m³/h","W/K",null,null,null,null,null,null,null,null,null,null,null,null,null,null,null,null,null,null,"V73",{"$f":"VLOOKUP($AB8,Matrix_Rohdaten,1,0)","v":"V73"},{"$f":"VLOOKUP($AB8,Matrix_Rohdaten,4,0)","v":1146},{"$f":"VLOOKUP($AB8,Matrix_Rohdaten,17,0)","v":65.42791299999999},{"$f":"VLOOKUP($AB8,Matrix_Rohdaten,12,0)","v":201.19993766666667},{"$f":"VLOOKUP($AB8,Matrix_Rohdaten,18,0)","v":325.34300966666666},{"$f":"AG8","v":325.34300966666666},1060.3272697731511,{"$f":"1/AD8*AI8-1","v":-7.475805429917004E-2},64.716090428284346,{"$f":"AE8/AK8-1","v":1.0999159050011809E-2},{"$f":"IF(AL8>0,CONCATENATE(\"+\", ROUND(AVERAGE(AL8)*100,0), \" % Kühlleistung \", \" im Vergleich zur Auslegung 1\"), CONCATENATE(ROUND(AVERAGE(AL8)*100,0), \" % Kühlleistung \", \" im Vergleich zur Auslegung 1\"))","v":"+1 % Kühlleistung  im Vergleich zur Auslegung 1"},1146,356.54426660276158,{"$f":"1/AG8*AO8-1","v":9.5902650461316075E-2},68.112276600261893,{"$f":"AE8/AQ8-1","v":-3.9410862978724537E-2},{"$f":"IF(AR8>0,CONCATENATE(\"+\", ROUND(AVERAGE(AR8)*100,0), \" % Kühlleistung \", \" im Vergleich zur Auslegung 2\"), CONCATENATE(ROUND(AVERAGE(AR8)*100,0), \" % Kühlleistung \", \" im Vergleich zur Auslegung 2\"))","v":"-4 % Kühlleistung  im Vergleich zur Auslegung 2"},{"$f":"VLOOKUP($AB8,Matrix_Rohdaten,5,0)","v":18},{"$f":"VLOOKUP($AB8,Matrix_Rohdaten,2,0)","v":"VKL800; ISH Prototyp; mit Filter, 2MR,  mit 3-3,5cm Schalldämm., mit 3D-Strömung"},{"$f":"CONCATENATE(AC8, \": \",AU8, \"; q Sek bei wok \",ROUND(AF8,0), \" kg/h; \",ROUND(AD8,0), \" 1/min; \", ROUND(AG8,0), \" m³/h\")","v":"V73: VKL800; ISH Prototyp; mit Filter, 2MR,  mit 3-3,5cm Schalldämm., mit 3D-Strömung; q Sek bei wok 201 kg/h; 1146 1/min; 325 m³/h"}]
[null,200,{"$f":"'Master-Auswertung_V120-V127'!I33","v":525.34611707099089},{"$f":"'Master-Auswertung_V120-V127'!C56","v":47.301445918570138},null,null,1145,{"$f":"'Master-Auswertung_V120-V127'!M33","v":502.18331423554247},{"$f":"'Master-Auswertung_V120-V127'!C77","v":93.293441371169919},null,null,{"$f":"I9*20*0.916","v":1709.1358459198329}]
[]
[]
[null,null,null,null,null,null,null,null,null,null,null,null,null,null,null,null,null,null,null,null,null,null,null,null,null,"Text für Diagramme"]
[]
[]
[null,null,null,null,null,null,null,null,null,null,null,null,null,null,null,null,null,null,null,null,null,null,null,null,null,{"$f":"CONCATENATE('Master-Auswertung_V120-V127'!B1, \"; \", ROUND($C$3,0), \" \", $D$3)","v":"VKL1000; Nullseriengerät; 2L; 12style/3; mit Filter; 200 kg/h"}]
[null,null,null,null,null,null,null,null,null,null,null,null,null,null,null,null,null,null,null,null,null,null,null,null,null,{"$f":"CONCATENATE(\"A1; \",'Master-Auswertung_V120-V127'!B1, \"; \", ROUND($C$3,0), \" \", $D$3, \"; \", ROUND(C9,0), \" \",C8, \"; \",ROUND(B9,0), \" \", B8)","v":"A1; VKL1000; Nullseriengerät; 2L; 12style/3; mit Filter; 200 kg/h; 525 1/min; 200 m³/h"},null,null,null,null,"aus Masterauswertung"]
[null,null,null,null,null,null,null,null,null,null,null,null,null,null,null,null,null,null,null,null,null,null,null,null,null,{"$f":"CONCATENATE(\"A2; \",'Master-Auswertung_V120-V127'!B1, \"; \", ROUND($C$3,0), \" \", $D$3, \"; \", ROUND(G9,0), \" \",G8, \"; \",ROUND(H9,0), \" \", H8)","v":"A2; VKL1000; Nullseriengerät; 2L; 12style/3; mit Filter; 200 kg/h; 1145 1/min; 502 m³/h"},null,null,null,null,"y =","mxb"]
[null,null,null,null,null,null,null,null,null,null,null,null,null,null,null,null,null,null,null,null,null,null,null,null,null,null,null,null,null,null,{"$f":"INDEX(LOGEST(AG5:AG8,LN(AD5:AD8),,TRUE),1,2)","v":0.12143595686926241},{"$f":"LN(INDEX(LOGEST(AG5:AG8,LN(AD5:AD8),,TRUE),1,1))","v":1.1199942743380205}]
[null,null,null,null,null,null,null,null,null,null,null,null,null,null,null,null," "]
[]
[]
[]
[]
[]
[]
[]
[]
[]
[]
[]
[]
[]
[null,"Basis der Auslegung"]
[null,null,1,4,18,12,17,3,5]
[null,{"$f":"CONCATENATE($C$7,\"variation (bei ca. \", ROUND(AVERAGE(F37:F40),0), \" kg/h)\")","v":"Drehzahlvariation (bei ca. 202 kg/h)"},null,null,null,null,null,null,null,null,null,null,null,"Grenzen der Auslegung"]
[null,"Messung","Messung - Kontrolle",{"$f":"'Master-Auswertung_V120-V127'!$B$2","v":"Drehzahl [1/min]"},"Sekundärvolumenstrom [m³/h]","Wasser-Massenstrom [kg/h]","spez. Kühlleistung [W/K]","Druckverlust wassers. [kPa]","Druckverlust Kasten [Pa]",null,null,null,null,{"$f":"'Master-Auswertung_V120-V127'!$B$2","v":"Drehzahl [1/min]"},"Volumenstrom [m³/h]"]
["V93","V160",{"$f":"VLOOKUP($B37,Matrix_Rohdaten,1,0)","v":"V160"},{"$f":"VLOOKUP($B37,Matrix_Rohdaten,4,0)","v":421},{"$f":"VLOOKUP($B37,Matrix_Rohdaten,18,0)","v":154.10022700000002},{"$f":"VLOOKUP($B37,Matrix_Rohdaten,12,0)","v":199.89997366666668},{"$f":"VLOOKUP($B37,Matrix_Rohdaten,17,0)","v":37.308813333333326},{"$f":"VLOOKUP($B37,Matrix_Rohdaten,3,0)","v":37.4},null,null,null,null,null,{"$f":"MIN(D37:D40)-50","v":371},{"$f":"MIN(E37:E40)","v":154.10022700000002}]
["V94","V161",{"$f":"VLOOKUP($B38,Matrix_Rohdaten,1,0)","v":"V161"},{"$f":"VLOOKUP($B38,Matrix_Rohdaten,4,0)","v":650},{"$f":"VLOOKUP($B38,Matrix_Rohdaten,18,0)","v":258.00807566666668},{"$f":"VLOOKUP($B38,Matrix_Rohdaten,12,0)","v":202.15126699999999},{"$f":"VLOOKUP($B38,Matrix_Rohdaten,17,0)","v":59.115374000000003},{"$f":"VLOOKUP($B38,Matrix_Rohdaten,3,0)","v":37.4},null,null,null,null,null,{"$f":"MAX(D37:D40)+50","v":1190},{"$f":"MAX(E37:E40)","v":503.64680433333325}]
["V95","V162",{"$f":"VLOOKUP($B39,Matrix_Rohdaten,1,0)","v":"V162"},{"$f":"VLOOKUP($B39,Matrix_Rohdaten,4,0)","v":925},{"$f":"VLOOKUP($B39,Matrix_Rohdaten,18,0)","v":385.67045100000001},{"$f":"VLOOKUP($B39,Matrix_Rohdaten,12,0)","v":203.89557233333335},{"$f":"VLOOKUP($B39,Matrix_Rohdaten,17,0)","v":79.47045833333334},{"$f":"VLOOKUP($B39,Matrix_Rohdaten,3,0)","v":37.4}]
["V96","V163",{"$f":"VLOOKUP($B40,Matrix_Rohdaten,1,0)","v":"V163"},{"$f":"VLOOKUP($B40,Matrix_Rohdaten,4,0)","v":1140},{"$f":"VLOOKUP($B40,Matrix_Rohdaten,18,0)","v":503.64680433333325},{"$f":"VLOOKUP($B40,Matrix_Rohdaten,12,0)","v":203.89577566666671},{"$f":"VLOOKUP($B40,Matrix_Rohdaten,17,0)","v":93.507834666666668},{"$f":"VLOOKUP($B40,Matrix_Rohdaten,3,0)","v":37.4}]
[]
[null,{"$f":"CONCATENATE(\"Wassermassenstromvariation (bei Drehzahl von \", ROUND(AVERAGE(D44:D47),0), \" 1/min)\")","v":"Wassermassenstromvariation (bei Drehzahl von 671 1/min)"},null,null,null,null,null,null,null,null,null,null,null,"Grenzen der Auslegung"]
[null,"Messung","Messung - Kontrolle",{"$f":"'Master-Auswertung_V120-V127'!$B$2","v":"Drehzahl [1/min]"},"Sekundärvolumenstrom [m³/h]","Wasser-Massenstrom [kg/h]","spez. Kühlleistung [W/K]","Druckverlust wassers. [kPa]",null,null,null,null,null,"Wasser-Massenstrom [kg/h]"]
[null,"V150",{"$f":"VLOOKUP($B44,Matrix_Rohdaten,1,0)","v":"V150"},{"$f":"VLOOKUP($B44,Matrix_Rohdaten,4,0)","v":671},{"$f":"VLOOKUP($B44,Matrix_Rohdaten,18,0)","v":252.33252966666666},{"$f":"VLOOKUP($B44,Matrix_Rohdaten,12,0)","v":51.93565266666667},{"$f":"VLOOKUP($B44,Matrix_Rohdaten,17,0)","v":36.642991000000002},{"$f":"VLOOKUP($B44,Matrix_Rohdaten,3,0)","v":3},null,null,null,null,null,{"$f":"MIN(F44:F47)","v":51.93565266666667}]
[null,"V151",{"$f":"VLOOKUP($B45,Matrix_Rohdaten,1,0)","v":"V151"},{"$f":"VLOOKUP($B45,Matrix_Rohdaten,4,0)","v":671},{"$f":"VLOOKUP($B45,Matrix_Rohdaten,18,0)","v":269.52755666666667},{"$f":"VLOOKUP($B45,Matrix_Rohdaten,12,0)","v":115.49977666666666},{"$f":"VLOOKUP($B45,Matrix_Rohdaten,17,0)","v":53.391896333333335},{"$f":"VLOOKUP($B45,Matrix_Rohdaten,3,0)","v":13.699999999999998},null,null,null,null,null,{"$f":"MAX(F44:F47)","v":276.26629366666663}]
[null,"V152",{"$f":"VLOOKUP($B46,Matrix_Rohdaten,1,0)","v":"V152"},{"$f":"VLOOKUP($B46,Matrix_Rohdaten,4,0)","v":671},{"$f":"VLOOKUP($B46,Matrix_Rohdaten,18,0)","v":274.02921866666668},{"$f":"VLOOKUP($B46,Matrix_Rohdaten,12,0)","v":200.98305133333335},{"$f":"VLOOKUP($B46,Matrix_Rohdaten,17,0)","v":61.260179999999998},{"$f":"VLOOKUP($B46,Matrix_Rohdaten,3,0)","v":37}]
[null,"V153",{"$f":"VLOOKUP($B47,Matrix_Rohdaten,1,0)","v":"V153"},{"$f":"VLOOKUP($B47,Matrix_Rohdaten,4,0)","v":671},{"$f":"VLOOKUP($B47,Matrix_Rohdaten,18,0)","v":265.70461633333338},{"$f":"VLOOKUP($B47,Matrix_Rohdaten,12,0)","v":276.26629366666663},{"$f":"VLOOKUP($B47,Matrix_Rohdaten,17,0)","v":63.355715333333336},{"$f":"VLOOKUP($B47,Matrix_Rohdaten,3,0)","v":66}]
[null,"V154",{"$f":"VLOOKUP($B48,Matrix_Rohdaten,1,0)","v":"V154"},{"$f":"VLOOKUP($B48,Matrix_Rohdaten,4,0)","v":671},{"$f":"VLOOKUP($B48,Matrix_Rohdaten,18,0)","v":269.604242},{"$f":"VLOOKUP($B48,Matrix_Rohdaten,12,0)","v":356.07058533333338},{"$f":"VLOOKUP($B48,Matrix_Rohdaten,17,0)","v":65.324440999999993},{"$f":"VLOOKUP($B48,Matrix_Rohdaten,3,0)","v":105}]
[]
[]
[]
[null,{"$f":"CONCATENATE(\"Wassermassenstromvariation (bei \",$C$7, \" von \", ROUND(AVERAGE(D54:D57),0), \" 1/min)\")","v":"Wassermassenstromvariation (bei Drehzahl von 429 1/min)"}]
[null,"Messung","Messung - Kontrolle",{"$f":"'Master-Auswertung_V120-V127'!$B$2","v":"Drehzahl [1/min]"},"Sekundärvolumenstrom [m³/h]","Wasser-Massenstrom [kg/h]","spez. Kühlleistung [W/K]","Druckverlust wassers. [kPa]"]
[null,"V145",{"$f":"VLOOKUP($B54,Matrix_Rohdaten,1,0)","v":"V145"},{"$f":"VLOOKUP($B54,Matrix_Rohdaten,4,0)","v":428},{"$f":"VLOOKUP($B54,Matrix_Rohdaten,18,0)","v":147.34297666666666},{"$f":"VLOOKUP($B54,Matrix_Rohdaten,12,0)","v":45.972972999999996},{"$f":"VLOOKUP($B54,Matrix_Rohdaten,17,0)","v":25.602513000000002},{"$f":"VLOOKUP($B54,Matrix_Rohdaten,3,0)","v":2.7000000000000006}]
[null,"V146",{"$f":"VLOOKUP($B55,Matrix_Rohdaten,1,0)","v":"V146"},{"$f":"VLOOKUP($B55,Matrix_Rohdaten,4,0)","v":428},{"$f":"VLOOKUP($B55,Matrix_Rohdaten,18,0)","v":160.92934533333334},{"$f":"VLOOKUP($B55,Matrix_Rohdaten,12,0)","v":107.57281733333333},{"$f":"VLOOKUP($B55,Matrix_Rohdaten,17,0)","v":35.416550000000001},{"$f":"VLOOKUP($B55,Matrix_Rohdaten,3,0)","v":12.199999999999998}]
[null,"V147",{"$f":"VLOOKUP($B56,Matrix_Rohdaten,1,0)","v":"V147"},{"$f":"VLOOKUP($B56,Matrix_Rohdaten,4,0)","v":428},{"$f":"VLOOKUP($B56,Matrix_Rohdaten,18,0)","v":158.249719},{"$f":"VLOOKUP($B56,Matrix_Rohdaten,12,0)","v":196.32104800000002},{"$f":"VLOOKUP($B56,Matrix_Rohdaten,17,0)","v":38.294307333333329},{"$f":"VLOOKUP($B56,Matrix_Rohdaten,3,0)","v":35.9}]
[null,"V148",{"$f":"VLOOKUP($B57,Matrix_Rohdaten,1,0)","v":"V148"},{"$f":"VLOOKUP($B57,Matrix_Rohdaten,4,0)","v":433},{"$f":"VLOOKUP($B57,Matrix_Rohdaten,18,0)","v":158.345179},{"$f":"VLOOKUP($B57,Matrix_Rohdaten,12,0)","v":275.69636433333335},{"$f":"VLOOKUP($B57,Matrix_Rohdaten,17,0)","v":39.394443333333335},{"$f":"VLOOKUP($B57,Matrix_Rohdaten,3,0)","v":66}]
[null,"V149",{"$f":"VLOOKUP($B58,Matrix_Rohdaten,1,0)","v":"V149"},{"$f":"VLOOKUP($B58,Matrix_Rohdaten,4,0)","v":428},{"$f":"VLOOKUP($B58,Matrix_Rohdaten,18,0)","v":161.43880933333335},{"$f":"VLOOKUP($B58,Matrix_Rohdaten,12,0)","v":356.07238266666667},{"$f":"VLOOKUP($B58,Matrix_Rohdaten,17,0)","v":40.794478000000005},{"$f":"VLOOKUP($B58,Matrix_Rohdaten,3,0)","v":105}]
[]
[null,{"$f":"CONCATENATE(\"Wassermassenstromvariation (bei \",$C$7, \" von \", ROUND(AVERAGE(D62:D65),0), \" 1/min)\")","v":"Wassermassenstromvariation (bei Drehzahl von 1139 1/min)"}]
[null,"Messung","Messung - Kontrolle",{"$f":"'Master-Auswertung_V120-V127'!$B$2","v":"Drehzahl [1/min]"},"Sekundärvolumenstrom [m³/h]","Wasser-Massenstrom [kg/h]","spez. Kühlleistung [W/K]","Druckverlust wassers. [kPa]"]
[null,"V155",{"$f":"VLOOKUP($B62,Matrix_Rohdaten,1,0)","v":"V155"},{"$f":"VLOOKUP($B62,Matrix_Rohdaten,4,0)","v":1139},{"$f":"VLOOKUP($B62,Matrix_Rohdaten,18,0)","v":510.64625933333332},{"$f":"VLOOKUP($B62,Matrix_Rohdaten,12,0)","v":51.917914999999994},{"$f":"VLOOKUP($B62,Matrix_Rohdaten,17,0)","v":46.259151000000003},{"$f":"VLOOKUP($B62,Matrix_Rohdaten,3,0)","v":3}]
[null,"V156",{"$f":"VLOOKUP($B63,Matrix_Rohdaten,1,0)","v":"V156"},{"$f":"VLOOKUP($B63,Matrix_Rohdaten,4,0)","v":1139},{"$f":"VLOOKUP($B63,Matrix_Rohdaten,18,0)","v":511.49991900000003},{"$f":"VLOOKUP($B63,Matrix_Rohdaten,12,0)","v":117.59398599999999},{"$f":"VLOOKUP($B63,Matrix_Rohdaten,17,0)","v":76.876486333333332},{"$f":"VLOOKUP($B63,Matrix_Rohdaten,3,0)","v":14}]
[null,"V157",{"$f":"VLOOKUP($B64,Matrix_Rohdaten,1,0)","v":"V157"},{"$f":"VLOOKUP($B64,Matrix_Rohdaten,4,0)","v":1139},{"$f":"VLOOKUP($B64,Matrix_Rohdaten,18,0)","v":506.86266833333337},{"$f":"VLOOKUP($B64,Matrix_Rohdaten,12,0)","v":198.57295199999999},{"$f":"VLOOKUP($B64,Matrix_Rohdaten,17,0)","v":92.827099666666655},{"$f":"VLOOKUP($B64,Matrix_Rohdaten,3,0)","v":36.5}]
[null,"V158",{"$f":"VLOOKUP($B65,Matrix_Rohdaten,1,0)","v":"V158"},{"$f":"VLOOKUP($B65,Matrix_Rohdaten,4,0)","v":1139},{"$f":"VLOOKUP($B65,Matrix_Rohdaten,18,0)","v":491.11789400000004},{"$f":"VLOOKUP($B65,Matrix_Rohdaten,12,0)","v":279.08848766666665},{"$f":"VLOOKUP($B65,Matrix_Rohdaten,17,0)","v":99.777601000000004},{"$f":"VLOOKUP($B65,Matrix_Rohdaten,3,0)","v":66}]
[null,"V159",{"$f":"VLOOKUP($B66,Matrix_Rohdaten,1,0)","v":"V159"},{"$f":"VLOOKUP($B66,Matrix_Rohdaten,4,0)","v":1139},{"$f":"VLOOKUP($B66,Matrix_Rohdaten,18,0)","v":500.67632566666663},{"$f":"VLOOKUP($B66,Matrix_Rohdaten,12,0)","v":356.19076966666671},{"$f":"VLOOKUP($B66,Matrix_Rohdaten,17,0)","v":105.02130533333333},{"$f":"VLOOKUP($B66,Matrix_Rohdaten,3,0)","v":105}]
[]
[null,null,null,null,null,null,null,null,null,null,null,null,null,null,null,null,"y =","mxb"]
[null,null,null,null,null,null,null,null,null,null,null,null,null,null,null,null,{"$f":"INDEX(LOGEST(I37:I40,LN(D37:D40),,TRUE),1,2)","v":{"$error":"#VALUE!"}},{"$f":"LN(INDEX(LOGEST(I37:I40,LN(D37:D40),,TRUE),1,1))","v":{"$error":"#VALUE!"}}]
[null,null,null,null,null,null,null,null,null,null,null,null,null,null,null,null,{"$f":"G7","v":"Drehzahl"},{"$f":"I36","v":"Druckverlust Kasten [Pa]"}]
[null,null,null,null,null,null,null,null,null,null,null,null,null,null,null,null,{"$f":"P5","v":1039},{"$f":"Q69*Q71^R69","v":{"$error":"#VALUE!"}}]
[]
[]
[]
[]
[]
[]
[]
[]
[]
[]
[]
[]
[]
[]
[]
[]
[]
[]
[]
[]
[]
[]
[]
[]
[]
[]
[]
[]
[]
[]
[]
[]
[]
[]
[]
[]
[]
[]
[]
[]
[]
[]
[null,null,null,null,null,null,null,null,"Bei L_WA 40dB(A)"]
[null,null,null,null,null,null,null,"Sek Vol",175,"m³/h"]
[null,null,null,null,null,null,null,"Drehzahl",622,"1/min"]
[null,null,null,null,null,null,null,"spez. Leistung trocken",41.051299012368112,"W/K"]
[]
[null,null,null,null,null,null,null,"sens. Leistung bei dT 20 K, 50 %rF",{"$f":"20*I117*I123","v":748.84787209374792},"Watt","mit Filter"]
[null,null,null,null,null,null,null,"sens. Leistung bei dT 20 K, 50 %rF",{"$f":"I119*1.1","v":823.73265930312277},"Watt","ohne Filter"]
[]
[]
[null,null,null,null,null,null,null,"Sens Faktor",{"$f":"J132/J131","v":0.91208791208791207}]
[null,null,null,null,null,null,null,"Total Faktor",{"$f":"I132/I131","v":1.3846153846153846}]
[]
[null,"2017-02-20"]
[null,"Auslegung euCalc"]
[]
[null,"QA","VA","DPA","TAI","RH","TAO","RH","QTOT","QSEN","QW","VW","TWI","TWO","GLI","DPW"]
[null,"m3/h","m/s","Pa","°C","%","°C","%","kW","kW","l/h","m/s","°C","°C","%","kPa"]
[null,175,0.35,1,26,1,10,2,0.91,0.91,200,0.8,6,9.9,0,20]
[null,175,0.35,1,26,50,11,90,1.26,0.83,200,0.8,6,11.4,0,20]
[]
[]
[]
[null,"QA","VA","DPA","TAI","RH","TAO","RH","QTOT","QSEN","QW","VW","TWI","TWO","GLI","DPW"]
[null,"m3/h","m/s","Pa","°C","%","°C","%","kW","kW","l/h","m/s","°C","°C","%","kPa"]
[null,175,0.35,1,26,50,11,90,1.26,0.83,200,0.8,6,11.4,0,20]

{"sheet":"Master-Auswertung_V120-V127","index":4,"n_rows":376,"n_cols":32,"rows_kept":376,"cut":false,"hidden":true,"merged":[]}
[null,{"$f":"CONCATENATE('Master-Auslegung_V120-V127'!B1, \"; \", 'Master-Auslegung_V120-V127'!C1, \"; \", 'Master-Auslegung_V120-V127'!D1, \"; \",'Master-Auslegung_V120-V127'!E1, \"; \", 'Master-Auslegung_V120-V127'!F1)","v":"VKL1000; Nullseriengerät; 2L; 12style/3; mit Filter"},null,null,null,{"$f":"'Master-Auslegung_V120-V127'!C1","v":"Nullseriengerät"},null,null,1,4,26,12,17,3,6]
[null,{"$f":"'Master-Auslegung_V120-V127'!H1","v":"Drehzahl [1/min]"},{"$f":"'Master-Auslegung_V120-V127'!J1","v":"1/min"}," -> 2. Variable",{"$f":"'Master-Auslegung_V120-V127'!I1","v":"Drehzahl"}]
[null,null,null,null,null,null,null,"Aus Kalorikmessung vom",null,{"$f":"VLOOKUP($H8,Matrix_Rohdaten,8,0)","v":"2017-11-10"}]
[null,"w_soll \n(Kühlwasser)","Volumenstrom \nAuslegung 1 ","q Auslegung 1",{"$f":"CONCATENATE(B2, \"; Auslegung 2\")","v":"Drehzahl [1/min]; Auslegung 2"},"q Auslegung 2",null,"Gemessen von",null,{"$f":"VLOOKUP($H8,Matrix_Rohdaten,10,0)","v":"TT"}]
[null,"[kg/h]","[m³/h]","[W/K]","[Pa]","[W/K]",null,{"$f":"CONCATENATE(E2,\"variation (bei ca. \", ROUND(AVERAGE(L7:L10),0), \" kg/h)\")","v":"Drehzahlvariation (bei ca. 202 kg/h)"},null,null,null,null,null,null,null,null,{"$f":"J144","v":"Baugröße 1000 3D-Strömung"},"Baugröße 1000 3D-Strömung","Baugröße 1000 3D-Strömung"]
[null,{"$f":"'Master-Auslegung_V120-V127'!C3","v":200},{"$f":"'Master-Auslegung_V120-V127'!B9","v":200},{"$f":"C56","v":47.301445918570138},{"$f":"'Master-Auslegung_V120-V127'!G9","v":1145},{"$f":"C77","v":93.293441371169919},null,"Messung","Messung",{"$f":"B2","v":"Drehzahl [1/min]"},"Sekundärvolumenstrom - Kalorik [m³/h]","Wasser-Massenstrom","spez. Kühlleistung [W/K]","Druckverlust wassers.","Steuerspannung [V]",null,"Drehzahl [1/min]","Sekundärvolumenstrom - Kalorik [m³/h]","Steuerspannung [V]"]
[null,null,null,null,null,null,null,null,null,{"$f":"C2","v":"1/min"},"m³/h","kg/h","W/K","kPa","V",null,"1/min","m³/h","V"]
[null,{"$f":"CONCATENATE(\"w_soll = \", ROUND(B11,0),\" kg/h\")","v":"w_soll = 200 kg/h"},null,null,null,null,null,{"$f":"'Master-Auslegung_V120-V127'!B37","v":"V160"},{"$f":"VLOOKUP($H8,Matrix_Rohdaten,1,0)","v":"V160"},{"$f":"VLOOKUP($H8,Matrix_Rohdaten,4,0)","v":421},{"$f":"VLOOKUP($H8,Matrix_Rohdaten,18,0)","v":154.10022700000002},{"$f":"VLOOKUP($H8,Matrix_Rohdaten,12,0)","v":199.89997366666668},{"$f":"VLOOKUP($H8,Matrix_Rohdaten,17,0)","v":37.308813333333326},{"$f":"VLOOKUP($H8,Matrix_Rohdaten,3,0)","v":37.4},{"$f":"VLOOKUP($H8,Matrix_Rohdaten,6,0)","v":3.2999999999999994},null,485,146.88879299999999,3.5]
[null,"wsoll","Faktor: Wassermenge zu Nennwassermenge ","Kühlleistung Korrekturfaktor für \nw_soll ≠ w_ok",{"$f":"B2","v":"Drehzahl [1/min]"},{"$f":"$N$88","v":"Sekundärvolumenstrom - Kalorik"},null,{"$f":"'Master-Auslegung_V120-V127'!B38","v":"V161"},{"$f":"VLOOKUP($H9,Matrix_Rohdaten,1,0)","v":"V161"},{"$f":"VLOOKUP($H9,Matrix_Rohdaten,4,0)","v":650},{"$f":"VLOOKUP($H9,Matrix_Rohdaten,18,0)","v":258.00807566666668},{"$f":"VLOOKUP($H9,Matrix_Rohdaten,12,0)","v":202.15126699999999},{"$f":"VLOOKUP($H9,Matrix_Rohdaten,17,0)","v":59.115374000000003},{"$f":"VLOOKUP($H9,Matrix_Rohdaten,3,0)","v":37.4},{"$f":"VLOOKUP($H9,Matrix_Rohdaten,6,0)","v":5.2},null,717,227.90158033333333,5.5]
[null,"[kg/h]","[-]","[-]",null,null,null,{"$f":"'Master-Auslegung_V120-V127'!B39","v":"V162"},{"$f":"VLOOKUP($H10,Matrix_Rohdaten,1,0)","v":"V162"},{"$f":"VLOOKUP($H10,Matrix_Rohdaten,4,0)","v":925},{"$f":"VLOOKUP($H10,Matrix_Rohdaten,18,0)","v":385.67045100000001},{"$f":"VLOOKUP($H10,Matrix_Rohdaten,12,0)","v":203.89557233333335},{"$f":"VLOOKUP($H10,Matrix_Rohdaten,17,0)","v":79.47045833333334},{"$f":"VLOOKUP($H10,Matrix_Rohdaten,3,0)","v":37.4},{"$f":"VLOOKUP($H10,Matrix_Rohdaten,6,0)","v":7.7},null,1044,350.783252,8]
[null,{"$f":"$B$6","v":200},{"$f":"B11/$H$84","v":1},{"$f":"$H$123*C11^$H$122+$I$123*C11^$I$122+$J$123*C11^$J$122+$K$123*C11^$K$122+$L$123","v":0.99999999999999978},{"$f":"$M$90","v":671},{"$f":"AVERAGE($N$90:$N$93)","v":265.39848033333334},{"$f":"$L$31*E11^$M$31","v":267.08338576389042},{"$f":"'Master-Auslegung_V120-V127'!B40","v":"V163"},{"$f":"VLOOKUP($H11,Matrix_Rohdaten,1,0)","v":"V163"},{"$f":"VLOOKUP($H11,Matrix_Rohdaten,4,0)","v":1140},{"$f":"VLOOKUP($H11,Matrix_Rohdaten,18,0)","v":503.64680433333325},{"$f":"VLOOKUP($H11,Matrix_Rohdaten,12,0)","v":203.89577566666671},{"$f":"VLOOKUP($H11,Matrix_Rohdaten,17,0)","v":93.507834666666668},{"$f":"VLOOKUP($H11,Matrix_Rohdaten,3,0)","v":37.4},{"$f":"VLOOKUP($H11,Matrix_Rohdaten,6,0)","v":10},null,1145,392.71837266666665,10,"y =","mxb"]
[null,{"$f":"$B$6","v":200},{"$f":"B12/$H$84","v":1},{"$f":"IFERROR($Q$123*C12^$Q$122+$R$123*C12^$R$122+$S$123*C12^$S$122+$T$123*C12^$T$122+$U$123,D11)","v":1},{"$f":"IFERROR(IF($V$90=0,E11,$V$90),E11)","v":428},{"$f":"IFERROR(IF($W$90=0,F11,$W$90),F11)","v":147.34297666666666},{"$f":"$L$31*E12^$M$31","v":157.0063204018158},null,null,null,null,null,null,null,null,null,null,null,null,{"$f":"INDEX(LOGEST(J8:J11,LN(O8:O11),,TRUE),1,2)","v":144.9417760271796},{"$f":"LN(INDEX(LOGEST(J8:J11,LN(O8:O11),,TRUE),1,1))","v":0.90210204983523246}]
[null,{"$f":"$B$6","v":200},{"$f":"B13/$H$84","v":1},{"$f":"IFERROR($Z$123*C13^$Z$122+$AA$123*C13^$AA$122+$AB$123*C13^$AB$122+$AC$123*C13^$AC$122+$AD$123,D11)","v":0.99999999999999989},{"$f":"IFERROR(IF($AE$90=0,E11,$AE$90),E11)","v":1139},{"$f":"IFERROR(IF($AF$90=0,F11,$AF$90),F11)","v":510.64625933333332},{"$f":"$L$31*E13^$M$31","v":499.075538246875},null,null,null,null,null,null,null,null,null,null,null,null,"x = Drehzahl","y = Steuerspannung"]
[null,null,null,null,null,null,null,null,null,null,null,null,null,null,null,null,null,null,null,2,{"$f":"T12*T14^U12","v":270.86528922511536}]
[null,"y =","axn+bx(n-1)+...+nx+m",null,null,"Korrektur\nWassermenge",null,null,null,null,null,null,null,null,null,null,null,null,null,10,{"$f":"T12*T15^U12","v":1156.8994868165482}]
[null,"Polynom",3,"Ordnung","Auslegung 1",{"$f":"B19*H33^2+C19*H33+D19","v":1}]
[null,"a =","b =","m =","Auslegung 2",{"$f":"B19*M33^2+C19*M33+D19","v":1.0000000000000002}]
[null,2,1,0]
[null,{"$f":"LINEST(D11:D13,F11:F13^{0,1,2},0,0)","v":-2.4582730599509345E-21},2.7803983204639973E-18,0.99999999999999956]
[]
[]
[]
[]
[]
[]
[]
[]
[null,null,null,null,null,null,null,null,null,null,null,null,null,null,null,null,"Makro Zielwertsuche - für Grenzwerte"]
[null,null,null,null,null,null,null,null,null,null,null,null,null,null,null,null,"Aus Drehzahl"]
[null,null,null,null,null,null,null,"y =","mxb",null,null,"y =","mxb",null,null,null,"y =","mxb",null,"y =","mxb"]
[null,null,null,null,null,null,null,{"$f":"INDEX(LOGEST('Master-Auswertung_V120-V127'!J8:J11,LN('Master-Auswertung_V120-V127'!K8:K11),,TRUE),1,2)","v":5.9359488715918349},{"$f":"LN(INDEX(LOGEST(J8:J11,LN(K8:K11),,TRUE),1,1))","v":0.84612342245340866},null,null,{"$f":"INDEX(LOGEST('Master-Auswertung_V120-V127'!K8:K11,LN('Master-Auswertung_V120-V127'!J8:J11),,TRUE),1,2)","v":0.12211245487691422},{"$f":"LN(INDEX(LOGEST(K8:K11,LN(J8:J11),,TRUE),1,1))","v":1.181540419019447},null,null,null,{"$f":"INDEX(LOGEST(O8:O11,LN(J8:J11),,TRUE),1,2)","v":4.0543506689765694E-3},{"$f":"LN(INDEX(LOGEST(O8:O11,LN(J8:J11),,TRUE),1,1))","v":1.1072473628617727},null,{"$f":"INDEX(LOGEST(K8:K11,LN(O8:O11),,TRUE),1,2)","v":43.65286171138154},{"$f":"LN(INDEX(LOGEST(O8:O11,LN(M8:M11),,TRUE),1,1))","v":1.1921279032250398}]
[null,null,null,null,null,null,null,"V soll [m³/h]",{"$f":"B2","v":"Drehzahl [1/min]"},null,null,{"$f":"B76","v":"Drehzahl Soll 1/min"},"Volumenstrom [m³/h]",null,null,null,"x = Drehzahl","y = Steuerspannung",null,"x = Volumenstrom","y = Steuerspannung"]
[null,null,null,null,null,null,null,{"$f":"'Master-Auslegung_V120-V127'!B9","v":200},{"$f":"H31*H33^I31","v":525.34611707099089},null,null,{"$f":"'Master-Auslegung_V120-V127'!G9","v":1145},{"$f":"L31*L33^M31","v":502.18331423554247},null,null,null,263.2148627214346,{"$f":"Q31*Q33^R31","v":1.9400084705530145},null,2,{"$f":"T31*T33^U31","v":99.742207809642608}]
[null,null,null,null,null,null,null,null,null,null,null,null,null,null,null,null,1166.8817246527224,{"$f":"Q31*Q34^R31","v":10.089710080184551},null,10,{"$f":"T31*T34^U31","v":679.42359170262853}]
[null,null,null,null,null,null,null,null,null,null,null,null,null,null,null,null,"Aus Volumenstrom"]
[null,null,null,null,null,null,null,{"$f":"CONCATENATE(\"w_mess = \", ROUND(H39,0),\" kg/h\")","v":"w_mess = 202 kg/h"},null,null,null,null,null,null,null,null,"y =","mxb"]
[null,null,null,null,null,null,null,"wsoll","Faktor: Wassermenge zu Nennwassermenge ","Kühlleistung Korrekturfaktor für \nw_soll ≠ w_ok",{"$f":"B2","v":"Drehzahl [1/min]"},{"$f":"$N$88","v":"Sekundärvolumenstrom - Kalorik"},null,null,null,null,{"$f":"INDEX(LOGEST(O8:O11,LN(K8:K11),,TRUE),1,2)","v":2.9078575856797937E-2},{"$f":"LN(INDEX(LOGEST(O8:O11,LN(K8:K11),,TRUE),1,1))","v":0.9371887713651631}]
[null,null,null,null,null,null,null,"[kg/h]","[-]","[-]",null,null,null,null,null,null,"x = Volumenstrom","y = Steuerspannung"]
[null,null,null,null,null,null,null,{"$f":"AVERAGE($L$8:$L$11)","v":202.46064716666669},{"$f":"H39/$H$84","v":1.0123032358333335},{"$f":"$H$123*I39^$H$122+$I$123*I39^$I$122+$J$123*I39^$J$122+$K$123*I39^$K$122+$L$123","v":1.0016391617388303},{"$f":"$M$90","v":671},{"$f":"AVERAGE($N$90:$N$93)","v":265.39848033333334},null,null,null,null,88.408345790592918,{"$f":"Q37*Q39^R37","v":1.9400135529197882}]
[null,null,null,null,null,null,null,{"$f":"AVERAGE($L$8:$L$11)","v":202.46064716666669},{"$f":"H40/$H$84","v":1.0123032358333335},{"$f":"IFERROR($Q$123*I40^$Q$122+$R$123*I40^$R$122+$S$123*I40^$S$122+$T$123*I40^$T$122+$U$123,J39)","v":1.000408777119322},{"$f":"IFERROR(IF($V$90=0,K39,$V$90),K39)","v":428},{"$f":"IFERROR(IF($W$90=0,L39,$W$90),L39)","v":147.34297666666666},null,null,null,null,513.50372769977082,{"$f":"Q37*Q40^R37","v":10.089372573234053}]
[null,null,null,null,null,null,null,{"$f":"AVERAGE($L$8:$L$11)","v":202.46064716666669},{"$f":"H41/$H$84","v":1.0123032358333335},{"$f":"IFERROR($Z$123*I41^$Z$122+$AA$123*I41^$AA$122+$AB$123*I41^$AB$122+$AC$123*I41^$AC$122+$AD$123,J39)","v":1.0029855404110846},{"$f":"IFERROR(IF($AE$90=0,K39,$AE$90),K39)","v":1139},{"$f":"IFERROR(IF($AF$90=0,L39,$AF$90),L39)","v":510.64625933333332}]
[]
[null,null,null,null,null,null,null,"y =","axn+bx(n-1)+...+nx+m"]
[null,null,null,null,null,null,null,"Polynom",3,"Ordnung"]
[null,null,null,null,null,null,null,"a =","b =","m ="]
[null,null,null,null,null,null,null,2,1,0]
[null,null,null,null,null,null,null,{"$f":"LINEST(J39:J41,L39:L41^{0,1,2},0,0)","v":-1.3576026666432187E-8},1.6025475090285336E-5,0.99834227081479499]
[]
[null,null,null,null,null,null,null,null,null,null,{"$f":"H47*J52^2+I47*J52^1+J47*J52^0","v":1.0004894118883896}]
[null,"y =","axn+bx(n-1)+...+nx+m",null,null,null,null,null,null,null,null,{"$f":"CONCATENATE($B$1, \" ; \",L51)","v":"VKL1000; Nullseriengerät; 2L; 12style/3; mit Filter ; q Sek [W/K] bei wok 200 kg/h"},null,{"$f":"CONCATENATE($B$1, \" ; \",N51)","v":"VKL1000; Nullseriengerät; 2L; 12style/3; mit Filter ; q Sek [W/K] bei w_soll 200 kg/h"},{"$f":"CONCATENATE(\"im Mittel \", ROUND(AVERAGE(O52:O55)*100,0), \" % Kühlleistung bei \", ROUND(H$87,0), \" kg/h\")","v":"im Mittel 0 % Kühlleistung bei 200 kg/h"}]
[null,"Polynom",2,"Ordnung",null,null,null,"Wasser-\nmenge [kg/h]","q Sek [W/K]",{"$f":"K6","v":"Sekundärvolumenstrom - Kalorik [m³/h]"},{"$f":"CONCATENATE(\"Korrektur bei \", ROUND(AVERAGE(H52:H55),0), \" kg/h (Mittelwert)\")","v":"Korrektur bei 202 kg/h (Mittelwert)"},{"$f":"CONCATENATE(\"q Sek [W/K] bei wok \", H$84, \" kg/h\")","v":"q Sek [W/K] bei wok 200 kg/h"},{"$f":"CONCATENATE(\"Korrektur bei \", ROUND(AVERAGE(B6),0), \" kg/h (Mittelwert)\")","v":"Korrektur bei 200 kg/h (Mittelwert)"},{"$f":"CONCATENATE(\"q Sek [W/K] bei w_soll \", ROUND(H$87,0), \" kg/h\")","v":"q Sek [W/K] bei w_soll 200 kg/h"},{"$f":"CONCATENATE(\"q Sek Abweichung von Nennwassermenge bei \", H$87, \" kg/h\")","v":"q Sek Abweichung von Nennwassermenge bei 200 kg/h"}]
[null,"a =","b =","c =","m =",null,null,{"$f":"L8","v":199.89997366666668},37.308813333333326,{"$f":"K8","v":154.10022700000002},{"$f":"IF($J$39=$J$40,$J$39,$H$47*J52^$H$46+$I$47*J52^$I$46+$J$47*J52^$J$46)","v":1.0004894118883896},{"$f":"I52/K52","v":37.290562888530943},{"$f":"IF($D$11=$D$12,$D$11,$B$19*J52^$B$18+$C$19*J52^$C$18+$D$19*J52^$D$18)","v":0.99999999999999978},{"$f":"L52*M52","v":37.290562888530935},{"$f":"1/L52*N52-1","v":0}]
[null,3,2,1,0,null,null,202.15126699999999,59.115374000000003,{"$f":"K9","v":258.00807566666668},{"$f":"IF($J$39=$J$40,$J$39,$H$47*J53^$H$46+$I$47*J53^$I$46+$J$47*J53^$J$46)","v":1.0015732415926735},{"$f":"I53/K53","v":59.022517320846553},{"$f":"IF($D$11=$D$12,$D$11,$B$19*J53^$B$18+$C$19*J53^$C$18+$D$19*J53^$D$18)","v":0.99999999999999978},{"$f":"L53*M53","v":59.022517320846539},{"$f":"1/L53*N53-1","v":0}]
[null,{"$f":"LINEST(N52:N55,K8:K11^{1,2,3},0,0)","v":-5.0606833242041029E-8},-1.3403341173482913E-4,0.26533818526949815,0,null,null,203.89557233333335,79.47045833333334,{"$f":"K10","v":385.67045100000001},{"$f":"IF($J$39=$J$40,$J$39,$H$47*J54^$H$46+$I$47*J54^$I$46+$J$47*J54^$J$46)","v":1.0025035017785331},{"$f":"I54/K54","v":79.272000738496644},{"$f":"IF($D$11=$D$12,$D$11,$B$19*J54^$B$18+$C$19*J54^$C$18+$D$19*J54^$D$18)","v":0.99999999999999978},{"$f":"L54*M54","v":79.272000738496629},{"$f":"1/L54*N54-1","v":0}]
[null,"V soll [m³/h]","q sek [W/K]",null,null,null,null,203.89577566666671,93.507834666666668,{"$f":"K11","v":503.64680433333325},{"$f":"IF($J$39=$J$40,$J$39,$H$47*J55^$H$46+$I$47*J55^$I$46+$J$47*J55^$J$46)","v":1.0029697538024087},{"$f":"I55/K55","v":93.23096166376348},{"$f":"IF($D$11=$D$12,$D$11,$B$19*J55^$B$18+$C$19*J55^$C$18+$D$19*J55^$D$18)","v":0.99999999999999978},{"$f":"L55*M55","v":93.230961663763466},{"$f":"1/L55*N55-1","v":0}]
[null,{"$f":"C6","v":200},{"$f":"B54*B56^B53+C54*B56^C53+D54*B56^D53+E54*B56^E53","v":47.301445918570138}]
[null,null,null,null,null,null,null,null,null,null,null,null,"Auslegung 1"]
[null,null,null,null,null,null,null,null,null,null,null,"Sekundärvolumenstrom [m³/h]",{"$f":"H33","v":200}]
[null,null,null,null,null,null,null,null,null,null,null,"Abweichung",{"$f":"L68*M58^L67+M68*M58^M67+N68*M58^N67","v":0},{"$f":"IF(M59>=0, CONCATENATE(\"+\", ROUND(AVERAGE(M59)*100,0), \" % Kühlleistung bei \", ROUND(H$87,0), \" kg/h\"),CONCATENATE(ROUND(AVERAGE(M59)*100,0), \" % Kühlleistung bei \", ROUND(H$87,0), \" kg/h\"))","v":"+0 % Kühlleistung bei 200 kg/h"}]
[null,null,null,null,null,null,null,null,null,null,null,null,"Auslegung 2"]
[null,null,null,null,null,null,null,null,null,null,null,"Sekundärvolumenstrom [m³/h]",{"$f":"M33","v":502.18331423554247}]
[null,null,null,null,null,null,null,null,null,null,null,"Abweichung",{"$f":"L68*M61^L67+M68*M61^M67+N68*M61^N67","v":0},{"$f":"IF(M62>=0, CONCATENATE(\"+\", ROUND(AVERAGE(M62)*100,0), \" % Kühlleistung bei \", ROUND(H$87,0), \" kg/h\"),CONCATENATE(ROUND(AVERAGE(M62)*100,0), \" % Kühlleistung bei \", ROUND(H$87,0), \" kg/h\"))","v":"+0 % Kühlleistung bei 200 kg/h"}]
[]
[null,null,null,null,null,null,null,null,null,null,null,"y =","axn+bx(n-1)+...+nx+m"]
[null,null,null,null,null,null,null,null,null,null,null,"Polynom",3,"Ordnung"]
[null,null,null,null,null,null,null,null,null,null,null,"a =","b =","m ="]
[null,null,null,null,null,null,null,null,null,null,null,2,1,0]
[null,null,null,null,null,null,null,null,null,null,null,{"$f":"LINEST(O52:O55,J52:J55^{0,1,2},0,0)","v":0},0,0]
[]
[]
[null,"y =","axn+bx(n-1)+...+nx+m",null,null,null,null,{"$f":"CONCATENATE(\"Wassermassenstromvariation (bei \",$E$2, \" von \", ROUND(AVERAGE(J74:J77),0), \" Pa)\")","v":"Wassermassenstromvariation (bei Drehzahl von 671 Pa)"},null,null,null,null,null,null,null,null,{"$f":"CONCATENATE(\"Wassermassenstromvariation (bei \",$E$2, \" von \", ROUND(AVERAGE(S74:S77),0), \" Pa)\")","v":"Wassermassenstromvariation (bei Drehzahl von 429 Pa)"},null,null,null,null,null,null,null,null,{"$f":"CONCATENATE(\"Wassermassenstromvariation (bei \",$E$2, \" von \", ROUND(AVERAGE(AB74:AB77),0), \" Pa)\")","v":"Wassermassenstromvariation (bei Drehzahl von 1139 Pa)"}]
[null,"Polynom",2,"Ordnung",null,null,null,"Messung","Messung",{"$f":"B2","v":"Drehzahl [1/min]"},"Sekundärvolumenstrom - Kalorik","Wasser-Massenstrom","spez. Kühlleistung","Druckverlust wassers.",null,null,"Messung","Messung",{"$f":"L4","v":0},"Sekundärvolumenstrom - Kalorik","Wasser-Massenstrom","spez. Kühlleistung","Druckverlust wassers.",null,null,"Messung","Messung",{"$f":"U4","v":0},"Sekundärvolumenstrom - Kalorik","Wasser-Massenstrom","spez. Kühlleistung","Druckverlust wassers."]
[null,"a =","b =","c =","m =",null,null,null,null,"Pa","m³/h","kg/h","W/K","kPa",null,null,null,null,"Pa","m³/h","kg/h","W/K","kPa",null,null,null,null,"Pa","m³/h","kg/h","W/K","kPa"]
[null,3,2,1,0,null,null,{"$f":"'Master-Auslegung_V120-V127'!B44","v":"V150"},{"$f":"VLOOKUP($H74,Matrix_Rohdaten,1,0)","v":"V150"},{"$f":"VLOOKUP($H74,Matrix_Rohdaten,4,0)","v":671},{"$f":"VLOOKUP($H74,Matrix_Rohdaten,18,0)","v":252.33252966666666},{"$f":"VLOOKUP($H74,Matrix_Rohdaten,12,0)","v":51.93565266666667},{"$f":"VLOOKUP($H74,Matrix_Rohdaten,17,0)","v":36.642991000000002},{"$f":"VLOOKUP($H74,Matrix_Rohdaten,3,0)","v":3},null,null,{"$f":"'Master-Auslegung_V120-V127'!B54","v":"V145"},{"$f":"VLOOKUP($Q74,Matrix_Rohdaten,1,0)","v":"V145"},{"$f":"VLOOKUP($Q74,Matrix_Rohdaten,4,0)","v":428},{"$f":"VLOOKUP($Q74,Matrix_Rohdaten,18,0)","v":147.34297666666666},{"$f":"VLOOKUP($Q74,Matrix_Rohdaten,12,0)","v":45.972972999999996},{"$f":"VLOOKUP($Q74,Matrix_Rohdaten,17,0)","v":25.602513000000002},{"$f":"VLOOKUP($Q74,Matrix_Rohdaten,3,0)","v":2.7000000000000006},null,null,{"$f":"'Master-Auslegung_V120-V127'!B62","v":"V155"},{"$f":"VLOOKUP($Z74,Matrix_Rohdaten,1,0)","v":"V155"},{"$f":"VLOOKUP($Z74,Matrix_Rohdaten,4,0)","v":1139},{"$f":"VLOOKUP($Z74,Matrix_Rohdaten,18,0)","v":510.64625933333332},{"$f":"VLOOKUP($Z74,Matrix_Rohdaten,12,0)","v":51.917914999999994},{"$f":"VLOOKUP($Z74,Matrix_Rohdaten,17,0)","v":46.259151000000003},{"$f":"VLOOKUP($Z74,Matrix_Rohdaten,3,0)","v":3}]
[null,{"$f":"LINEST(N52:N55,J8:J11^{1,2,3},0,0)","v":-2.1395540777381366E-8},2.214203594547358E-5,8.4176445787190787E-2,0,null,null,{"$f":"'Master-Auslegung_V120-V127'!B45","v":"V151"},{"$f":"VLOOKUP($H75,Matrix_Rohdaten,1,0)","v":"V151"},{"$f":"VLOOKUP($H75,Matrix_Rohdaten,4,0)","v":671},{"$f":"VLOOKUP($H75,Matrix_Rohdaten,18,0)","v":269.52755666666667},{"$f":"VLOOKUP($H75,Matrix_Rohdaten,12,0)","v":115.49977666666666},{"$f":"VLOOKUP($H75,Matrix_Rohdaten,17,0)","v":53.391896333333335},{"$f":"VLOOKUP($H75,Matrix_Rohdaten,3,0)","v":13.699999999999998},null,null,{"$f":"'Master-Auslegung_V120-V127'!B55","v":"V146"},{"$f":"VLOOKUP($Q75,Matrix_Rohdaten,1,0)","v":"V146"},{"$f":"VLOOKUP($Q75,Matrix_Rohdaten,4,0)","v":428},{"$f":"VLOOKUP($Q75,Matrix_Rohdaten,18,0)","v":160.92934533333334},{"$f":"VLOOKUP($Q75,Matrix_Rohdaten,12,0)","v":107.57281733333333},{"$f":"VLOOKUP($Q75,Matrix_Rohdaten,17,0)","v":35.416550000000001},{"$f":"VLOOKUP($Q75,Matrix_Rohdaten,3,0)","v":12.199999999999998},null,null,{"$f":"'Master-Auslegung_V120-V127'!B63","v":"V156"},{"$f":"VLOOKUP($Z75,Matrix_Rohdaten,1,0)","v":"V156"},{"$f":"VLOOKUP($Z75,Matrix_Rohdaten,4,0)","v":1139},{"$f":"VLOOKUP($Z75,Matrix_Rohdaten,18,0)","v":511.49991900000003},{"$f":"VLOOKUP($Z75,Matrix_Rohdaten,12,0)","v":117.59398599999999},{"$f":"VLOOKUP($Z75,Matrix_Rohdaten,17,0)","v":76.876486333333332},{"$f":"VLOOKUP($Z75,Matrix_Rohdaten,3,0)","v":14}]
[null,{"$f":"CONCATENATE(E2,\" Soll \",C2)","v":"Drehzahl Soll 1/min"},"q sek [W/K]",null,null,null,null,{"$f":"'Master-Auslegung_V120-V127'!B46","v":"V152"},{"$f":"VLOOKUP($H76,Matrix_Rohdaten,1,0)","v":"V152"},{"$f":"VLOOKUP($H76,Matrix_Rohdaten,4,0)","v":671},{"$f":"VLOOKUP($H76,Matrix_Rohdaten,18,0)","v":274.02921866666668},{"$f":"VLOOKUP($H76,Matrix_Rohdaten,12,0)","v":200.98305133333335},{"$f":"VLOOKUP($H76,Matrix_Rohdaten,17,0)","v":61.260179999999998},{"$f":"VLOOKUP($H76,Matrix_Rohdaten,3,0)","v":37},null,null,{"$f":"'Master-Auslegung_V120-V127'!B56","v":"V147"},{"$f":"VLOOKUP($Q76,Matrix_Rohdaten,1,0)","v":"V147"},{"$f":"VLOOKUP($Q76,Matrix_Rohdaten,4,0)","v":428},{"$f":"VLOOKUP($Q76,Matrix_Rohdaten,18,0)","v":158.249719},{"$f":"VLOOKUP($Q76,Matrix_Rohdaten,12,0)","v":196.32104800000002},{"$f":"VLOOKUP($Q76,Matrix_Rohdaten,17,0)","v":38.294307333333329},{"$f":"VLOOKUP($Q76,Matrix_Rohdaten,3,0)","v":35.9},null,null,{"$f":"'Master-Auslegung_V120-V127'!B64","v":"V157"},{"$f":"VLOOKUP($Z76,Matrix_Rohdaten,1,0)","v":"V157"},{"$f":"VLOOKUP($Z76,Matrix_Rohdaten,4,0)","v":1139},{"$f":"VLOOKUP($Z76,Matrix_Rohdaten,18,0)","v":506.86266833333337},{"$f":"VLOOKUP($Z76,Matrix_Rohdaten,12,0)","v":198.57295199999999},{"$f":"VLOOKUP($Z76,Matrix_Rohdaten,17,0)","v":92.827099666666655},{"$f":"VLOOKUP($Z76,Matrix_Rohdaten,3,0)","v":36.5}]
[null,{"$f":"E6","v":1145},{"$f":"B75*B77^B74+C75*B77^C74+D75*B77^D74+E75*B77^E74","v":93.293441371169919},null,null,null,null,{"$f":"'Master-Auslegung_V120-V127'!B47","v":"V153"},{"$f":"VLOOKUP($H77,Matrix_Rohdaten,1,0)","v":"V153"},{"$f":"VLOOKUP($H77,Matrix_Rohdaten,4,0)","v":671},{"$f":"VLOOKUP($H77,Matrix_Rohdaten,18,0)","v":265.70461633333338},{"$f":"VLOOKUP($H77,Matrix_Rohdaten,12,0)","v":276.26629366666663},{"$f":"VLOOKUP($H77,Matrix_Rohdaten,17,0)","v":63.355715333333336},{"$f":"VLOOKUP($H77,Matrix_Rohdaten,3,0)","v":66},null,null,{"$f":"'Master-Auslegung_V120-V127'!B57","v":"V148"},{"$f":"VLOOKUP($Q77,Matrix_Rohdaten,1,0)","v":"V148"},{"$f":"VLOOKUP($Q77,Matrix_Rohdaten,4,0)","v":433},{"$f":"VLOOKUP($Q77,Matrix_Rohdaten,18,0)","v":158.345179},{"$f":"VLOOKUP($Q77,Matrix_Rohdaten,12,0)","v":275.69636433333335},{"$f":"VLOOKUP($Q77,Matrix_Rohdaten,17,0)","v":39.394443333333335},{"$f":"VLOOKUP($Q77,Matrix_Rohdaten,3,0)","v":66},null,null,{"$f":"'Master-Auslegung_V120-V127'!B65","v":"V158"},{"$f":"VLOOKUP($Z77,Matrix_Rohdaten,1,0)","v":"V158"},{"$f":"VLOOKUP($Z77,Matrix_Rohdaten,4,0)","v":1139},{"$f":"VLOOKUP($Z77,Matrix_Rohdaten,18,0)","v":491.11789400000004},{"$f":"VLOOKUP($Z77,Matrix_Rohdaten,12,0)","v":279.08848766666665},{"$f":"VLOOKUP($Z77,Matrix_Rohdaten,17,0)","v":99.777601000000004},{"$f":"VLOOKUP($Z77,Matrix_Rohdaten,3,0)","v":66}]
[null,null,null,null,null,null,null,{"$f":"'Master-Auslegung_V120-V127'!B48","v":"V154"},{"$f":"VLOOKUP($H78,Matrix_Rohdaten,1,0)","v":"V154"},{"$f":"VLOOKUP($H78,Matrix_Rohdaten,4,0)","v":671},{"$f":"VLOOKUP($H78,Matrix_Rohdaten,18,0)","v":269.604242},{"$f":"VLOOKUP($H78,Matrix_Rohdaten,12,0)","v":356.07058533333338},{"$f":"VLOOKUP($H78,Matrix_Rohdaten,17,0)","v":65.324440999999993},{"$f":"VLOOKUP($H78,Matrix_Rohdaten,3,0)","v":105},null,null,{"$f":"'Master-Auslegung_V120-V127'!B58","v":"V149"},{"$f":"VLOOKUP($Q78,Matrix_Rohdaten,1,0)","v":"V149"},{"$f":"VLOOKUP($Q78,Matrix_Rohdaten,4,0)","v":428},{"$f":"VLOOKUP($Q78,Matrix_Rohdaten,18,0)","v":161.43880933333335},{"$f":"VLOOKUP($Q78,Matrix_Rohdaten,12,0)","v":356.07238266666667},{"$f":"VLOOKUP($Q78,Matrix_Rohdaten,17,0)","v":40.794478000000005},{"$f":"VLOOKUP($Q78,Matrix_Rohdaten,3,0)","v":105},null,null,{"$f":"'Master-Auslegung_V120-V127'!B66","v":"V159"},{"$f":"VLOOKUP($Z78,Matrix_Rohdaten,1,0)","v":"V159"},{"$f":"VLOOKUP($Z78,Matrix_Rohdaten,4,0)","v":1139},{"$f":"VLOOKUP($Z78,Matrix_Rohdaten,18,0)","v":500.67632566666663},{"$f":"VLOOKUP($Z78,Matrix_Rohdaten,12,0)","v":356.19076966666671},{"$f":"VLOOKUP($Z78,Matrix_Rohdaten,17,0)","v":105.02130533333333},{"$f":"VLOOKUP($Z78,Matrix_Rohdaten,3,0)","v":105}]
[]
[null,null,null,null,null,null,null,"Wassermengenvariation",null,null,null,null,null,null,null,null,"Wassermengenvariation",null,null,null,null,null,null,null,null,"Wassermengenvariation"]
[null,null,null,null,null,null,null,{"$f":"CONCATENATE($B$1,\"; \", $E$2, \" = \",M90, \" \", M89,\"; m_w=\", ROUND(H87,0), \" kg/h\")","v":"VKL1000; Nullseriengerät; 2L; 12style/3; mit Filter; Drehzahl = 671 1/min; m_w=200 kg/h"},null,null,null,null,null,null,null,null,{"$f":"CONCATENATE($B$1,\"; \", $E$2, \" = \",V90, \" \", V89,\"; m_w=\", ROUND(Q87,0), \" kg/h\")","v":"VKL1000; Nullseriengerät; 2L; 12style/3; mit Filter; Drehzahl = 428 1/min; m_w=200 kg/h"},null,null,null,null,null,null,null,null,{"$f":"CONCATENATE($B$1,\"; \", $E$2, \" = \",AE90, \" \", AE89,\"; m_w=\", ROUND(Z87,0), \" kg/h\")","v":"VKL1000; Nullseriengerät; 2L; 12style/3; mit Filter; Drehzahl = 1139 1/min; m_w=200 kg/h"}]
[]
[null,null,null,null,null,null,null,"wok","spez. Leistung bei wok",null,null,"Druckverlust bei wok",null,null,null,null,"wok","spez. Leistung bei wok",null,null,"Druckverlust bei wok",null,null,null,null,"wok","spez. Leistung bei wok",null,null,"Druckverlust bei wok"]
[null,null,null,null,null,null,null,{"$f":"'Master-Auslegung_V120-V127'!C4","v":200},{"$f":"H106*H84^H105+I106*H84^I105+J106*H84^J105+K106*H84^K105+L106","v":61.641419739164718},null,null,{"$f":"I$114*H84^J$114","v":36.594369982815721},null,null,null,null,{"$f":"H84","v":200},{"$f":"Q106*Q84^Q105+R106*Q84^R105+S106*Q84^S105+T106*Q84^T105+U106","v":39.00956602318967},null,null,{"$f":"R$114*Q84^S$114","v":37.221298360412106},null,null,null,null,{"$f":"H84","v":200},{"$f":"Z106*Z84^Z105+AA106*Z84^AA105+AB106*Z84^AB105+AC106*Z84^AC105+AD106","v":93.638532267249417},null,null,{"$f":"AA$114*Z84^AB$114","v":36.421341268610689}]
[]
[null,null,null,null,null,null,null,"w_soll",null,null,null,null,null,null,null,null,"w_soll",null,null,null,null,null,null,null,null,"w_soll"]
[null,null,null,null,null,null,null,{"$f":"$B$6","v":200},null,{"$f":"H87/H84","v":1},{"$f":"H$123*J87^H$122+I$123*J87^I$122+J$123*J87^J$122+K$123*J87^K$122+L$123","v":0.99999999999999978},{"$f":"I$114*H87^J$114","v":36.594369982815721},null,null,null,null,{"$f":"$B$6","v":200},null,{"$f":"Q87/Q84","v":1},{"$f":"Q$123*S87^Q$122+R$123*S87^R$122+S$123*S87^S$122+T$123*S87^T$122+U$123","v":1},{"$f":"R$114*Q87^S$114","v":37.221298360412106},null,null,null,null,{"$f":"$B$6","v":200},null,{"$f":"Z87/Z84","v":1},{"$f":"Z$123*AB87^Z$122+AA$123*AB87^AA$122+AB$123*AB87^AB$122+AC$123*AB87^AC$122+AD$123","v":0.99999999999999989},{"$f":"AA$114*Z87^AB$114","v":36.421341268610689}]
[null,null,null,null,null,null,null,"Wassermenge","spez. Leistung","Faktor: Wassermenge zu Nennwassermenge ","Kühlleistung Korrekturfaktor für \nw_soll ≠ w_ok","wasserseit. Druckverlust - kühlen",{"$f":"$B$2","v":"Drehzahl [1/min]"},{"$f":"K72","v":"Sekundärvolumenstrom - Kalorik"},null,null,"Wassermenge","spez. Leistung","Faktor: Wassermenge zu Nennwassermenge ","Kühlleistung Korrekturfaktor für \nw_soll ≠ w_ok","wasserseit. Druckverlust - kühlen",{"$f":"$B$2","v":"Drehzahl [1/min]"},{"$f":"T72","v":"Sekundärvolumenstrom - Kalorik"},null,null,"Wassermenge","spez. Leistung","Faktor: Wassermenge zu Nennwassermenge ","Kühlleistung Korrekturfaktor für \nw_soll ≠ w_ok","wasserseit. Druckverlust - kühlen",{"$f":"$B$2","v":"Drehzahl [1/min]"},{"$f":"AC72","v":"Sekundärvolumenstrom - Kalorik"}]
[null,null,null,null,null,null,null,"[kg/h]","[W/K]","[-]","[-]","[kPa]",{"$f":"$C$2","v":"1/min"},"m³/h",null,null,"[kg/h]","[W/K]","[-]","[-]","[kPa]",{"$f":"$C$2","v":"1/min"},"m³/h",null,null,"[kg/h]","[W/K]","[-]","[-]","[kPa]",{"$f":"$C$2","v":"1/min"},"m³/h"]
[null,null,null,null,null,null,null,{"$f":"L74","v":51.93565266666667},36.642991000000002,{"$f":"H90/H$84","v":0.25967826333333333},0.59445404007653602,{"$f":"N74","v":3},{"$f":"J74","v":671},252.33252966666666,null,null,{"$f":"U74","v":45.972972999999996},25.602513000000002,{"$f":"Q90/Q$84","v":0.22986486499999997},0.65631370994438398,{"$f":"W74","v":2.7000000000000006},{"$f":"S74","v":428},147.34297666666666,null,null,{"$f":"AD74","v":51.917914999999994},46.259151000000003,{"$f":"Z90/Z$84","v":0.25958957499999996},0.49401832642969984,{"$f":"AF74","v":3},{"$f":"AB74","v":1139},510.64625933333332]
[null,null,null,null,null,null,null,115.49977666666666,53.391896333333335,0.57749888333333332,0.86616915313211162,{"$f":"N75","v":13.699999999999998},{"$f":"J75","v":671},269.52755666666667,null,null,107.57281733333333,35.416550000000001,0.53786408666666663,0.90789397603003941,{"$f":"W75","v":12.199999999999998},{"$f":"S75","v":428},160.92934533333334,null,null,117.59398599999999,76.876486333333332,0.58796992999999997,0.82099200480763301,{"$f":"AF75","v":14},{"$f":"AB75","v":1139},511.49991900000003]
[null,null,null,null,null,null,null,200.98305133333335,61.260179999999998,{"$f":"H92/H$84","v":1.0049152566666668},0.99381520184353422,{"$f":"N76","v":37},{"$f":"J76","v":671},274.02921866666668,null,null,196.32104800000002,38.294307333333329,0.98160524000000005,0.98166453096578543,{"$f":"W76","v":35.9},{"$f":"S76","v":428},158.249719,null,null,198.57295199999999,92.827099666666655,0.9928647599999999,0.99133441564134206,{"$f":"AF76","v":36.5},{"$f":"AB76","v":1139},506.86266833333337]
[null,null,null,null,null,null,null,276.26629366666663,63.355715333333336,1.3813314683333331,1.0278107740123872,{"$f":"N77","v":66},{"$f":"J77","v":671},265.70461633333338,null,null,275.69636433333335,39.394443333333335,1.3784818216666668,1.0098662289632976,{"$f":"W77","v":66},{"$f":"S77","v":433},158.345179,null,null,279.08848766666665,99.777601000000004,1.3954424383333333,1.0655613515516171,{"$f":"AF77","v":66},{"$f":"AB77","v":1139},491.11789400000004]
[null,null,null,null,null,null,null,{"$f":"L78","v":356.07058533333338},{"$f":"M78","v":65.324440999999993},{"$f":"H94/H$84","v":1.7803529266666669},{"$f":"I94/I$84","v":1.0597491309645357},{"$f":"N78","v":105},{"$f":"J78","v":671},{"$f":"K78","v":269.604242},null,null,{"$f":"U78","v":356.07238266666667},{"$f":"V78","v":40.794478000000005},{"$f":"Q94/Q$84","v":1.7803619133333333},{"$f":"R94/R$84","v":1.0457557506727779},{"$f":"W78","v":105},{"$f":"S78","v":428},{"$f":"T78","v":161.43880933333335},null,null,{"$f":"AD78","v":356.19076966666671},{"$f":"AE78","v":105.02130533333333},{"$f":"Z94/Z$84","v":1.7809538483333336},{"$f":"AA94/AA$84","v":1.121560780487213},{"$f":"AF78","v":105},{"$f":"AB78","v":1139},{"$f":"AC78","v":500.67632566666663}]
[]
[]
[]
[]
[]
[null,null,null,null,null,null,null,"y = qk\nx = wk",null,null,null,null,null,null,null,null,"y = qk\nx = wk",null,null,null,null,null,null,null,null,"y = qk\nx = wk"]
[]
[null,null,null,null,null,null,null,"y =","axn+bx(n-1)+...+nx+m",null,null,null,null,null,null,null,"y =","axn+bx(n-1)+...+nx+m",null,null,null,null,null,null,null,"y =","axn+bx(n-1)+...+nx+m"]
[null,null,null,null,null,null,null,"Polynom",{"$f":"H105","v":3},"Ordnung",null,null,null,null,null,null,"Polynom",{"$f":"Q105","v":3},"Ordnung",null,null,null,null,null,null,"Polynom",{"$f":"Z105","v":3},"Ordnung"]
[null,null,null,null,null,null,null,"a =","b =","c =","m =",null,null,null,null,null,"a =","b =","c =","m =",null,null,null,null,null,"a =","b =","c =","m ="]
[null,null,null,null,null,null,null,3,2,1,0,null,null,null,null,null,3,2,1,0,null,null,null,null,null,3,2,1,0]
[null,null,null,null,null,null,null,{"$f":"LINEST(I90:I94,H90:H94^{0,1,2,3},0,0)","v":2.4123746316793767E-6},-1.9406585769591604E-3,0.52904001548212731,14.16076266767065,null,null,null,null,null,{"$f":"LINEST(R90:R94,Q90:Q94^{0,1,2,3},0,0)","v":1.7564603156601188E-6},-1.2951781104887843E-3,0.3143596278026492,13.893082356930249,null,null,null,null,null,{"$f":"LINEST(AA90:AA94,Z90:Z94^{0,1,2,3},0,0)","v":3.6273426466869881E-6},-3.0122838073391076E-3,0.88528029089546001,8.0550852082258242]
[]
[]
[]
[null,null,null,null,null,null,null,"y = Druck dp [kPa] \nx = Wasserm. wk",null,null,null,null,null,null,null,null,"y = Druck dp [kPa] \nx = Wasserm. wk",null,null,null,null,null,null,null,null,"y = Druck dp [kPa] \nx = Wasserm. wk"]
[]
[null,null,null,null,null,null,null,"y =","mxb",null,null,null,null,null,null,null,"y =","mxb",null,null,null,null,null,null,null,"y =","mxb"]
[null,null,null,null,null,null,null,null,"m","b","R2",null,"y=",null,null,null,null,"m","b","R2",null,null,null,null,null,null,"m","b","R2"]
[null,null,null,null,null,null,null,null,{"$f":"INDEX(LOGEST(L90:L94,LN(H90:H94),,TRUE),1,2)","v":2.1067164909185847E-3},{"$f":"LN(INDEX(LOGEST(L90:L94,LN(H90:H94),,TRUE),1,1))","v":1.8425697134764063},{"$f":"INDEX(LOGEST(L90:L94,LN(H90:H94),,TRUE),3,1)","v":0.99984430902610055},null,{"$f":"I114*B6^J114","v":36.594369982815721},null,null,null,null,{"$f":"INDEX(LOGEST(U90:U94,LN(Q90:Q94),,TRUE),1,2)","v":2.8640124432987839E-3},{"$f":"LN(INDEX(LOGEST(U90:U94,LN(Q90:Q94),,TRUE),1,1))","v":1.7878152937732019},{"$f":"INDEX(LOGEST(U90:U94,LN(Q90:Q94),,TRUE),3,1)","v":0.99998678259437512},null,null,null,null,null,null,{"$f":"INDEX(LOGEST(AD90:AD94,LN(Z90:Z94),,TRUE),1,2)","v":2.1213899999281216E-3},{"$f":"LN(INDEX(LOGEST(AD90:AD94,LN(Z90:Z94),,TRUE),1,1))","v":1.8403651521131896},{"$f":"INDEX(LOGEST(AD90:AD94,LN(Z90:Z94),,TRUE),3,1)","v":0.99984184667523701}]
[]
[]
[null,null,null,null,null,null,null,"y = qk in %\nx = wk in %",null,null,null,null,null,null,null,null,"y = qk in %\nx = wk in %",null,null,null,null,null,null,null,null,"y = qk in %\nx = wk in %"]
[]
[null,null,null,null,null,null,null,"y =","axn+bx(n-1)+...+nx+m",null,null,null,null,null,null,null,"y =","axn+bx(n-1)+...+nx+m",null,null,null,null,null,null,null,"y =","axn+bx(n-1)+...+nx+m"]
[null,null,null,null,null,null,null,"Polynom",{"$f":"H122","v":3},"Ordnung",null,null,null,null,null,null,"Polynom",{"$f":"Q122","v":3},"Ordnung",null,null,null,null,null,null,"Polynom",{"$f":"Z122","v":3},"Ordnung"]
[null,null,null,null,null,null,null,"a =","b =","c =","m =",null,null,null,null,null,"a =","b =","c =","m =",null,null,null,null,null,"a =","b =","c =","m ="]
[null,null,null,null,null,null,null,3,2,1,0,null,null,null,null,null,3,2,1,0,null,null,null,null,null,3,2,1,0]
[null,null,null,null,null,null,null,{"$f":"LINEST(K90:K94,J90:J94^{0,1,2,3},0,0)","v":0.31308488894478109},-1.2593211416421308,1.716508210617987,0.22972804207936259,null,null,null,null,null,{"$f":"LINEST(T90:T94,S90:S94^{0,1,2,3},0,0)","v":0.36021119837446325},-1.3280620550547482,1.6117053320499568,0.35614552463032817,null,null,null,null,null,{"$f":"LINEST(AC90:AC94,AB90:AB94^{0,1,2,3},0,0)","v":0.30990170895326408},-1.2867710479450438,1.8908461494650977,8.6023189526681962E-2]
[]
[]
[]
[]
[]
[]
[]
[]
[]
[]
[]
[]
["BG","WT bzw. Laufradlänge","Verhältnis"]
["Baugröße 1000",{"$f":"VLOOKUP(A137,A139:C142,2,0)","v":1060},{"$f":"VLOOKUP(A137,A139:C142,3,0)","v":1},null,null,null,{"$f":"'Master-Auslegung_V120-V127'!AB1","v":"Bemerkung:"},"Abfrage","Korrektur"]
[null,null,null,null,null,null,"3D-Strömung",{"$f":"IF(VKL!AB9=TRUE,\"Ja\",\"Nein\")","v":"Nein"}]
["Baugröße 630",630,{"$f":"B139/$B$137","v":0.59433962264150941},null,null,null,"Filter",{"$f":"IF(VKL!AB8=TRUE,\"Ja\",\"Nein\")","v":"Ja"},{"$f":"IF(H139=\"Nein\",R147,1)","v":1}]
["Baugröße 800",860,{"$f":"B140/$B$137","v":0.81132075471698117}]
["Baugröße 1000",1060,{"$f":"B141/$B$137","v":1}]
["Baugröße 1200",1260,{"$f":"B142/$B$137","v":1.1886792452830188}]
[null,"Basiswerte",null,null,null,null,null,null,null,"gemessen","gemessen","gemessen"]
[{"$f":"A137","v":"Baugröße 1000"},{"$f":"$A$137","v":"Baugröße 1000"},{"$f":"$A$137","v":"Baugröße 1000"},{"$f":"A139","v":"Baugröße 630"},{"$f":"A140","v":"Baugröße 800"},{"$f":"A141","v":"Baugröße 1000"},{"$f":"A142","v":"Baugröße 1200"},{"$f":"CONCATENATE($A$137,\" \",$G$138)","v":"Baugröße 1000 3D-Strömung"},{"$f":"CONCATENATE($A$137,\" \",$G$138)","v":"Baugröße 1000 3D-Strömung"},{"$f":"CONCATENATE($A$137,\" \",$G$138)","v":"Baugröße 1000 3D-Strömung"},{"$f":"CONCATENATE($A$137,\" \",$G$138)","v":"Baugröße 1000 3D-Strömung"},{"$f":"CONCATENATE($A$137,\" \",$G$138)","v":"Baugröße 1000 3D-Strömung"},{"$f":"CONCATENATE($A$137,\", ohne \",$G$139)","v":"Baugröße 1000, ohne Filter"},{"$f":"CONCATENATE($A$137,\", ohne \",$G$139)","v":"Baugröße 1000, ohne Filter"},"Baugröße 1000, ohne Filter",null,{"$f":"CONCATENATE($A$137,\", ohne \",$G$139)","v":"Baugröße 1000, ohne Filter"},"Baugröße 1000, ohne Filter"]
[{"$f":"$J$6","v":"Drehzahl [1/min]"},{"$f":"$K$6","v":"Sekundärvolumenstrom - Kalorik [m³/h]"},"Sekundärvolumenstrom - Kalorik [m³/h]","Sekundärvolumenstrom - Kalorik [m³/h]","Sekundärvolumenstrom - Kalorik [m³/h]","Sekundärvolumenstrom - Kalorik [m³/h]","Sekundärvolumenstrom - Kalorik [m³/h]","Messung","Messung",{"$f":"$J$6","v":"Drehzahl [1/min]"},{"$f":"$K$6","v":"Sekundärvolumenstrom - Kalorik [m³/h]"},{"$f":"O6","v":"Steuerspannung [V]"},"Messung","Messung",{"$f":"$J$6","v":"Drehzahl [1/min]"},null,{"$f":"$K$6","v":"Sekundärvolumenstrom - Kalorik [m³/h]"},"Korrektur, wenn Filter \"Ja\""]
[{"$f":"$J$7","v":"1/min"},{"$f":"$K$7","v":"m³/h"},"m³/h","m³/h","m³/h","m³/h","m³/h",null,"Kontrolle",{"$f":"$J$7","v":"1/min"},{"$f":"$K$7","v":"m³/h"},{"$f":"O7","v":"V"},null,"Kontrolle",{"$f":"$J$7","v":"1/min"},null,{"$f":"$K$7","v":"m³/h"},{"$f":"$K$7","v":"m³/h"}]
[{"$f":"IF($H$138=\"Ja\",J147,J8)","v":421},{"$f":"K8","v":154.10022700000002},{"$f":"IF($H$138=\"Ja\",K147*R147,B147*R147)","v":154.10022700000002},{"$f":"C147*$C$139","v":91.587870764150949},{"$f":"C147*$C$140","v":125.02471247169814},{"$f":"C147*$C$141","v":154.10022700000002},{"$f":"C147*$C$142","v":183.1757415283019},"V128",{"$f":"VLOOKUP($H147,Matrix_Rohdaten,1,0)","v":"V128"},{"$f":"VLOOKUP($H147,Matrix_Rohdaten,4,0)","v":485},{"$f":"VLOOKUP($H147,Matrix_Rohdaten,18,0)","v":146.88879299999999},{"$f":"VLOOKUP($H147,Matrix_Rohdaten,6,0)","v":3.5},"V164",{"$f":"VLOOKUP($M147,Matrix_Rohdaten,1,0)","v":"V164"},{"$f":"VLOOKUP($M147,Matrix_Rohdaten,4,0)","v":416},null,{"$f":"VLOOKUP($M147,Matrix_Rohdaten,18,0)","v":185.77074433333334},{"$f":"IF($H$139=\"Nein\",1/B147*Q147,1)","v":1}]
[{"$f":"IF($H$138=\"Ja\",J148,J9)","v":650},{"$f":"K9","v":258.00807566666668},{"$f":"IF($H$138=\"Ja\",K148*R148,B148*R148)","v":258.00807566666668},{"$f":"C148*$C$139","v":153.34442233018868},{"$f":"C148*$C$140","v":209.32730667295601},{"$f":"C148*$C$141","v":258.00807566666668},{"$f":"C148*$C$142","v":306.68884466037736},"V129",{"$f":"VLOOKUP($H148,Matrix_Rohdaten,1,0)","v":"V129"},{"$f":"VLOOKUP($H148,Matrix_Rohdaten,4,0)","v":717},{"$f":"VLOOKUP($H148,Matrix_Rohdaten,18,0)","v":227.90158033333333},{"$f":"VLOOKUP($H148,Matrix_Rohdaten,6,0)","v":5.5},"V165",{"$f":"VLOOKUP($M148,Matrix_Rohdaten,1,0)","v":"V165"},{"$f":"VLOOKUP($M148,Matrix_Rohdaten,4,0)","v":647},null,{"$f":"VLOOKUP($M148,Matrix_Rohdaten,18,0)","v":302.37569233333329},{"$f":"IF($H$139=\"Nein\",1/B148*Q148,1)","v":1}]
[{"$f":"IF($H$138=\"Ja\",J149,J10)","v":925},385.67045100000001,385.67045100000001,{"$f":"C149*$C$139","v":229.21923031132076},{"$f":"C149*$C$140","v":312.90244137735851},{"$f":"C149*$C$141","v":385.67045100000001},{"$f":"C149*$C$142","v":458.43846062264151},"V130",{"$f":"VLOOKUP($H149,Matrix_Rohdaten,1,0)","v":"V130"},{"$f":"VLOOKUP($H149,Matrix_Rohdaten,4,0)","v":1044},{"$f":"VLOOKUP($H149,Matrix_Rohdaten,18,0)","v":350.783252},{"$f":"VLOOKUP($H149,Matrix_Rohdaten,6,0)","v":8},"V166",{"$f":"VLOOKUP($M149,Matrix_Rohdaten,1,0)","v":"V166"},{"$f":"VLOOKUP($M149,Matrix_Rohdaten,4,0)","v":922},null,{"$f":"VLOOKUP($M149,Matrix_Rohdaten,18,0)","v":450.15508299999993},1]
[{"$f":"IF($H$138=\"Ja\",J150,J11)","v":1140},503.64680433333325,503.64680433333325,{"$f":"C150*$C$139","v":299.33725163207544},{"$f":"C150*$C$140","v":408.61910540251569},{"$f":"C150*$C$141","v":503.64680433333325},{"$f":"C150*$C$142","v":598.67450326415087},"V131",{"$f":"VLOOKUP($H150,Matrix_Rohdaten,1,0)","v":"V131"},{"$f":"VLOOKUP($H150,Matrix_Rohdaten,4,0)","v":1145},{"$f":"VLOOKUP($H150,Matrix_Rohdaten,18,0)","v":392.71837266666665},{"$f":"VLOOKUP($H150,Matrix_Rohdaten,6,0)","v":10},"V167",{"$f":"VLOOKUP($M150,Matrix_Rohdaten,1,0)","v":"V167"},{"$f":"VLOOKUP($M150,Matrix_Rohdaten,4,0)","v":1140},null,{"$f":"VLOOKUP($M150,Matrix_Rohdaten,18,0)","v":585.41955233333329},1]
[]
["Abfrage",{"$f":"VKL!AF7","v":1}]
[]
["Drehzahl/Volumenstrom"]
[null,null,"y =","mxb"]
[{"$f":"A137","v":"Baugröße 1000"}]
["Volumenstrom vorgegeben",1,{"$f":"INDEX(LOGEST(A147:A150,LN(C147:C150),,TRUE),1,2)","v":5.9359488715918349},{"$f":"LN(INDEX(LOGEST(A147:A150,LN(C147:C150),,TRUE),1,1))","v":0.84612342245340866}]
["Drehzahl vorgegeben",2,{"$f":"INDEX(LOGEST(C147:C150,LN(A147:A150),,TRUE),1,2)","v":0.12211245487691422},{"$f":"LN(INDEX(LOGEST(C147:C150,LN(A147:A150),,TRUE),1,1))","v":1.181540419019447}]
["aus Abfrage",{"$f":"$B$152","v":1},{"$f":"IF(B159=1,C157,C158)","v":5.9359488715918349},{"$f":"IF(B159=1,D157,D158)","v":0.84612342245340866}]
[]
[{"$f":"A139","v":"Baugröße 630"}]
["Volumenstrom vorgegeben",1,{"$f":"INDEX(LOGEST(A147:A150,LN(D147:D150),,TRUE),1,2)","v":9.2190187428764006},{"$f":"LN(INDEX(LOGEST(A147:A150,LN(D147:D150),,TRUE),1,1))","v":0.84612342245340866}]
["Drehzahl vorgegeben",2,{"$f":"INDEX(LOGEST(D147:D150,LN(A147:A150),,TRUE),1,2)","v":7.2576270351373554E-2},{"$f":"LN(INDEX(LOGEST(D147:D150,LN(A147:A150),,TRUE),1,1))","v":1.181540419019447}]
["aus Abfrage",{"$f":"$B$152","v":1},{"$f":"IF(B164=1,C162,C163)","v":9.2190187428764006},{"$f":"IF(B164=1,D162,D163)","v":0.84612342245340866}]
[]
[{"$f":"A140","v":"Baugröße 800"}]
["Volumenstrom vorgegeben",1,{"$f":"INDEX(LOGEST(A147:A150,LN(E147:E150),,TRUE),1,2)","v":7.0847483950047216},{"$f":"LN(INDEX(LOGEST(A147:A150,LN(E147:E150),,TRUE),1,1))","v":0.84612342245340877}]
["Drehzahl vorgegeben",2,{"$f":"INDEX(LOGEST(E147:E150,LN(A147:A150),,TRUE),1,2)","v":9.9072369051081507E-2},{"$f":"LN(INDEX(LOGEST(E147:E150,LN(A147:A150),,TRUE),1,1))","v":1.1815404190194467}]
["aus Abfrage",{"$f":"$B$152","v":1},{"$f":"IF(B169=1,C167,C168)","v":7.0847483950047216},{"$f":"IF(B169=1,D167,D168)","v":0.84612342245340877}]
[]
[{"$f":"A141","v":"Baugröße 1000"}]
["Volumenstrom vorgegeben",1,{"$f":"INDEX(LOGEST(A147:A150,LN(F147:F150),,TRUE),1,2)","v":5.9359488715918349},{"$f":"LN(INDEX(LOGEST(A147:A150,LN(F147:F150),,TRUE),1,1))","v":0.84612342245340866}]
["Drehzahl vorgegeben",2,{"$f":"INDEX(LOGEST(F147:F150,LN(A147:A150),,TRUE),1,2)","v":0.12211245487691422},{"$f":"LN(INDEX(LOGEST(F147:F150,LN(A147:A150),,TRUE),1,1))","v":1.181540419019447}]
["aus Abfrage",{"$f":"$B$152","v":1},{"$f":"IF(B174=1,C172,C173)","v":5.9359488715918349},{"$f":"IF(B174=1,D172,D173)","v":0.84612342245340866}]
[]
[{"$f":"A142","v":"Baugröße 1200"}]
["Volumenstrom vorgegeben",1,{"$f":"INDEX(LOGEST(A147:A150,LN(G147:G150),,TRUE),1,2)","v":5.1283324107443313},{"$f":"LN(INDEX(LOGEST(A147:A150,LN(G147:G150),,TRUE),1,1))","v":0.84612342245340866}]
["Drehzahl vorgegeben",2,{"$f":"INDEX(LOGEST(G147:G150,LN(A147:A150),,TRUE),1,2)","v":0.145152540702747},{"$f":"LN(INDEX(LOGEST(G147:G150,LN(A147:A150),,TRUE),1,1))","v":1.181540419019447}]
["aus Abfrage",{"$f":"$B$152","v":1},{"$f":"IF(B179=1,C177,C178)","v":5.1283324107443313},{"$f":"IF(B179=1,D177,D178)","v":0.84612342245340866}]
[]
[]
[]
[{"$f":"CONCATENATE(\"Leistung - \", A137)","v":"Leistung - Baugröße 1000"},null,"a =","b =","c =","m ="]
["Volumenstrom vorgegeben",1,{"$f":"B53","v":3},2,1,0]
[null,1,-5.0606833242041029E-8,-1.3403341173482913E-4,0.26533818526949815,0]
[{"$f":"A158","v":"Drehzahl vorgegeben"},2,{"$f":"B74","v":3},2,1,0]
[null,2,-2.1395540777381366E-8,2.214203594547358E-5,8.4176445787190787E-2,0]
[null,{"$f":"$B$152","v":1},{"$f":"IF($B$188=1,C184,C186)","v":3},{"$f":"IF($B$188=1,D184,D186)","v":2},{"$f":"IF($B$188=1,E184,E186)","v":1},{"$f":"IF($B$188=1,F184,F186)","v":0}]
["aus Abfrage",{"$f":"$B$152","v":1},{"$f":"IF($B$189=1,C185,C187)","v":-5.0606833242041029E-8},{"$f":"IF($B$189=1,D185,D187)","v":-1.3403341173482913E-4},{"$f":"IF($B$189=1,E185,E187)","v":0.26533818526949815},{"$f":"IF($B$189=1,F185,F187)","v":0}]
[]
["Einheiten"]
[null,1,"Volumenstrom","[m³/h]"]
[null,2,"Drehzahl","[1/min]"]
[null,{"$f":"B152","v":1},{"$f":"IF($B$152=1,C192,C193)","v":"Volumenstrom"},{"$f":"IF($B$152=1,D192,D193)","v":"[m³/h]"}]
[null,{"$f":"IF(B152=1,2,1)","v":2},{"$f":"IF($B$152=2,C192,C193)","v":"Drehzahl"},{"$f":"IF($B$152=2,D192,D193)","v":"[1/min]"}]
[]
[]
[]
[]
[]
["Grenzwerte für Auslegung"]
[]
[]
[]
[]
["Grenzen der Messung",null,null,"Grenzenerweiterung der Auslegung (bei 2 bzw. 10 V)"]
[{"$f":"'Master-Auslegung_V120-V127'!B2","v":"kühlen"},null,null,"kühlen"]
[{"$f":"'Master-Auslegung_V120-V127'!N36","v":"Drehzahl [1/min]"},{"$f":"'Master-Auslegung_V120-V127'!O36","v":"Volumenstrom [m³/h]"},{"$f":"'Master-Auslegung_V120-V127'!N43","v":"Wasser-Massenstrom [kg/h]"},{"$f":"$J$6","v":"Drehzahl [1/min]"},{"$f":"$K$6","v":"Sekundärvolumenstrom - Kalorik [m³/h]"},null,null,null,null,null,null,null,null,null,null,null,{"$f":"'BG1000;WT3,2;k'!I1","v":"Polynom 6 Ordnung - BG1000;WT3,2;k"},{"$f":"'BG1000;WT3,2;k'!J1","v":6},{"$f":"'BG1000;WT3,2;k'!K1","v":5},{"$f":"'BG1000;WT3,2;k'!L1","v":4},{"$f":"'BG1000;WT3,2;k'!M1","v":3},{"$f":"'BG1000;WT3,2;k'!N1","v":2},{"$f":"'BG1000;WT3,2;k'!O1","v":1},{"$f":"'BG1000;WT3,2;k'!P1","v":0}]
[{"$f":"'Master-Auslegung_V120-V127'!N37","v":371},{"$f":"'Master-Auslegung_V120-V127'!O37","v":154.10022700000002},{"$f":"'Master-Auslegung_V120-V127'!N44","v":51.93565266666667},{"$f":"Q33","v":263.2148627214346},{"$f":"Q39","v":88.408345790592918},null,null,"Polynom 6 Ordnung",{"$f":"'BG1000;WT3,2;k'!J1","v":6},{"$f":"'BG1000;WT3,2;k'!K1","v":5},{"$f":"'BG1000;WT3,2;k'!L1","v":4},{"$f":"'BG1000;WT3,2;k'!M1","v":3},{"$f":"'BG1000;WT3,2;k'!N1","v":2},{"$f":"'BG1000;WT3,2;k'!O1","v":1},{"$f":"'BG1000;WT3,2;k'!P1","v":0},null,{"$f":"'BG1000;WT3,2;k'!I2","v":"BG 1000"},{"$f":"'BG1000;WT3,2;k'!J2","v":7.1806934782749804E-16},{"$f":"'BG1000;WT3,2;k'!K2","v":-2.3075528582726263E-12},{"$f":"'BG1000;WT3,2;k'!L2","v":2.7200911509685568E-9},{"$f":"'BG1000;WT3,2;k'!M2","v":-1.2698566471358508E-6},{"$f":"'BG1000;WT3,2;k'!N2","v":-6.3414069875369325E-5},{"$f":"'BG1000;WT3,2;k'!O2","v":0.33726006825713006},{"$f":"'BG1000;WT3,2;k'!P2","v":0}]
[{"$f":"'Master-Auslegung_V120-V127'!N38","v":1190},{"$f":"'Master-Auslegung_V120-V127'!O38","v":503.64680433333325},{"$f":"'Master-Auslegung_V120-V127'!N45","v":276.26629366666663},{"$f":"Q34","v":1166.8817246527224},{"$f":"Q40","v":513.50372769977082},null,null,{"$f":"'BG1000;WT3,2;k'!I3","v":"BG 600"},{"$f":"'BG1000;WT3,2;k'!J3","v":2.6857403120066425E-16},{"$f":"'BG1000;WT3,2;k'!K3","v":-7.0293940851997171E-13},{"$f":"'BG1000;WT3,2;k'!L3","v":4.6925453399000911E-10},{"$f":"'BG1000;WT3,2;k'!M3","v":2.7819964997123295E-7},{"$f":"'BG1000;WT3,2;k'!N3","v":-5.6371794848679045E-4},{"$f":"'BG1000;WT3,2;k'!O3","v":0.35877382309264055},{"$f":"'BG1000;WT3,2;k'!P3","v":0},null,{"$f":"'BG1000;WT3,2;k'!I3","v":"BG 600"},{"$f":"'BG1000;WT3,2;k'!J3","v":2.6857403120066425E-16},{"$f":"'BG1000;WT3,2;k'!K3","v":-7.0293940851997171E-13},{"$f":"'BG1000;WT3,2;k'!L3","v":4.6925453399000911E-10},{"$f":"'BG1000;WT3,2;k'!M3","v":2.7819964997123295E-7},{"$f":"'BG1000;WT3,2;k'!N3","v":-5.6371794848679045E-4},{"$f":"'BG1000;WT3,2;k'!O3","v":0.35877382309264055},{"$f":"'BG1000;WT3,2;k'!P3","v":0}]
[null,null,null,null,null,null,null,{"$f":"'BG1000;WT3,2;k'!I4","v":"BG 800"},{"$f":"'BG1000;WT3,2;k'!J4","v":6.4511709173582211E-16},{"$f":"'BG1000;WT3,2;k'!K4","v":-1.9543860245548163E-12},{"$f":"'BG1000;WT3,2;k'!L4","v":2.101110110834226E-9},{"$f":"'BG1000;WT3,2;k'!M4","v":-7.6646757551914014E-7},{"$f":"'BG1000;WT3,2;k'!N4","v":-2.4761447789027391E-4},{"$f":"'BG1000;WT3,2;k'!O4","v":0.34630757540697282},{"$f":"'BG1000;WT3,2;k'!P4","v":0},null,{"$f":"'BG1000;WT3,2;k'!I4","v":"BG 800"},{"$f":"'BG1000;WT3,2;k'!J4","v":6.4511709173582211E-16},{"$f":"'BG1000;WT3,2;k'!K4","v":-1.9543860245548163E-12},{"$f":"'BG1000;WT3,2;k'!L4","v":2.101110110834226E-9},{"$f":"'BG1000;WT3,2;k'!M4","v":-7.6646757551914014E-7},{"$f":"'BG1000;WT3,2;k'!N4","v":-2.4761447789027391E-4},{"$f":"'BG1000;WT3,2;k'!O4","v":0.34630757540697282},{"$f":"'BG1000;WT3,2;k'!P4","v":0}]
[{"$f":"'Heizen_Auslegung_V120-V127'!B2","v":"heizen"},null,null,null,null,null,null,{"$f":"'BG1000;WT3,2;k'!I5","v":"BG 1000"},{"$f":"'BG1000;WT3,2;k'!J5","v":7.1806934782749804E-16},{"$f":"'BG1000;WT3,2;k'!K5","v":-2.3075528582726263E-12},{"$f":"'BG1000;WT3,2;k'!L5","v":2.7200911509685568E-9},{"$f":"'BG1000;WT3,2;k'!M5","v":-1.2698566471358508E-6},{"$f":"'BG1000;WT3,2;k'!N5","v":-6.3414069875369325E-5},{"$f":"'BG1000;WT3,2;k'!O5","v":0.33726006825713006},{"$f":"'BG1000;WT3,2;k'!P5","v":0},null,{"$f":"'BG1000;WT3,2;k'!I5","v":"BG 1000"},{"$f":"'BG1000;WT3,2;k'!J5","v":7.1806934782749804E-16},{"$f":"'BG1000;WT3,2;k'!K5","v":-2.3075528582726263E-12},{"$f":"'BG1000;WT3,2;k'!L5","v":2.7200911509685568E-9},{"$f":"'BG1000;WT3,2;k'!M5","v":-1.2698566471358508E-6},{"$f":"'BG1000;WT3,2;k'!N5","v":-6.3414069875369325E-5},{"$f":"'BG1000;WT3,2;k'!O5","v":0.33726006825713006},{"$f":"'BG1000;WT3,2;k'!P5","v":0}]
[{"$f":"'Heizen_Auslegung_V120-V127'!N36","v":"Drehzahl [1/min]"},{"$f":"'Heizen_Auslegung_V120-V127'!O36","v":"Volumenstrom [m³/h]"},{"$f":"'Heizen_Auslegung_V120-V127'!N43","v":"Wasser-Massenstrom [kg/h]"},null,null,null,null,{"$f":"'BG1000;WT3,2;k'!I6","v":"BG 1200"},{"$f":"'BG1000;WT3,2;k'!J6","v":8.4971366341575006E-16},{"$f":"'BG1000;WT3,2;k'!K6","v":-2.7716143660376599E-12},{"$f":"'BG1000;WT3,2;k'!L6","v":3.3901492465157288E-9},{"$f":"'BG1000;WT3,2;k'!M6","v":-1.7656068320550361E-6},{"$f":"'BG1000;WT3,2;k'!N6","v":1.1678301125619908E-4},{"$f":"'BG1000;WT3,2;k'!O6","v":0.32426300061155233},{"$f":"'BG1000;WT3,2;k'!P6","v":0},null,{"$f":"'BG1000;WT3,2;k'!I6","v":"BG 1200"},{"$f":"'BG1000;WT3,2;k'!J6","v":8.4971366341575006E-16},{"$f":"'BG1000;WT3,2;k'!K6","v":-2.7716143660376599E-12},{"$f":"'BG1000;WT3,2;k'!L6","v":3.3901492465157288E-9},{"$f":"'BG1000;WT3,2;k'!M6","v":-1.7656068320550361E-6},{"$f":"'BG1000;WT3,2;k'!N6","v":1.1678301125619908E-4},{"$f":"'BG1000;WT3,2;k'!O6","v":0.32426300061155233},{"$f":"'BG1000;WT3,2;k'!P6","v":0}]
[{"$f":"'Heizen_Auslegung_V120-V127'!N37","v":479},{"$f":"'Heizen_Auslegung_V120-V127'!O37","v":172.60362533333333},{"$f":"'Heizen_Auslegung_V120-V127'!N44","v":38.885261666666665}]
[{"$f":"'Heizen_Auslegung_V120-V127'!N38","v":1145},{"$f":"'Heizen_Auslegung_V120-V127'!O38","v":434.83300700000001},{"$f":"'Heizen_Auslegung_V120-V127'!N45","v":358.94364400000001},null,null,null,null,"Korrekturfaktoren",{"$f":"'BG1000;WT3,2;k'!J8","v":6},{"$f":"'BG1000;WT3,2;k'!K8","v":5},{"$f":"'BG1000;WT3,2;k'!L8","v":4},{"$f":"'BG1000;WT3,2;k'!M8","v":3},{"$f":"'BG1000;WT3,2;k'!N8","v":2},{"$f":"'BG1000;WT3,2;k'!O8","v":1},{"$f":"'BG1000;WT3,2;k'!P8","v":0},null,"ABFRAGE"]
[null,null,null,null,null,null,null,{"$f":"'BG1000;WT3,2;k'!I9","v":"BG 600"},{"$f":"'BG1000;WT3,2;k'!J9","v":1.1064092041496665E-12},{"$f":"'BG1000;WT3,2;k'!K9","v":-4.1392772661426451E-10},{"$f":"'BG1000;WT3,2;k'!L9","v":5.7173487394160017E-8},{"$f":"'BG1000;WT3,2;k'!M9","v":-3.6154993198968721E-6},{"$f":"'BG1000;WT3,2;k'!N9","v":1.1811827470386581E-4},{"$f":"'BG1000;WT3,2;k'!O9","v":-1.7167699160171559E-3},{"$f":"'BG1000;WT3,2;k'!P9","v":0.6203735837193336},null,"nicht mehr vorhanden",2]
["gesamt",null,null,null,null,null,null,{"$f":"'BG1000;WT3,2;k'!I10","v":"BG 800"},{"$f":"'BG1000;WT3,2;k'!J10","v":8.1289724628745663E-13},{"$f":"'BG1000;WT3,2;k'!K10","v":-2.7985194037461746E-10},{"$f":"'BG1000;WT3,2;k'!L10","v":3.5082900726135609E-8},{"$f":"'BG1000;WT3,2;k'!M10","v":-1.9907173304225231E-6},{"$f":"'BG1000;WT3,2;k'!N10","v":5.9178448660317965E-5},{"$f":"'BG1000;WT3,2;k'!O10","v":-2.6067522777929763E-4},{"$f":"'BG1000;WT3,2;k'!P10","v":0.81309757603694488}]
[{"$f":"A208","v":"Drehzahl [1/min]"},{"$f":"B208","v":"Volumenstrom [m³/h]"},{"$f":"CONCATENATE(C208, \" \", A207)","v":"Wasser-Massenstrom [kg/h] kühlen"},{"$f":"CONCATENATE(C213, \" \", A212)","v":"Wasser-Massenstrom [kg/h] heizen"},null,null,null,{"$f":"'BG1000;WT3,2;k'!I11","v":"BG 1000"},{"$f":"'BG1000;WT3,2;k'!J11","v":3.6854299589727799E-13},{"$f":"'BG1000;WT3,2;k'!K11","v":-1.2139189514576695E-10},{"$f":"'BG1000;WT3,2;k'!L11","v":1.462315313104634E-8},{"$f":"'BG1000;WT3,2;k'!M11","v":-8.0281932325071187E-7},{"$f":"'BG1000;WT3,2;k'!N11","v":1.6876835227464511E-5},{"$f":"'BG1000;WT3,2;k'!O11","v":1.2134524130957914E-3},{"$f":"'BG1000;WT3,2;k'!P11","v":0.97475925833590693}]
[{"$f":"D209","v":263.2148627214346},{"$f":"E209","v":88.408345790592918},{"$f":"C209","v":51.93565266666667},{"$f":"C214","v":38.885261666666665},null,null,null,{"$f":"'BG1000;WT3,2;k'!I12","v":"BG 1200"},{"$f":"'BG1000;WT3,2;k'!J12","v":-1.0165131872025008E-12},{"$f":"'BG1000;WT3,2;k'!K12","v":3.3133394965673494E-10},{"$f":"'BG1000;WT3,2;k'!L12","v":-4.0288406274074656E-8},{"$f":"'BG1000;WT3,2;k'!M12","v":2.3503285197575778E-6},{"$f":"'BG1000;WT3,2;k'!N12","v":-9.263503865657082E-5},{"$f":"'BG1000;WT3,2;k'!O12","v":4.3103327197942208E-3},{"$f":"'BG1000;WT3,2;k'!P12","v":1.1109690737939291}]
[{"$f":"D210","v":1166.8817246527224},{"$f":"E210","v":513.50372769977082},{"$f":"C210","v":276.26629366666663},{"$f":"C215","v":358.94364400000001}]
[]
[]
[]
[]
[]
[]
[]
[{"$f":"'Master-Auslegung_V120-V127'!B2","v":"kühlen"}]
[]
[]
[]
["Gemessene Baugröße"]
[{"$f":"A137","v":"Baugröße 1000"},null,"DpK =",{"$f":"M114","v":36.594369982815721},"[kPa]"]
[]
[{"$f":"IF($A$233=$A$247,A249,IF($A$233=$A$261,A263,IF($A$233=$A$275,A277,IF($A$233=$A$289,A291,\"-\"))))","v":"bei 200 kg/h Kühlwassermassenstrom"},null,null,null,null,{"$f":"IF($A$233=$A$247,F249,IF($A$233=$A$261,F263,IF($A$233=$A$275,F277,IF($A$233=$A$289,F291,\"-\"))))","v":"für kondensierende Auslegung"}]
[{"$f":"IF($A$233=$A$247,A250,IF($A$233=$A$261,A264,IF($A$233=$A$275,A278,IF($A$233=$A$289,A292,\"-\"))))","v":"Auslegung"},{"$f":"IF($A$233=$A$247,B250,IF($A$233=$A$261,B264,IF($A$233=$A$275,B278,IF($A$233=$A$289,B292,\"-\"))))","v":"Volumenstrom"},"Drehzahl",null,"Volumenstrom - Baugröße 1000","Volumenstrom - Baugröße 1000","Drehzahl","Korrektur Total \nbei Sollwassermenge","Korrektur Sensibel\nbei Sollwassermenge","qSK1)  - aus Volumenstrom der gemessenen Baugröße","qSK1)  - aus Drehzahl","Korrektur Baugröße","qSK1)  - aus Volumenstrom","qSK2)  - aus Volumenstrom","qtotal2)  - aus Volumenstrom",null,"Steuerspannung [V]","Steuerspannung [V]"]
[null,{"$f":"IF($A$233=$A$247,B251,IF($A$233=$A$261,B265,IF($A$233=$A$275,B279,IF($A$233=$A$289,B293,\"-\"))))","v":"[m³/h]"},"[1/min]",null,"[m³/h]","[m³/h]","[1/min]","[-]","[-]","[W/K]",0,"[-]","[W/K]","[W/K]","[W/K]",null,"[V]","[V]"]
[1,{"$f":"IF($A$233=$A$247,B252,IF($A$233=$A$261,B266,IF($A$233=$A$275,B280,IF($A$233=$A$289,B294,\"-\"))))","v":208.66445506775221},544.54005872849393,null,208.66445506775221,208.66445506775221,544.54005872849393,1.3933445866443894,0.91985717654875743,49.070933740791212,48.948369718350826,1.0354767340209641,49.070933740791212,45.138250561415362,68.372719889316954,null,4.338934830774634,4.3384460361268342]
[2,{"$f":"IF($A$233=$A$247,B253,IF($A$233=$A$261,B267,IF($A$233=$A$275,B281,IF($A$233=$A$289,B295,\"-\"))))","v":260.07001260417258},656.07668381189558,null,260.07001260417258,260.07001260417258,656.07668381189558,1.3301696852822849,0.90288178700886357,59.050781763936463,58.714857954006447,1.0462261762439158,59.050781763936463,53.315875363293365,78.547559794608247,null,5.3331876562594642,5.3329636547496539]
[3,{"$f":"IF($A$233=$A$247,B254,IF($A$233=$A$261,B268,IF($A$233=$A$275,B282,IF($A$233=$A$289,B296,\"-\"))))","v":319.11126008294463},780.0711840003612,null,319.11126008294463,319.11126008294463,780.0711840003612,1.2684063065966091,0.89042971873088606,69.379006433822781,68.981216582020437,1.0568563348885225,69.379006433822781,61.777129184697152,88.000769306067539,null,6.459952342119843,6.4601050485365112]
[4,{"$f":"IF($A$233=$A$247,B255,IF($A$233=$A$261,B269,IF($A$233=$A$275,B283,IF($A$233=$A$289,B297,\"-\"))))","v":388.83522857800125},922.0436660415869,null,388.83522857800125,388.83522857800125,922.0436660415869,1.2098979843362501,0.88524643621981158,79.932812209075777,79.667007018885158,1.066546444371258,79.932812209075777,70.760237145111773,96.710548374088788,null,7.7738217190109955,7.774498400271173]
[]
[]
[]
[]
[]
[{"$f":"A139","v":"Baugröße 630"},null,"DpK =",{"$f":"D233*J325","v":25.023568557110931},"[kPa]",null,null,null,null,null,null,null,null,null,null,null,null,null,"Nur bei gleicher Wassermenge gültig (200kg/h)"]
[]
[{"$f":"CONCATENATE(\"bei \", ROUND($B$6,0), \" kg/h Kühlwassermassenstrom\")","v":"bei 200 kg/h Kühlwassermassenstrom"},null,null,null,null,"für kondensierende Auslegung"]
["Auslegung",{"$f":"$C$194","v":"Volumenstrom"},{"$f":"$C$195","v":"Drehzahl"},null,{"$f":"CONCATENATE(\"Volumenstrom - \",A247)","v":"Volumenstrom - Baugröße 630"},{"$f":"CONCATENATE(\"Volumenstrom - \",$A$233)","v":"Volumenstrom - Baugröße 1000"},"Drehzahl","Korrektur Total \nbei Sollwassermenge","Korrektur Sensibel\nbei Sollwassermenge","qSK1)  - aus Volumenstrom der gemessenen Baugröße","qSK1)  - aus Drehzahl","Korrektur Baugröße","qSK1)  - aus Volumenstrom","qSK2)  - aus Volumenstrom","qtotal2)  - aus Volumenstrom",null,"Steuerspannung [V]","Steuerspannung [V]","spez. Leistung Eurocoil 4L kühlen","Leistung (messung) zu Leistung Eurocoil","spez. Leistung Eurocoil 2L kühlen","qSK1)  - Auslegung- aus Volumenstrom und Effektivität Messung","qSK1)  "]
[null,{"$f":"$D$194","v":"[m³/h]"},{"$f":"$D$195","v":"[1/min]"},null,"[m³/h]","[m³/h]","[1/min]","[-]","[-]","[W/K]",null,"[-]","[W/K]","[W/K]","[W/K]",null,"[V]","[V]","[-]","[-]","[-]","[W/K]","[W/K]"]
[{"$f":"VKL!A22","v":1},{"$f":"VKL!B22","v":137.33793366251575},{"$f":"$C$164*B252^$D$164","v":593.63475570302342},null,{"$f":"IF($B$152=1,B252,C252)","v":137.33793366251575},{"$f":"E252/$C$139","v":231.07652330518525},{"$f":"IF($B$152=2,B252,C252)","v":593.63475570302342},{"$f":"Auslegung_BG1000_kondensierend!AH32","v":1.3647101959453152},{"$f":"Auslegung_BG1000_kondensierend!AL32","v":0.91174786840253619},{"$f":"$C$185*F252^$C$184+$D$185*F252^$D$184+$E$185*F252^$E$184+$F$185*F252^$F$184","v":53.532109340745805},{"$f":"$C$187*G252^$C$186+$D$187*G252^$D$186+$E$187*G252^$E$186+$F$187*G252^$F$186","v":53.29705774104368},{"$f":"$I$216*J252^$I$215+$J$216*J252^$J$215+$K$216*J252^$K$215+$L$216*J252^$L$215+$M$216*J252^$M$215+$N$216*J252^$N$215+$O$216*J252^$O$215","v":0.62590800293614657},{"$f":"IF($A$247=$A$233,J252,J252*L252)","v":33.506175650425646},{"$f":"M252*I252","v":30.549184227596545},{"$f":"M252*H252","v":45.726219537270531},null,{"$f":"$Q$31*G252^$R$31","v":4.774119237450722},{"$f":"$Q$37*F252^$R$37","v":4.7737376735634838},{"$f":"$I$210*E252^$I$209+$J$210*E252^$J$209+$K$210*E252^$K$209+$L$210*E252^$L$209+$M$210*E252^$M$209+$N$210*E252^$N$209+$O$210*E252^$O$209","v":39.495628882519703},{"$f":"1/S252*M252","v":0.84835149099892115},{"$f":"$R$210*E252^$R$208+$S$210*E252^$S$208+$T$210*E252^$T$208+$U$210*E252^$U$208+$V$210*E252^$V$208+$W$210*E252^$W$208+$X$210*E252^$X$208","v":39.495628882519703},{"$f":"U252*T252","v":33.506175650425646},{"$f":"IF($R$216=2,M252,V252)","v":33.506175650425646}]
[{"$f":"VKL!A23","v":2},{"$f":"VKL!B23","v":169.78809862208499},{"$f":"$C$164*B253^$D$164","v":710.33211110808941},null,{"$f":"IF($B$152=1,B253,C253)","v":169.78809862208499},{"$f":"E253/$C$139","v":285.67521355461918},{"$f":"IF($B$152=2,B253,C253)","v":710.33211110808941},{"$f":"Auslegung_BG1000_kondensierend!AH33","v":1.3019842458419462},{"$f":"Auslegung_BG1000_kondensierend!AL33","v":0.89656384874391493},{"$f":"$C$185*F253^$C$184+$D$185*F253^$D$184+$E$185*F253^$E$184+$F$185*F253^$F$184","v":63.68218196671171},{"$f":"$C$187*G253^$C$186+$D$187*G253^$D$186+$E$187*G253^$E$186+$F$187*G253^$F$186","v":63.297026971067091},{"$f":"$I$216*J253^$I$215+$J$216*J253^$J$215+$K$216*J253^$K$215+$L$216*J253^$L$215+$M$216*J253^$M$215+$N$216*J253^$N$215+$O$216*J253^$O$215","v":0.63690283204423848},{"$f":"IF($A$247=$A$233,J253,J253*L253)","v":40.559362045355222},{"$f":"M253*I253","v":36.36405773798154},{"$f":"M253*H253","v":52.807650404452275},null,{"$f":"$Q$31*G253^$R$31","v":5.8236394226065133},{"$f":"$Q$37*F253^$R$37","v":5.823570275240459},{"$f":"$I$210*E253^$I$209+$J$210*E253^$J$209+$K$210*E253^$K$209+$L$210*E253^$L$209+$M$210*E253^$M$209+$N$210*E253^$N$209+$O$210*E253^$O$209","v":46.323578485983973},{"$f":"1/S253*M253","v":0.87556625310428426},{"$f":"$R$210*E253^$R$208+$S$210*E253^$S$208+$T$210*E253^$T$208+$U$210*E253^$U$208+$V$210*E253^$V$208+$W$210*E253^$W$208+$X$210*E253^$X$208","v":46.323578485983973},{"$f":"U253*T253","v":40.559362045355222},{"$f":"IF($R$216=2,M253,V253)","v":40.559362045355222}]
[{"$f":"VKL!A24","v":3},{"$f":"VKL!B24","v":207.44538491455287},{"$f":"$C$164*B254^$D$164","v":841.53319462368268},null,{"$f":"IF($B$152=1,B254,C254)","v":207.44538491455287},{"$f":"E254/$C$139","v":349.03509207845406},{"$f":"IF($B$152=2,B254,C254)","v":841.53319462368268},{"$f":"Auslegung_BG1000_kondensierend!AH34","v":1.2414100680398024},{"$f":"Auslegung_BG1000_kondensierend!AL34","v":0.88695369721439887},{"$f":"$C$185*F254^$C$184+$D$185*F254^$D$184+$E$185*F254^$E$184+$F$185*F254^$F$184","v":74.131779094357327},{"$f":"$C$187*G254^$C$186+$D$187*G254^$D$186+$E$187*G254^$E$186+$F$187*G254^$F$186","v":73.766990744588142},{"$f":"$I$216*J254^$I$215+$J$216*J254^$J$215+$K$216*J254^$K$215+$L$216*J254^$L$215+$M$216*J254^$M$215+$N$216*J254^$N$215+$O$216*J254^$O$215","v":0.65289523556926254},{"$f":"IF($A$247=$A$233,J254,J254*L254)","v":48.400285374978957},{"$f":"M254*I254","v":42.92881205956958},{"$f":"M254*H254","v":60.084601560498477},null,{"$f":"$Q$31*G254^$R$31","v":7.0258478158906881},{"$f":"$Q$37*F254^$R$37","v":7.0262159566671585},{"$f":"$I$210*E254^$I$209+$J$210*E254^$J$209+$K$210*E254^$K$209+$L$210*E254^$L$209+$M$210*E254^$M$209+$N$210*E254^$N$209+$O$210*E254^$O$209","v":53.271055291248601},0.90856629571838388,53.271055291248601,48.400285374978957,{"$f":"IF($R$216=2,M254,V254)","v":48.400285374978957}]
[{"$f":"VKL!A25","v":4},{"$f":"VKL!B25","v":252.77058286929443},{"$f":"$C$164*B255^$D$164","v":994.69032244385119},null,{"$f":"IF($B$152=1,B255,C255)","v":252.77058286929443},{"$f":"E255/$C$139","v":425.29653625627316},{"$f":"IF($B$152=2,B255,C255)","v":994.69032244385119},{"$f":"Auslegung_BG1000_kondensierend!AH35","v":1.1853534677792581},{"$f":"Auslegung_BG1000_kondensierend!AL35","v":0.88657186304954716},{"$f":"$C$185*F255^$C$184+$D$185*F255^$D$184+$E$185*F255^$E$184+$F$185*F255^$F$184","v":84.710827802992043},{"$f":"$C$187*G255^$C$186+$D$187*G255^$D$186+$E$187*G255^$E$186+$F$187*G255^$F$186","v":84.580485149111524},{"$f":"$I$216*J255^$I$215+$J$216*J255^$J$215+$K$216*J255^$K$215+$L$216*J255^$L$215+$M$216*J255^$M$215+$N$216*J255^$N$215+$O$216*J255^$O$215","v":0.67209956369464974},{"$f":"IF($A$247=$A$233,J255,J255*L255)","v":56.934110406603558},{"$f":"M255*I255","v":50.476180334251126},{"$f":"M255*H255","v":67.487045205394679},null,{"$f":"$Q$31*G255^$R$31","v":8.4547996892994615},{"$f":"$Q$37*F255^$R$37","v":8.4557788105541789},60.423193831204216,0.94225589209422433,60.423193831204216,56.934110406603558,{"$f":"IF($R$216=2,M255,V255)","v":56.934110406603558}]
[]
[]
[]
[]
[]
[{"$f":"A140","v":"Baugröße 800"},null,"DpK =",{"$f":"D233*K325","v":31.31989008241765},"[kPa]",null,null,null,null,null,null,null,null,null,null,null,null,null,"Nur bei gleicher Wassermenge gültig (200kg/h)"]
[]
[{"$f":"CONCATENATE(\"bei \", ROUND($B$6,0), \" kg/h Kühlwassermassenstrom\")","v":"bei 200 kg/h Kühlwassermassenstrom"},null,null,null,null,"für kondensierende Auslegung"]
["Auslegung",{"$f":"$C$194","v":"Volumenstrom"},{"$f":"$C$195","v":"Drehzahl"},null,{"$f":"CONCATENATE(\"Volumenstrom - \",A261)","v":"Volumenstrom - Baugröße 800"},{"$f":"CONCATENATE(\"Volumenstrom - \",$A$233)","v":"Volumenstrom - Baugröße 1000"},"Drehzahl","Korrektur Total \nbei Sollwassermenge","Korrektur Sensibel\nbei Sollwassermenge","qSK1)  - aus Volumenstrom der gemessenen Baugröße","qSK1)  - aus Drehzahl","Korrektur Baugröße","qSK1)  - aus Volumenstrom","qSK2)  - aus Volumenstrom","qtotal2)  - aus Volumenstrom",null,"Steuerspannung [V]","Steuerspannung [V]","spez. Leistung Eurocoil 4L kühlen","Leistung (messung) zu Leistung Eurocoil","spez. Leistung Eurocoil 2L kühlen","qSK1)  - Auslegung- aus Volumenstrom und Effektivität Messung","qSK1)  "]
[null,{"$f":"$D$194","v":"[m³/h]"},{"$f":"$D$195","v":"[1/min]"},null,"[m³/h]","[m³/h]","[1/min]","[-]","[-]","[W/K]",null,"[-]","[W/K]","[W/K]","[W/K]",null,"[V]","[V]","[-]","[-]","[-]","[W/K]","[W/K]"]
[{"$f":"VKL!A36","v":1},{"$f":"VKL!B36","v":176.47942619966756},{"$f":"$C$169*B266^$D$169","v":564.03352489276676},null,{"$f":"IF($B$152=1,B266,C266)","v":176.47942619966756},{"$f":"E266/$C$140","v":217.52115322284604},{"$f":"IF($B$152=2,B266,C266)","v":564.03352489276676},{"$f":"Auslegung_BG1000_kondensierend!AH36","v":1.3818260315907298},{"$f":"Auslegung_BG1000_kondensierend!AL36","v":0.91652115579789828},{"$f":"$C$185*F266^$C$184+$D$185*F266^$D$184+$E$185*F266^$E$184+$F$185*F266^$F$184","v":50.85396540041036},{"$f":"$C$187*G266^$C$186+$D$187*G266^$D$186+$E$187*G266^$E$186+$F$187*G266^$F$186","v":50.683291841159793},{"$f":"$I$217*J266^$I$215+$J$217*J266^$J$215+$K$217*J266^$K$215+$L$217*J266^$L$215+$M$217*J266^$M$215+$N$217*J266^$N$215+$O$217*J266^$O$215","v":0.84459000001401352},{"$f":"IF($A$261=$A$233,J266,J266*L266)","v":42.950750638245232},{"$f":"M266*I266","v":39.365271617351837},{"$f":"M266*H266","v":59.350465308289415},null,{"$f":"$Q$31*G266^$R$31","v":4.5112451082562659},{"$f":"$Q$37*F266^$R$37","v":4.5107970624514078},{"$f":"$I$211*E266^$I$209+$J$211*E266^$J$209+$K$211*E266^$K$209+$L$211*E266^$L$209+$M$211*E266^$M$209+$N$211*E266^$N$209+$O$211*E266^$O$209","v":50.914384687342782},{"$f":"1/S266*M266","v":0.84358773855363323},{"$f":"$R$211*E266^$R$208+$S$211*E266^$S$208+$T$211*E266^$T$208+$U$211*E266^$U$208+$V$211*E266^$V$208+$W$211*E266^$W$208+$X$211*E266^$X$208","v":50.914384687342782},{"$f":"U266*T266","v":42.950750638245232},{"$f":"IF($R$216=2,M266,V266)","v":42.950750638245232}]
[{"$f":"VKL!A37","v":2},{"$f":"VKL!B37","v":219.18441927348732},{"$f":"$C$169*B267^$D$169","v":677.54528667388217},null,{"$f":"IF($B$152=1,B267,C267)","v":219.18441927348732},{"$f":"E267/$C$140","v":270.15754003476343},{"$f":"IF($B$152=2,B267,C267)","v":677.54528667388217},{"$f":"Auslegung_BG1000_kondensierend!AH37","v":1.318807667621978},{"$f":"Auslegung_BG1000_kondensierend!AL37","v":0.90022411755612808},{"$f":"$C$185*F267^$C$184+$D$185*F267^$D$184+$E$185*F267^$E$184+$F$185*F267^$F$184","v":60.902831003983913},{"$f":"$C$187*G267^$C$186+$D$187*G267^$D$186+$E$187*G267^$E$186+$F$187*G267^$F$186","v":60.543196006676631},{"$f":"$I$217*J267^$I$215+$J$217*J267^$J$215+$K$217*J267^$K$215+$L$217*J267^$L$215+$M$217*J267^$M$215+$N$217*J267^$N$215+$O$217*J267^$O$215","v":0.85668591447495268},{"$f":"IF($A$261=$A$233,J267,J267*L267)","v":52.174597472761462},{"$f":"M267*I267","v":46.96883096876288},{"$f":"M267*H267","v":68.808259202168088},null,{"$f":"$Q$31*G267^$R$31","v":5.5267562063283577},{"$f":"$Q$37*F267^$R$37","v":5.5265915511384316},{"$f":"$I$211*E267^$I$209+$J$211*E267^$J$209+$K$211*E267^$K$209+$L$211*E267^$L$209+$M$211*E267^$M$209+$N$211*E267^$N$209+$O$211*E267^$O$209","v":59.87070045826836},{"$f":"1/S267*M267","v":0.87145460255853679},{"$f":"$R$211*E267^$R$208+$S$211*E267^$S$208+$T$211*E267^$T$208+$U$211*E267^$U$208+$V$211*E267^$V$208+$W$211*E267^$W$208+$X$211*E267^$X$208","v":59.87070045826836},{"$f":"U267*T267","v":52.174597472761462},{"$f":"IF($R$216=2,M267,V267)","v":52.174597472761462}]
[{"$f":"VKL!A38","v":3},{"$f":"VKL!B38","v":268.43818757508603},{"$f":"$C$169*B268^$D$169","v":804.31558029413907},null,{"$f":"IF($B$152=1,B268,C268)","v":268.43818757508603},{"$f":"E268/$C$140","v":330.86567305766414},{"$f":"IF($B$152=2,B268,C268)","v":804.31558029413907},{"$f":"Auslegung_BG1000_kondensierend!AH38","v":1.2574603852502548},{"$f":"Auslegung_BG1000_kondensierend!AL38","v":0.88883851853043738},{"$f":"$C$185*F268^$C$184+$D$185*F268^$D$184+$E$185*F268^$E$184+$F$185*F268^$F$184","v":71.285371325840856},{"$f":"$C$187*G268^$C$186+$D$187*G268^$D$186+$E$187*G268^$E$186+$F$187*G268^$F$186","v":70.895874845001515},{"$f":"$I$217*J268^$I$215+$J$217*J268^$J$215+$K$217*J268^$K$215+$L$217*J268^$L$215+$M$217*J268^$M$215+$N$217*J268^$N$215+$O$217*J268^$O$215","v":0.87156935774044775},{"$f":"IF($A$261=$A$233,J268,J268*L268)","v":62.130145302752446},{"$f":"M268*I268","v":55.223666306979297},{"$f":"M268*H268","v":78.126196448053406},null,{"$f":"$Q$31*G268^$R$31","v":6.6826254228242927},{"$f":"$Q$37*F268^$R$37","v":6.6828609521548197},68.720477606680248,0.90409943973836471,68.720477606680248,{"$f":"U268*T268","v":62.130145302752453},{"$f":"IF($R$216=2,M268,V268)","v":62.130145302752446}]
[{"$f":"VKL!A39","v":4},{"$f":"VKL!B39","v":326.98783681007205},{"$f":"$C$169*B269^$D$169","v":950.44833284893787},null,{"$f":"IF($B$152=1,B269,C269)","v":326.98783681007205},{"$f":"E269/$C$140","v":403.03151978915855},{"$f":"IF($B$152=2,B269,C269)","v":950.44833284893787},{"$f":"Auslegung_BG1000_kondensierend!AH39","v":1.1998545609335507},{"$f":"Auslegung_BG1000_kondensierend!AL39","v":0.8854359102149294},{"$f":"$C$185*F269^$C$184+$D$185*F269^$D$184+$E$185*F269^$E$184+$F$185*F269^$F$184","v":81.854978123266605},{"$f":"$C$187*G269^$C$186+$D$187*G269^$D$186+$E$187*G269^$E$186+$F$187*G269^$F$186","v":81.637430509812788},{"$f":"$I$217*J269^$I$215+$J$217*J269^$J$215+$K$217*J269^$K$215+$L$217*J269^$L$215+$M$217*J269^$M$215+$N$217*J269^$N$215+$O$217*J269^$O$215","v":0.88758316207781995},{"$f":"IF($A$261=$A$233,J269,J269*L269)","v":72.653100314459749},{"$f":"M269*I269","v":64.329664006870246},{"$f":"M269*H269","v":87.17315377826732},null,{"$f":"$Q$31*G269^$R$31","v":8.0394215576631574},{"$f":"$Q$37*F269^$R$37","v":8.0402138616745198},77.468878069889911,0.93783596877335029,77.468878069889911,{"$f":"U269*T269","v":72.653100314459749},{"$f":"IF($R$216=2,M269,V269)","v":72.653100314459749}]
[]
[]
[]
[]
[]
[{"$f":"A141","v":"Baugröße 1000"},null,"DpK =",{"$f":"D233*L325","v":36.594369982815721},"[kPa]",null,null,null,null,null,null,null,null,null,null,null,null,null,"Nur bei gleicher Wassermenge gültig (200kg/h)"]
[]
[{"$f":"CONCATENATE(\"bei \", ROUND($B$6,0), \" kg/h Kühlwassermassenstrom\")","v":"bei 200 kg/h Kühlwassermassenstrom"},null,null,null,null,"für kondensierende Auslegung"]
["Auslegung",{"$f":"$C$194","v":"Volumenstrom"},{"$f":"$C$195","v":"Drehzahl"},null,{"$f":"CONCATENATE(\"Volumenstrom - \",A275)","v":"Volumenstrom - Baugröße 1000"},{"$f":"CONCATENATE(\"Volumenstrom - \",$A$233)","v":"Volumenstrom - Baugröße 1000"},"Drehzahl","Korrektur Total \nbei Sollwassermenge","Korrektur Sensibel\nbei Sollwassermenge","qSK1)  - aus Volumenstrom der gemessenen Baugröße","qSK1)  - aus Drehzahl","Korrektur Baugröße","qSK1)  - aus Volumenstrom","qSK2)  - aus Volumenstrom","qtotal2)  - aus Volumenstrom",null,"Steuerspannung [V]","Steuerspannung [V]","spez. Leistung Eurocoil 4L kühlen","Leistung (messung) zu Leistung Eurocoil","spez. Leistung Eurocoil 2L kühlen","qSK1)  - Auslegung- aus Volumenstrom und Effektivität Messung","qSK1)  "]
[null,{"$f":"$D$194","v":"[m³/h]"},{"$f":"$D$195","v":"[1/min]"},null,"[m³/h]","[m³/h]","[1/min]","[-]","[-]","[W/K]",null,"[-]","[W/K]","[W/K]","[W/K]",null,"[V]","[V]","[-]","[-]","[-]","[W/K]","[W/K]"]
[{"$f":"VKL!A50","v":1},{"$f":"VKL!B50","v":208.66445506775221},{"$f":"$C$174*B280^$D$174","v":544.54005872849393},null,{"$f":"IF($B$152=1,B280,C280)","v":208.66445506775221},{"$f":"E280/$C$141","v":208.66445506775221},{"$f":"IF($B$152=2,B280,C280)","v":544.54005872849393},{"$f":"Auslegung_BG1000_kondensierend!AH40","v":1.3933445866443894},{"$f":"Auslegung_BG1000_kondensierend!AL40","v":0.91985717654875743},{"$f":"$C$185*F280^$C$184+$D$185*F280^$D$184+$E$185*F280^$E$184+$F$185*F280^$F$184","v":49.070933740791212},{"$f":"$C$187*G280^$C$186+$D$187*G280^$D$186+$E$187*G280^$E$186+$F$187*G280^$F$186","v":48.948369718350826},{"$f":"$I$218*J280^$I$215+$J$218*J280^$J$215+$K$218*J280^$K$215+$L$218*J280^$L$215+$M$218*J280^$M$215+$N$218*J280^$N$215+$O$218*J280^$O$215","v":1.0354767340209641},{"$f":"IF($A$275=$A$233,J280,J280*L280)","v":49.070933740791212},{"$f":"M280*I280","v":45.138250561415362},{"$f":"M280*H280","v":68.372719889316954},null,{"$f":"$Q$31*G280^$R$31","v":4.338934830774634},{"$f":"$Q$37*F280^$R$37","v":4.3384460361268342},{"$f":"$I$212*E280^$I$209+$J$212*E280^$J$209+$K$212*E280^$K$209+$L$212*E280^$L$209+$M$212*E280^$M$209+$N$212*E280^$N$209+$O$212*E280^$O$209","v":60.379093059048067},{"$f":"1/S280*M280","v":0.81271399179186121},{"$f":"$R$212*E280^$R$208+$S$212*E280^$S$208+$T$212*E280^$T$208+$U$212*E280^$U$208+$V$212*E280^$V$208+$W$212*E280^$W$208+$X$212*E280^$X$208","v":60.379093059048067},{"$f":"U280*T280","v":49.070933740791212},{"$f":"IF($R$216=2,M280,V280)","v":49.070933740791212},null,null,{"$f":"1/M280*V280-1","v":0}]
[{"$f":"VKL!A51","v":2},{"$f":"VKL!B51","v":260.07001260417258},{"$f":"$C$174*B281^$D$174","v":656.07668381189558},null,{"$f":"IF($B$152=1,B281,C281)","v":260.07001260417258},{"$f":"E281/$C$141","v":260.07001260417258},{"$f":"IF($B$152=2,B281,C281)","v":656.07668381189558},{"$f":"Auslegung_BG1000_kondensierend!AH41","v":1.3301696852822849},{"$f":"Auslegung_BG1000_kondensierend!AL41","v":0.90288178700886357},{"$f":"$C$185*F281^$C$184+$D$185*F281^$D$184+$E$185*F281^$E$184+$F$185*F281^$F$184","v":59.050781763936463},{"$f":"$C$187*G281^$C$186+$D$187*G281^$D$186+$E$187*G281^$E$186+$F$187*G281^$F$186","v":58.714857954006447},{"$f":"$I$218*J281^$I$215+$J$218*J281^$J$215+$K$218*J281^$K$215+$L$218*J281^$L$215+$M$218*J281^$M$215+$N$218*J281^$N$215+$O$218*J281^$O$215","v":1.0462261762439158},{"$f":"IF($A$275=$A$233,J281,J281*L281)","v":59.050781763936463},{"$f":"M281*I281","v":53.315875363293365},{"$f":"M281*H281","v":78.547559794608247},null,{"$f":"$Q$31*G281^$R$31","v":5.3331876562594642},{"$f":"$Q$37*F281^$R$37","v":5.3329636547496539},{"$f":"$I$212*E281^$I$209+$J$212*E281^$J$209+$K$212*E281^$K$209+$L$212*E281^$L$209+$M$212*E281^$M$209+$N$212*E281^$N$209+$O$212*E281^$O$209","v":71.005450431397179},{"$f":"1/S281*M281","v":0.83163730960328364},{"$f":"$R$212*E281^$R$208+$S$212*E281^$S$208+$T$212*E281^$T$208+$U$212*E281^$U$208+$V$212*E281^$V$208+$W$212*E281^$W$208+$X$212*E281^$X$208","v":71.005450431397179},{"$f":"U281*T281","v":59.050781763936463},{"$f":"IF($R$216=2,M281,V281)","v":59.050781763936463},null,null,{"$f":"1/M281*V281-1","v":0}]
[{"$f":"VKL!A52","v":3},{"$f":"VKL!B52","v":319.11126008294463},{"$f":"$C$174*B282^$D$174","v":780.0711840003612},null,{"$f":"IF($B$152=1,B282,C282)","v":319.11126008294463},{"$f":"E282/$C$141","v":319.11126008294463},{"$f":"IF($B$152=2,B282,C282)","v":780.0711840003612},{"$f":"Auslegung_BG1000_kondensierend!AH42","v":1.2684063065966091},{"$f":"Auslegung_BG1000_kondensierend!AL42","v":0.89042971873088606},{"$f":"$C$185*F282^$C$184+$D$185*F282^$D$184+$E$185*F282^$E$184+$F$185*F282^$F$184","v":69.379006433822781},{"$f":"$C$187*G282^$C$186+$D$187*G282^$D$186+$E$187*G282^$E$186+$F$187*G282^$F$186","v":68.981216582020437},{"$f":"$I$218*J282^$I$215+$J$218*J282^$J$215+$K$218*J282^$K$215+$L$218*J282^$L$215+$M$218*J282^$M$215+$N$218*J282^$N$215+$O$218*J282^$O$215","v":1.0568563348885225},{"$f":"IF($A$275=$A$233,J282,J282*L282)","v":69.379006433822781},{"$f":"M282*I282","v":61.777129184697152},{"$f":"M282*H282","v":88.000769306067539},null,{"$f":"$Q$31*G282^$R$31","v":6.459952342119843},{"$f":"$Q$37*F282^$R$37","v":6.4601050485365112},81.229982299548382,{"$f":"1/S282*M282","v":0.85410589131949755},{"$f":"$R$212*E282^$R$208+$S$212*E282^$S$208+$T$212*E282^$T$208+$U$212*E282^$U$208+$V$212*E282^$V$208+$W$212*E282^$W$208+$X$212*E282^$X$208","v":81.229982299548382},{"$f":"U282*T282","v":69.379006433822781},{"$f":"IF($R$216=2,M282,V282)","v":69.379006433822781},null,null,{"$f":"1/M282*V282-1","v":0}]
[{"$f":"VKL!A53","v":4},{"$f":"VKL!B53","v":388.83522857800125},{"$f":"$C$174*B283^$D$174","v":922.0436660415869},null,{"$f":"IF($B$152=1,B283,C283)","v":388.83522857800125},{"$f":"E283/$C$141","v":388.83522857800125},{"$f":"IF($B$152=2,B283,C283)","v":922.0436660415869},{"$f":"Auslegung_BG1000_kondensierend!AH43","v":1.2098979843362501},{"$f":"Auslegung_BG1000_kondensierend!AL43","v":0.88524643621981158},{"$f":"$C$185*F283^$C$184+$D$185*F283^$D$184+$E$185*F283^$E$184+$F$185*F283^$F$184","v":79.932812209075777},{"$f":"$C$187*G283^$C$186+$D$187*G283^$D$186+$E$187*G283^$E$186+$F$187*G283^$F$186","v":79.667007018885158},{"$f":"$I$218*J283^$I$215+$J$218*J283^$J$215+$K$218*J283^$K$215+$L$218*J283^$L$215+$M$218*J283^$M$215+$N$218*J283^$N$215+$O$218*J283^$O$215","v":1.066546444371258},{"$f":"IF($A$275=$A$233,J283,J283*L283)","v":79.932812209075777},{"$f":"M283*I283","v":70.760237145111773},{"$f":"M283*H283","v":96.710548374088788},null,{"$f":"$Q$31*G283^$R$31","v":7.7738217190109955},{"$f":"$Q$37*F283^$R$37","v":7.774498400271173},91.047518840262512,0.87792411289442362,91.047518840262512,79.932812209075792,{"$f":"IF($R$216=2,M283,V283)","v":79.932812209075777},null,null,{"$f":"1/M283*V283-1","v":0}]
[]
[]
[]
[]
[]
[{"$f":"A142","v":"Baugröße 1200"},null,"DpK =",{"$f":"D233*M325","v":41.282401646309694},"[kPa]"]
[]
[{"$f":"CONCATENATE(\"bei \", ROUND($B$6,0), \" kg/h Kühlwassermassenstrom\")","v":"bei 200 kg/h Kühlwassermassenstrom"},null,null,null,null,"für kondensierende Auslegung"]
["Auslegung",{"$f":"$C$194","v":"Volumenstrom"},{"$f":"$C$195","v":"Drehzahl"},null,{"$f":"CONCATENATE(\"Volumenstrom - \",A289)","v":"Volumenstrom - Baugröße 1200"},{"$f":"CONCATENATE(\"Volumenstrom - \",$A$233)","v":"Volumenstrom - Baugröße 1000"},"Drehzahl","Korrektur Total \nbei Sollwassermenge","Korrektur Sensibel\nbei Sollwassermenge","qSK1)  - aus Volumenstrom der gemessenen Baugröße","qSK1)  - aus Drehzahl","Korrektur Baugröße","qSK1)  - aus Volumenstrom","qSK2)  - aus Volumenstrom","qtotal2)  - aus Volumenstrom",null,"Steuerspannung [V]","Steuerspannung [V]"]
[null,{"$f":"$D$194","v":"[m³/h]"},{"$f":"$D$195","v":"[1/min]"},null,"[m³/h]","[m³/h]","[1/min]","[-]","[-]","[W/K]",null,"[-]","[W/K]","[W/K]","[W/K]",null,"[V]","[V]"]
[{"$f":"VKL!A78","v":0},{"$f":"VKL!B64","v":300.95603674518185},{"$f":"$C$174*B294^$D$174","v":742.35158897540373},null,{"$f":"IF($B$152=1,B294,C294)","v":300.95603674518185},{"$f":"E294/$C$141","v":300.95603674518185},{"$f":"IF($B$152=2,B294,C294)","v":742.35158897540373},{"$f":"Auslegung_BG1000_kondensierend!AH44","v":1.2861880462768136},{"$f":"Auslegung_BG1000_kondensierend!AL44","v":0.89346432410099674},{"$f":"$C$185*F294^$C$184+$D$185*F294^$D$184+$E$185*F294^$E$184+$F$185*F294^$F$184","v":66.335625243235341},{"$f":"$C$187*G294^$C$186+$D$187*G294^$D$186+$E$187*G294^$E$186+$F$187*G294^$F$186","v":65.937777080678842},{"$f":"$I$219*J294^$I$215+$J$219*J294^$J$215+$K$219*J294^$K$215+$L$219*J294^$L$215+$M$219*J294^$M$215+$N$219*J294^$N$215+$O$219*J294^$O$215","v":1.2341886047447921},{"$f":"IF($A$289=$A$233,J294,J294*L294)","v":81.870672763822029},{"$f":"M294*I294","v":73.148525304622126},{"$f":"M294*H294","v":105.30108064946859},null,{"$f":"$Q$31*G294^$R$31","v":6.1149972407380009},{"$f":"$Q$37*F294^$R$37","v":6.1150268683933806}]
[{"$f":"VKL!A79","v":0},{"$f":"VKL!B65","v":300.95603674518185},{"$f":"$C$174*B295^$D$174","v":742.35158897540373},null,{"$f":"IF($B$152=1,B295,C295)","v":300.95603674518185},{"$f":"E295/$C$141","v":300.95603674518185},{"$f":"IF($B$152=2,B295,C295)","v":742.35158897540373},{"$f":"Auslegung_BG1000_kondensierend!AH45","v":1.2861880462768136},{"$f":"Auslegung_BG1000_kondensierend!AL45","v":0.89346432410099674},{"$f":"$C$185*F295^$C$184+$D$185*F295^$D$184+$E$185*F295^$E$184+$F$185*F295^$F$184","v":66.335625243235341},{"$f":"$C$187*G295^$C$186+$D$187*G295^$D$186+$E$187*G295^$E$186+$F$187*G295^$F$186","v":65.937777080678842},{"$f":"$I$219*J295^$I$215+$J$219*J295^$J$215+$K$219*J295^$K$215+$L$219*J295^$L$215+$M$219*J295^$M$215+$N$219*J295^$N$215+$O$219*J295^$O$215","v":1.2341886047447921},{"$f":"IF($A$289=$A$233,J295,J295*L295)","v":81.870672763822029},{"$f":"M295*I295","v":73.148525304622126},{"$f":"M295*H295","v":105.30108064946859},null,{"$f":"$Q$31*G295^$R$31","v":6.1149972407380009},{"$f":"$Q$37*F295^$R$37","v":6.1150268683933806}]
[{"$f":"VKL!A80","v":0},{"$f":"VKL!B66","v":300.95603674518185},{"$f":"$C$174*B296^$D$174","v":742.35158897540373},null,{"$f":"IF($B$152=1,B296,C296)","v":300.95603674518185},{"$f":"E296/$C$141","v":300.95603674518185},{"$f":"IF($B$152=2,B296,C296)","v":742.35158897540373},{"$f":"Auslegung_BG1000_kondensierend!AH46","v":1.2861880462768136},{"$f":"Auslegung_BG1000_kondensierend!AL46","v":0.89346432410099674},{"$f":"$C$185*F296^$C$184+$D$185*F296^$D$184+$E$185*F296^$E$184+$F$185*F296^$F$184","v":66.335625243235341},{"$f":"$C$187*G296^$C$186+$D$187*G296^$D$186+$E$187*G296^$E$186+$F$187*G296^$F$186","v":65.937777080678842},{"$f":"$I$219*J296^$I$215+$J$219*J296^$J$215+$K$219*J296^$K$215+$L$219*J296^$L$215+$M$219*J296^$M$215+$N$219*J296^$N$215+$O$219*J296^$O$215","v":1.2341886047447921},{"$f":"IF($A$289=$A$233,J296,J296*L296)","v":81.870672763822029},{"$f":"M296*I296","v":73.148525304622126},{"$f":"M296*H296","v":105.30108064946859},null,{"$f":"$Q$31*G296^$R$31","v":6.1149972407380009},{"$f":"$Q$37*F296^$R$37","v":6.1150268683933806}]
[{"$f":"VKL!A81","v":0},{"$f":"VKL!B67","v":300.95603674518185},{"$f":"$C$174*B297^$D$174","v":742.35158897540373},null,{"$f":"IF($B$152=1,B297,C297)","v":300.95603674518185},{"$f":"E297/$C$141","v":300.95603674518185},{"$f":"IF($B$152=2,B297,C297)","v":742.35158897540373},{"$f":"Auslegung_BG1000_kondensierend!AH47","v":1.2861880462768136},{"$f":"Auslegung_BG1000_kondensierend!AL47","v":0.89346432410099674},{"$f":"$C$185*F297^$C$184+$D$185*F297^$D$184+$E$185*F297^$E$184+$F$185*F297^$F$184","v":66.335625243235341},{"$f":"$C$187*G297^$C$186+$D$187*G297^$D$186+$E$187*G297^$E$186+$F$187*G297^$F$186","v":65.937777080678842},{"$f":"$I$219*J297^$I$215+$J$219*J297^$J$215+$K$219*J297^$K$215+$L$219*J297^$L$215+$M$219*J297^$M$215+$N$219*J297^$N$215+$O$219*J297^$O$215","v":1.2341886047447921},{"$f":"IF($A$289=$A$233,J297,J297*L297)","v":81.870672763822029},{"$f":"M297*I297","v":73.148525304622126},{"$f":"M297*H297","v":105.30108064946859},null,{"$f":"$Q$31*G297^$R$31","v":6.1149972407380009},{"$f":"$Q$37*F297^$R$37","v":6.1150268683933806}]
[]
[]
[]
[]
[]
[]
[]
[]
[]
[]
[]
["Kühlen - Druckverlust Wasser",null,null,null,null,null,null,null,null,null,null,null,null,null,null,null,null,"heizen - Druckverlust Wasser"]
[]
[]
["Korrektur"]
[]
["Master"]
[{"$f":"A137","v":"Baugröße 1000"},1,{"$f":"$A$247","v":"Baugröße 630"},{"$f":"$A$261","v":"Baugröße 800"},{"$f":"$A$275","v":"Baugröße 1000"},{"$f":"$A$289","v":"Baugröße 1200"},null,null,null,{"$f":"$A$247","v":"Baugröße 630"},{"$f":"$A$261","v":"Baugröße 800"},{"$f":"$A$275","v":"Baugröße 1000"},{"$f":"$A$289","v":"Baugröße 1200"}]
[null,2,{"$f":"CONCATENATE(\"WT Länge = \",$B$139)","v":"WT Länge = 630"},{"$f":"CONCATENATE(\"WT Länge = \",$B$140)","v":"WT Länge = 860"},{"$f":"CONCATENATE(\"WT Länge = \",$B$141)","v":"WT Länge = 1060"},{"$f":"CONCATENATE(\"WT Länge = \",$B$142)","v":"WT Länge = 1260"},null,null,null,{"$f":"CONCATENATE(\"WT Länge = \",$B$139)","v":"WT Länge = 630"},{"$f":"CONCATENATE(\"WT Länge = \",$B$140)","v":"WT Länge = 860"},{"$f":"CONCATENATE(\"WT Länge = \",$B$141)","v":"WT Länge = 1060"},{"$f":"CONCATENATE(\"WT Länge = \",$B$142)","v":"WT Länge = 1260"}]
[null,3,"kPa","kPa","kPa","kPa"]
[{"$f":"HLOOKUP($A$315,$C$315:$F$323,B318,0)","v":0},4,{"$f":"O332","v":0},{"$f":"O346","v":0},{"$f":"O358","v":0},{"$f":"O371","v":0},null,null,null,{"$f":"1/$A318*C318","v":{"$error":"#DIV/0!"}},{"$f":"1/$A318*D318","v":{"$error":"#DIV/0!"}},{"$error":"#DIV/0!"},{"$error":"#DIV/0!"}]
[{"$f":"HLOOKUP($A$315,$C$315:$F$323,B319,0)","v":4},5,{"$f":"O333","v":3},{"$f":"O347","v":3},{"$f":"O359","v":4},{"$f":"O372","v":5},null,null,null,0.75,0.75,1,1.25]
[{"$f":"HLOOKUP($A$315,$C$315:$F$323,B320,0)","v":12},6,8,10,12,13,null,null,null,{"$f":"1/$A320*C320","v":0.66666666666666663},0.83333333333333326,1,1.0833333333333333]
[{"$f":"HLOOKUP($A$315,$C$315:$F$323,B321,0)","v":22},7,15,19,22,25,null,null,null,{"$f":"1/$A321*C321","v":0.68181818181818188},0.86363636363636365,1,1.1363636363636365]
[{"$f":"HLOOKUP($A$315,$C$315:$F$323,B322,0)","v":36},8,25,31,36,41,null,null,null,0.69444444444444442,0.86111111111111105,1,1.1388888888888888]
[{"$f":"HLOOKUP($A$315,$C$315:$F$323,B323,0)","v":52},9,36,45,52,60,null,null,null,0.69230769230769229,0.86538461538461542,1,1.153846153846154]
[]
[null,null,null,null,null,null,null,null,null,{"$f":"AVERAGE(J320:J323)","v":0.68380924630924644},{"$f":"AVERAGE(K320:K323)","v":0.85586635586635584},{"$f":"AVERAGE(L320:L323)","v":1},{"$f":"AVERAGE(M320:M323)","v":1.1281080031080031}]
[]
[]
["WT Länge"]
[{"$f":"B139","v":630}]
["QA","VA","DPA","TAI","RH","TAO","RH","QTOT","QSEN","QW","VW","TWI","TWO","GLI","DPW"]
["m3/h","m/s","Pa","°C","%","°C","%","kW","kW","l/h","m/s","°C","°C","%","kPa"]
[200,0.5,1,26,50,24,55,0.12,0.12,10,0.04,16,25.9,0,0]
[200,0.5,1,26,50,20,71,0.39,0.39,60,0.24,16,21.5,0,3]
[200,0.5,1,26,50,18,78,0.47,0.47,110,0.44,16,19.7,0,8]
[200,0.5,1,26,50,18,80,0.51,0.51,160,0.64,16,18.7,0,15]
[200,0.5,1,26,50,17,82,0.52,0.52,210,0.84,16,18.100000000000001,0,25]
[200,0.5,1,26,50,17,83,0.53,0.53,260,1.04,16,17.8,0,36]
[]
[]
[]
[]
["WT Länge"]
[{"$f":"B140","v":860}]
["QA","VA","DPA","TAI","RH","TAO","RH","QTOT","QSEN","QW","VW","TWI","TWO","GLI","DPW"]
["m3/h","m/s","Pa","°C","%","°C","%","kW","kW","l/h","m/s","°C","°C","%","kPa"]
[200,0.37,1,26,50,24,55,0.12,0.12,10,0.04,16,26,0,0]
[200,0.37,1,26,50,19,74,0.42,0.42,60,0.24,16,22.1,0,3]
[200,0.37,1,26,50,18,81,0.52,0.52,110,0.44,16,20,0,10]
[200,0.37,1,26,50,17,84,0.55000000000000004,0.55000000000000004,160,0.64,16,19,0,19]
[200,0.37,1,26,50,17,85,0.56000000000000005,0.56000000000000005,210,0.84,16,18.3,0,31]
[200,0.37,1,26,50,17,86,0.56999999999999995,0.56999999999999995,260,1.04,16,17.899999999999999,0,45]
[]
[]
["WT Länge"]
[{"$f":"B141","v":1060}]
["QA","VA","DPA","TAI","RH","TAO","RH","QTOT","QSEN","QW","VW","TWI","TWO","GLI","DPW"]
["m3/h","m/s","Pa","°C","%","°C","%","kW","kW","l/h","m/s","°C","°C","%","kPa"]
[200,0.3,0,26,50,24,55,0.12,0.12,10,0.04,16,26,0,0]
[200,0.3,0,26,50,19,76,0.44,0.44,60,0.24,16,22.4,0,4]
[200,0.3,0,26,50,17,83,0.54,0.54,110,0.44,16,20.2,0,12]
[200,0.3,0,26,50,17,86,0.56999999999999995,0.56999999999999995,160,0.64,16,19.100000000000001,0,22]
[200,0.3,0,26,50,16,87,0.59,0.59,210,0.84,16,18.399999999999999,0,36]
[200,0.3,0,26,50,16,88,0.6,0.6,260,1.04,16,18,0,52]
[]
[]
[]
["WT Länge"]
[{"$f":"B142","v":1260}]
["QA","VA","DPA","TAI","RH","TAO","RH","QTOT","QSEN","QW","VW","TWI","TWO","GLI","DPW"]
["m3/h","m/s","Pa","°C","%","°C","%","kW","kW","l/h","m/s","°C","°C","%","kPa"]
[200,0.25,0,26,50,24,55,0.12,0.12,10,0.04,16,26,0,0]
[200,0.25,0,26,50,18,77,0.46,0.46,60,0.24,16,22.6,0,5]
[200,0.25,0,26,50,17,85,0.56000000000000005,0.56000000000000005,110,0.44,16,20.399999999999999,0,13]
[200,0.25,0,26,50,16,87,0.59,0.59,160,0.64,16,19.2,0,25]
[200,0.25,0,26,50,16,89,0.6,0.6,210,0.84,16,18.5,0,41]
[200,0.25,0,26,50,16,89,0.61,0.61,260,1.04,16,18,0,60]

{"sheet":"Heizen_Auslegung_V120-V127","index":5,"n_rows":71,"n_cols":46,"rows_kept":71,"cut":false,"hidden":true,"merged":[]}
[null,"VKL1000","Nullseriengerät","2L","12style/3","mit Filter","2. Variable","Drehzahl [1/min]","Drehzahl","1/min",{"$f":"CONCATENATE(B1,\"; \", C1, \"; \", D1, \"; \", F1)","v":"VKL1000; Nullseriengerät; 2L; mit Filter"},null,null,null,null,null,null,null,null,null,null,null,null,null,null,null,null,null,null,null,null,null,null,null,null,null,null,null,null,null,null,null,null,null,1,"kühlen"]
[null,"heizen",null,null,null,null,null,null,null,null,null,null,null,null,null,null,null,null,null,null,null,null,null,null,null,null,null,null,null,null,null,null,null,null,null,null,null,null,null,null,null,null,null,null,2,"heizen"]
[null,"w_soll für Auslegung 1 und 2",{"$f":"VKL!N13","v":110},"kg/h",null,null,null,null,null,null,null,null,null,"Messung","Messung - Kontrolle","Drehzahl","q Sek ","Wasser-Massenstrom [kg/h]",{"$f":"H7","v":"Sekundärvolumenstrom - Kalorik [m³/h]"},"Abweichung zu Auslegung 1","Vergleichstext 1","Abweichung zu Auslegung 2","Vergleichstext 2","Druckverlust Kasten [Pa]","Bemerkung","Bemerkung",null,"Messung","Messung - Kontrolle","Drehzahl","q Sek ","Wasser-Massenstrom [kg/h]",{"$f":"$H$7","v":"Sekundärvolumenstrom - Kalorik [m³/h]"},"q_1 (Volumenstrom)","Abweichung zu Auslegung 1","Vergleichstext 1","q_2 (Drehzahl)","Abweichung zu Auslegung 2","Vergleichstext 2","Druckverlust Kasten [Pa]","Bemerkung","Bemerkung",null,null,"Abfrage",{"$f":"IF(B2=\"heizen\",2,1)","v":2}]
[null,"Nennwassermenge",200,"kg/h",null,null,null,null,null,null,null,null,null,null,null,"[1/min]","[W/K]",null,null,null,null,null,null,null,null,"[-]",null,null,null,"[1/min]","[W/K]",null,null,null,null,null,null,null,null,null,null,"[-]"]
[null,null,null,null,null,null,null,null,null,null,null,null,null,"V72",{"$f":"VLOOKUP($N5,Matrix_Rohdaten,1,0)","v":"V72"},{"$f":"VLOOKUP($N5,Matrix_Rohdaten,4,0)","v":1039},{"$f":"VLOOKUP($N5,Matrix_Rohdaten,17,0)","v":60.463885666666663},{"$f":"VLOOKUP($N5,Matrix_Rohdaten,12,0)","v":201.13361333333333},{"$f":"VLOOKUP($N5,Matrix_Rohdaten,18,0)","v":287.06149800000003},{"$f":"Q5/$D$9-1","v":7.9979342858067737E-2},{"$f":"IF(T5>0,CONCATENATE(\"+\", ROUND(AVERAGE(T5)*100,0), \" % Kühlleistung \", \" im Vergleich zur Auslegung 1\"), CONCATENATE(ROUND(AVERAGE(T5)*100,0), \" % Kühlleistung \", \" im Vergleich zur Auslegung 1\"))","v":"+8 % Kühlleistung  im Vergleich zur Auslegung 1"},{"$f":"Q5/$I$9-1","v":-0.11400897347205563},{"$f":"IF(V5>0,CONCATENATE(\"+\", ROUND(AVERAGE(V5)*100,0), \" % Kühlleistung \", \" im Vergleich zur Auslegung 2\"), CONCATENATE(ROUND(AVERAGE(V5)*100,0), \" % Kühlleistung \", \" im Vergleich zur Auslegung 2\"))","v":"-11 % Kühlleistung  im Vergleich zur Auslegung 2"},{"$f":"VLOOKUP($N5,Matrix_Rohdaten,5,0)","v":12},{"$f":"VLOOKUP($N5,Matrix_Rohdaten,2,0)","v":"VKL800; ISH Prototyp; mit Filter, 2MR,  mit 3-3,5cm Schalldämm., mit 3D-Strömung"},{"$f":"CONCATENATE(O5, \": \",Y5, \"; q Sek bei wok \",ROUND(R5,0), \" kg/h; \",ROUND(P5,0), \" 1/min; \", ROUND(S5,0), \" m³/h\")","v":"V72: VKL800; ISH Prototyp; mit Filter, 2MR,  mit 3-3,5cm Schalldämm., mit 3D-Strömung; q Sek bei wok 201 kg/h; 1039 1/min; 287 m³/h"},null,"V90",{"$f":"VLOOKUP($AB5,Matrix_Rohdaten,1,0)","v":"V90"},{"$f":"VLOOKUP($AB5,Matrix_Rohdaten,4,0)","v":504},{"$f":"VLOOKUP($AB5,Matrix_Rohdaten,17,0)","v":28.179728666666666},{"$f":"VLOOKUP($AB5,Matrix_Rohdaten,12,0)","v":119.88093600000001},{"$f":"VLOOKUP($AB5,Matrix_Rohdaten,18,0)","v":127.06816533333334},28.51059411673215,{"$f":"AE5/AH5-1","v":-1.160500018732713E-2},{"$f":"IF(AI5>0,CONCATENATE(\"+\", ROUND(AVERAGE(AI5)*100,0), \" % Kühlleistung \", \" im Vergleich zur Auslegung 1\"), CONCATENATE(ROUND(AVERAGE(AI5)*100,0), \" % Kühlleistung \", \" im Vergleich zur Auslegung 1\"))","v":"-1 % Kühlleistung  im Vergleich zur Auslegung 1"},26.980701147109599,{"$f":"AE5/AK5-1","v":4.4440191269288665E-2},{"$f":"IF(AL5>0,CONCATENATE(\"+\", ROUND(AVERAGE(AL5)*100,0), \" % Kühlleistung \", \" im Vergleich zur Auslegung 2\"), CONCATENATE(ROUND(AVERAGE(AL5)*100,0), \" % Kühlleistung \", \" im Vergleich zur Auslegung 2\"))","v":"+4 % Kühlleistung  im Vergleich zur Auslegung 2"},{"$f":"VLOOKUP($AB5,Matrix_Rohdaten,5,0)","v":1.8},{"$f":"VLOOKUP($AB5,Matrix_Rohdaten,2,0)","v":"VKL800; ISH Prototyp; mit Filter, mit 3-3,5cm Schalldämm."},{"$f":"CONCATENATE(AC5, \": \",AO5, \"; q Sek bei wok \",ROUND(AF5,0), \" kg/h; \",ROUND(AD5,0), \" 1/min; \", ROUND(AG5,0), \" m³/h\")","v":"V90: VKL800; ISH Prototyp; mit Filter, mit 3-3,5cm Schalldämm.; q Sek bei wok 120 kg/h; 504 1/min; 127 m³/h"}]
[null,"Auslegung 1 - Volumenstrom einstellbar",null,{"$f":"CONCATENATE(\"Auslegung 2; \", 'Heizen_Auswertung_V120-V127'!$F$1, \" \", ROUND($C$3,0), \" kg/h ;\",ROUND(B9,0), \" \", B8)","v":"Auslegung 2; Nullseriengerät 110 kg/h ;287 m³/h"},null,null,{"$f":"CONCATENATE(\"Auslegung 2 - \", 'Heizen_Auslegung_V120-V127'!C7,\" einstellbar\")","v":"Auslegung 2 - Drehzahl einstellbar"},null,{"$f":"CONCATENATE(\"Auslegung 2; \", 'Heizen_Auswertung_V120-V127'!$F$1, \" \", ROUND($C$3,0), \" kg/h ;\", G9, \" \", G8)","v":"Auslegung 2; Nullseriengerät 110 kg/h ;1039 1/min"},null,null,null,null,null,null,null,null,null,null,null,null,null,null,null,null,null,null,"V89",{"$f":"VLOOKUP($AB6,Matrix_Rohdaten,1,0)","v":"V89"},{"$f":"VLOOKUP($AB6,Matrix_Rohdaten,4,0)","v":749},{"$f":"VLOOKUP($AB6,Matrix_Rohdaten,17,0)","v":37.985166999999997},{"$f":"VLOOKUP($AB6,Matrix_Rohdaten,12,0)","v":119.99811333333334},{"$f":"VLOOKUP($AB6,Matrix_Rohdaten,18,0)","v":202.57796633333331},38.776944505684767,{"$f":"AE6/AH6-1","v":-2.0418769858689956E-2},{"$f":"IF(AI6>0,CONCATENATE(\"+\", ROUND(AVERAGE(AI6)*100,0), \" % Kühlleistung \", \" im Vergleich zur Auslegung 1\"), CONCATENATE(ROUND(AVERAGE(AI6)*100,0), \" % Kühlleistung \", \" im Vergleich zur Auslegung 1\"))","v":"-2 % Kühlleistung  im Vergleich zur Auslegung 1"},36.320424619887952,{"$f":"AE6/AK6-1","v":4.5834882095527218E-2},{"$f":"IF(AL6>0,CONCATENATE(\"+\", ROUND(AVERAGE(AL6)*100,0), \" % Kühlleistung \", \" im Vergleich zur Auslegung 2\"), CONCATENATE(ROUND(AVERAGE(AL6)*100,0), \" % Kühlleistung \", \" im Vergleich zur Auslegung 2\"))","v":"+5 % Kühlleistung  im Vergleich zur Auslegung 2"},{"$f":"VLOOKUP($AB6,Matrix_Rohdaten,5,0)","v":5},{"$f":"VLOOKUP($AB6,Matrix_Rohdaten,2,0)","v":"VKL800; ISH Prototyp; mit Filter, mit 3-3,5cm Schalldämm."},{"$f":"CONCATENATE(AC6, \": \",AO6, \"; q Sek bei wok \",ROUND(AF6,0), \" kg/h; \",ROUND(AD6,0), \" 1/min; \", ROUND(AG6,0), \" m³/h\")","v":"V89: VKL800; ISH Prototyp; mit Filter, mit 3-3,5cm Schalldämm.; q Sek bei wok 120 kg/h; 749 1/min; 203 m³/h"}]
[null,"V_Soll",{"$f":"'Heizen_Auswertung_V120-V127'!E2","v":"Drehzahl"},"q Sek ",null,null,{"$f":"'Heizen_Auswertung_V120-V127'!E2","v":"Drehzahl"},{"$f":"'Heizen_Auswertung_V120-V127'!K6","v":"Sekundärvolumenstrom - Kalorik [m³/h]"},"q Sek ",null,null,null,null,null,null,null,null,null,null,null,null,null,null,null,null,null,null,"V91",{"$f":"VLOOKUP($AB7,Matrix_Rohdaten,1,0)","v":"V91"},{"$f":"VLOOKUP($AB7,Matrix_Rohdaten,4,0)","v":1050},{"$f":"VLOOKUP($AB7,Matrix_Rohdaten,17,0)","v":46.449303000000008},{"$f":"VLOOKUP($AB7,Matrix_Rohdaten,12,0)","v":118.97463399999999},{"$f":"VLOOKUP($AB7,Matrix_Rohdaten,18,0)","v":301.98992166666665},47.631976539856147,{"$f":"AE7/AH7-1","v":-2.4829402971899284E-2},{"$f":"IF(AI7>0,CONCATENATE(\"+\", ROUND(AVERAGE(AI7)*100,0), \" % Kühlleistung \", \" im Vergleich zur Auslegung 1\"), CONCATENATE(ROUND(AVERAGE(AI7)*100,0), \" % Kühlleistung \", \" im Vergleich zur Auslegung 1\"))","v":"-2 % Kühlleistung  im Vergleich zur Auslegung 1"},44.720798883339206,{"$f":"AE7/AK7-1","v":3.8651011605804753E-2},{"$f":"IF(AL7>0,CONCATENATE(\"+\", ROUND(AVERAGE(AL7)*100,0), \" % Kühlleistung \", \" im Vergleich zur Auslegung 2\"), CONCATENATE(ROUND(AVERAGE(AL7)*100,0), \" % Kühlleistung \", \" im Vergleich zur Auslegung 2\"))","v":"+4 % Kühlleistung  im Vergleich zur Auslegung 2"},{"$f":"VLOOKUP($AB7,Matrix_Rohdaten,5,0)","v":12.5},{"$f":"VLOOKUP($AB7,Matrix_Rohdaten,2,0)","v":"VKL800; ISH Prototyp; mit Filter, mit 3-3,5cm Schalldämm."},{"$f":"CONCATENATE(AC7, \": \",AO7, \"; q Sek bei wok \",ROUND(AF7,0), \" kg/h; \",ROUND(AD7,0), \" 1/min; \", ROUND(AG7,0), \" m³/h\")","v":"V91: VKL800; ISH Prototyp; mit Filter, mit 3-3,5cm Schalldämm.; q Sek bei wok 119 kg/h; 1050 1/min; 302 m³/h"}]
[null,"m³/h",{"$f":"'Heizen_Auswertung_V120-V127'!C2","v":"1/min"},"W/K",null,null,{"$f":"'Heizen_Auswertung_V120-V127'!C2","v":"1/min"},"m³/h","W/K",null,null,null,null,null,null,null,null,null,null,null,null,null,null,null,null,null,null,"V92",{"$f":"VLOOKUP($AB8,Matrix_Rohdaten,1,0)","v":"V92"},{"$f":"VLOOKUP($AB8,Matrix_Rohdaten,4,0)","v":1144},{"$f":"VLOOKUP($AB8,Matrix_Rohdaten,17,0)","v":48.520722000000006},{"$f":"VLOOKUP($AB8,Matrix_Rohdaten,12,0)","v":118.02393366666666},{"$f":"VLOOKUP($AB8,Matrix_Rohdaten,18,0)","v":333.39040599999998},49.774436062355065,{"$f":"AE8/AH8-1","v":-2.5187910934529989E-2},{"$f":"IF(AI8>0,CONCATENATE(\"+\", ROUND(AVERAGE(AI8)*100,0), \" % Kühlleistung \", \" im Vergleich zur Auslegung 1\"), CONCATENATE(ROUND(AVERAGE(AI8)*100,0), \" % Kühlleistung \", \" im Vergleich zur Auslegung 1\"))","v":"-3 % Kühlleistung  im Vergleich zur Auslegung 1"},46.663227570497028,{"$f":"AE8/AK8-1","v":3.9806385589096882E-2},{"$f":"IF(AL8>0,CONCATENATE(\"+\", ROUND(AVERAGE(AL8)*100,0), \" % Kühlleistung \", \" im Vergleich zur Auslegung 2\"), CONCATENATE(ROUND(AVERAGE(AL8)*100,0), \" % Kühlleistung \", \" im Vergleich zur Auslegung 2\"))","v":"+4 % Kühlleistung  im Vergleich zur Auslegung 2"},{"$f":"VLOOKUP($AB8,Matrix_Rohdaten,5,0)","v":16},{"$f":"VLOOKUP($AB8,Matrix_Rohdaten,2,0)","v":"VKL800; ISH Prototyp; mit Filter, mit 3-3,5cm Schalldämm."},{"$f":"CONCATENATE(AC8, \": \",AO8, \"; q Sek bei wok \",ROUND(AF8,0), \" kg/h; \",ROUND(AD8,0), \" 1/min; \", ROUND(AG8,0), \" m³/h\")","v":"V92: VKL800; ISH Prototyp; mit Filter, mit 3-3,5cm Schalldämm.; q Sek bei wok 118 kg/h; 1144 1/min; 333 m³/h"}]
[null,287.06149800000003,{"$f":"'Heizen_Auswertung_V120-V127'!I33","v":774.12232966998261},{"$f":"'Heizen_Auswertung_V120-V127'!C56","v":55.986150167145283},null,null,1039,{"$f":"'Heizen_Auswertung_V120-V127'!M33","v":392.01827715987019},{"$f":"'Heizen_Auswertung_V120-V127'!C77","v":68.244354464418066},null,null,{"$f":"I9*20*0.916","v":1250.2365737881389}]
[]
[]
[null,null,null,null,null,null,null,null,null,null,null,null,null,null,null,null,null,null,null,null,null,null,null,null,null,"Text für Diagramme"]
[]
[]
[null,null,null,null,null,null,null,null,null,null,null,null,null,null,null,null,null,null,null,null,null,null,null,null,null,{"$f":"CONCATENATE('Heizen_Auswertung_V120-V127'!B1, \"; \", ROUND($C$3,0), \" \", $D$3)","v":"VKL1000; Nullseriengerät; 2L; 12style/3; mit Filter; 110 kg/h"}]
[null,null,null,null,null,null,null,null,null,null,null,null,null,null,null,null,null,null,null,null,null,null,null,null,null,{"$f":"CONCATENATE(\"A1; \",'Heizen_Auswertung_V120-V127'!B1, \"; \", ROUND($C$3,0), \" \", $D$3, \"; \", ROUND(C9,0), \" \",C8, \"; \",ROUND(B9,0), \" \", B8)","v":"A1; VKL1000; Nullseriengerät; 2L; 12style/3; mit Filter; 110 kg/h; 774 1/min; 287 m³/h"}]
[null,null,null,null,null,null,null,null,null,null,null,null,null,null,null,null,null,null,null,null,null,null,null,null,null,{"$f":"CONCATENATE(\"A2; \",'Heizen_Auswertung_V120-V127'!B1, \"; \", ROUND($C$3,0), \" \", $D$3, \"; \", ROUND(G9,0), \" \",G8, \"; \",ROUND(H9,0), \" \", H8)","v":"A2; VKL1000; Nullseriengerät; 2L; 12style/3; mit Filter; 110 kg/h; 1039 1/min; 392 m³/h"}]
[]
[null,null,null,null,null,null,null,null,null,null,null,null,null,null,null,null," "]
[]
[]
[]
[]
[]
[]
[]
[]
[]
[]
[]
[]
[]
[null,"Basis der Auslegung"]
[null,null,1,4,18,12,17,3,5]
[null,{"$f":"CONCATENATE($C$7,\"variation (bei ca. \", ROUND(AVERAGE(F37:F40),0), \" kg/h)\")","v":"Drehzahlvariation (bei ca. 208 kg/h)"},null,null,null,null,null,null,null,null,null,null,null,"Grenzen der Auslegung"]
[null,"Messung","Messung - Kontrolle",{"$f":"'Heizen_Auswertung_V120-V127'!$B$2","v":"Drehzahl [1/min]"},"Sekundärvolumenstrom [m³/h]","Wasser-Massenstrom [kg/h]","spez. Kühlleistung [W/K]","Druckverlust wassers. [kPa]","Druckverlust Kasten [Pa]",null,null,null,null,{"$f":"'Heizen_Auswertung_V120-V127'!$B$2","v":"Drehzahl [1/min]"},"Volumenstrom [m³/h]"]
[null,"V120",{"$f":"VLOOKUP($B37,Matrix_Rohdaten,1,0)","v":"V120"},{"$f":"VLOOKUP($B37,Matrix_Rohdaten,4,0)","v":479},{"$f":"VLOOKUP($B37,Matrix_Rohdaten,18,0)","v":172.60362533333333},{"$f":"VLOOKUP($B37,Matrix_Rohdaten,12,0)","v":206.24830399999999},{"$f":"VLOOKUP($B37,Matrix_Rohdaten,17,0)","v":40.335836},{"$f":"VLOOKUP($B37,Matrix_Rohdaten,3,0)","v":37},{"$f":"VLOOKUP($B37,Matrix_Rohdaten,5,0)","v":{"$error":"#DIV/0!"}},null,null,null,null,{"$f":"MIN(D37:D40)","v":479},{"$f":"MIN(E37:E40)","v":172.60362533333333}]
[null,"V121",{"$f":"VLOOKUP($B38,Matrix_Rohdaten,1,0)","v":"V121"},{"$f":"VLOOKUP($B38,Matrix_Rohdaten,4,0)","v":714},{"$f":"VLOOKUP($B38,Matrix_Rohdaten,18,0)","v":263.79993200000001},{"$f":"VLOOKUP($B38,Matrix_Rohdaten,12,0)","v":207.65088533333332},{"$f":"VLOOKUP($B38,Matrix_Rohdaten,17,0)","v":61.056584666666673},{"$f":"VLOOKUP($B38,Matrix_Rohdaten,3,0)","v":38.200000000000003},{"$f":"VLOOKUP($B38,Matrix_Rohdaten,5,0)","v":{"$error":"#DIV/0!"}},null,null,null,null,{"$f":"MAX(D37:D40)","v":1145},{"$f":"MAX(E37:E40)","v":434.83300700000001}]
[null,"V122",{"$f":"VLOOKUP($B39,Matrix_Rohdaten,1,0)","v":"V122"},{"$f":"VLOOKUP($B39,Matrix_Rohdaten,4,0)","v":1023},{"$f":"VLOOKUP($B39,Matrix_Rohdaten,18,0)","v":385.05699266666664},{"$f":"VLOOKUP($B39,Matrix_Rohdaten,12,0)","v":209.59801033333335},{"$f":"VLOOKUP($B39,Matrix_Rohdaten,17,0)","v":83.420463333333331},{"$f":"VLOOKUP($B39,Matrix_Rohdaten,3,0)","v":38.700000000000003},{"$f":"VLOOKUP($B39,Matrix_Rohdaten,5,0)","v":{"$error":"#DIV/0!"}}]
[null,"V123",{"$f":"VLOOKUP($B40,Matrix_Rohdaten,1,0)","v":"V123"},{"$f":"VLOOKUP($B40,Matrix_Rohdaten,4,0)","v":1145},{"$f":"VLOOKUP($B40,Matrix_Rohdaten,18,0)","v":434.83300700000001},{"$f":"VLOOKUP($B40,Matrix_Rohdaten,12,0)","v":210.34934233333334},{"$f":"VLOOKUP($B40,Matrix_Rohdaten,17,0)","v":90.967936000000009},{"$f":"VLOOKUP($B40,Matrix_Rohdaten,3,0)","v":37},{"$f":"VLOOKUP($B40,Matrix_Rohdaten,5,0)","v":{"$error":"#DIV/0!"}}]
[]
[null,{"$f":"CONCATENATE(\"Wassermassenstromvariation (bei Drehzahl von \", ROUND(AVERAGE(D44:D47),0), \" Pa)\")","v":"Wassermassenstromvariation (bei Drehzahl von 717 Pa)"},null,null,null,null,null,null,null,null,null,null,null,"Grenzen der Auslegung"]
[null,"Messung","Messung - Kontrolle",{"$f":"'Heizen_Auswertung_V120-V127'!$B$2","v":"Drehzahl [1/min]"},"Sekundärvolumenstrom [m³/h]","Wasser-Massenstrom [kg/h]","spez. Kühlleistung [W/K]","Druckverlust wassers. [kPa]",null,null,null,null,null,"Wasser-Massenstrom [kg/h]"]
[null,"V124",{"$f":"VLOOKUP($B44,Matrix_Rohdaten,1,0)","v":"V124"},{"$f":"VLOOKUP($B44,Matrix_Rohdaten,4,0)","v":717},{"$f":"VLOOKUP($B44,Matrix_Rohdaten,18,0)","v":258.60937100000001},{"$f":"VLOOKUP($B44,Matrix_Rohdaten,12,0)","v":38.885261666666665},{"$f":"VLOOKUP($B44,Matrix_Rohdaten,17,0)","v":31.352485333333334},{"$f":"VLOOKUP($B44,Matrix_Rohdaten,3,0)","v":1.8999999999999997},null,null,null,null,null,{"$f":"MIN(F44:F47)","v":38.885261666666665}]
[null,"V125",{"$f":"VLOOKUP($B45,Matrix_Rohdaten,1,0)","v":"V125"},{"$f":"VLOOKUP($B45,Matrix_Rohdaten,4,0)","v":717},{"$f":"VLOOKUP($B45,Matrix_Rohdaten,18,0)","v":261.6340433333333},{"$f":"VLOOKUP($B45,Matrix_Rohdaten,12,0)","v":104.83482533333334},{"$f":"VLOOKUP($B45,Matrix_Rohdaten,17,0)","v":51.748822333333329},{"$f":"VLOOKUP($B45,Matrix_Rohdaten,3,0)","v":11},null,null,null,null,null,{"$f":"MAX(F44:F47)","v":358.94364400000001}]
[null,"V126",{"$f":"VLOOKUP($B46,Matrix_Rohdaten,1,0)","v":"V126"},{"$f":"VLOOKUP($B46,Matrix_Rohdaten,4,0)","v":717},{"$f":"VLOOKUP($B46,Matrix_Rohdaten,18,0)","v":267.96938733333332},{"$f":"VLOOKUP($B46,Matrix_Rohdaten,12,0)","v":191.94380766666666},{"$f":"VLOOKUP($B46,Matrix_Rohdaten,17,0)","v":60.794938666666667},{"$f":"VLOOKUP($B46,Matrix_Rohdaten,3,0)","v":32.9}]
[null,"V127",{"$f":"VLOOKUP($B47,Matrix_Rohdaten,1,0)","v":"V127"},{"$f":"VLOOKUP($B47,Matrix_Rohdaten,4,0)","v":717},{"$f":"VLOOKUP($B47,Matrix_Rohdaten,18,0)","v":273.75506633333333},{"$f":"VLOOKUP($B47,Matrix_Rohdaten,12,0)","v":358.94364400000001},{"$f":"VLOOKUP($B47,Matrix_Rohdaten,17,0)","v":67.342434666666676},{"$f":"VLOOKUP($B47,Matrix_Rohdaten,3,0)","v":103}]
[]
[]
[]
[]
[null,{"$f":"CONCATENATE(\"Wassermassenstromvariation (bei \",$C$7, \" von \", ROUND(AVERAGE(D54:D57),0), \" Pa)\")","v":"Wassermassenstromvariation (bei Drehzahl von 472 Pa)"}]
[null,"Messung","Messung - Kontrolle",{"$f":"'Heizen_Auswertung_V120-V127'!$B$2","v":"Drehzahl [1/min]"},"Sekundärvolumenstrom [m³/h]","Wasser-Massenstrom [kg/h]","spez. Kühlleistung [W/K]","Druckverlust wassers. [kPa]"]
[null,"V132",{"$f":"VLOOKUP($B54,Matrix_Rohdaten,1,0)","v":"V132"},{"$f":"VLOOKUP($B54,Matrix_Rohdaten,4,0)","v":472},{"$f":"VLOOKUP($B54,Matrix_Rohdaten,18,0)","v":171.68146233333334},{"$f":"VLOOKUP($B54,Matrix_Rohdaten,12,0)","v":37.663333666666666},{"$f":"VLOOKUP($B54,Matrix_Rohdaten,17,0)","v":24.960559},{"$f":"VLOOKUP($B54,Matrix_Rohdaten,3,0)","v":1.8}]
[null,"V133",{"$f":"VLOOKUP($B55,Matrix_Rohdaten,1,0)","v":"V133"},{"$f":"VLOOKUP($B55,Matrix_Rohdaten,4,0)","v":472},{"$f":"VLOOKUP($B55,Matrix_Rohdaten,18,0)","v":167.98567299999999},{"$f":"VLOOKUP($B55,Matrix_Rohdaten,12,0)","v":113.66498666666666},{"$f":"VLOOKUP($B55,Matrix_Rohdaten,17,0)","v":36.393375999999996},{"$f":"VLOOKUP($B55,Matrix_Rohdaten,3,0)","v":12.699999999999998}]
[null,"V134",{"$f":"VLOOKUP($B56,Matrix_Rohdaten,1,0)","v":"V134"},{"$f":"VLOOKUP($B56,Matrix_Rohdaten,4,0)","v":472},{"$f":"VLOOKUP($B56,Matrix_Rohdaten,18,0)","v":170.09732466666665},{"$f":"VLOOKUP($B56,Matrix_Rohdaten,12,0)","v":200.33962033333333},{"$f":"VLOOKUP($B56,Matrix_Rohdaten,17,0)","v":40.03266},{"$f":"VLOOKUP($B56,Matrix_Rohdaten,3,0)","v":35.799999999999997}]
[null,"V135",{"$f":"VLOOKUP($B57,Matrix_Rohdaten,1,0)","v":"V135"},{"$f":"VLOOKUP($B57,Matrix_Rohdaten,4,0)","v":472},{"$f":"VLOOKUP($B57,Matrix_Rohdaten,18,0)","v":170.13485900000001},{"$f":"VLOOKUP($B57,Matrix_Rohdaten,12,0)","v":358.34483699999993},{"$f":"VLOOKUP($B57,Matrix_Rohdaten,17,0)","v":41.922272999999997},{"$f":"VLOOKUP($B57,Matrix_Rohdaten,3,0)","v":103}]
[]
[]
[null,{"$f":"CONCATENATE(\"Wassermassenstromvariation (bei \",$C$7, \" von \", ROUND(AVERAGE(D62:D65),0), \" Pa)\")","v":"Wassermassenstromvariation (bei Drehzahl von 1144 Pa)"}]
[null,"Messung","Messung - Kontrolle",{"$f":"'Heizen_Auswertung_V120-V127'!$B$2","v":"Drehzahl [1/min]"},"Sekundärvolumenstrom [m³/h]","Wasser-Massenstrom [kg/h]","spez. Kühlleistung [W/K]","Druckverlust wassers. [kPa]"]
[null,"V136",{"$f":"VLOOKUP($B62,Matrix_Rohdaten,1,0)","v":"V136"},{"$f":"VLOOKUP($B62,Matrix_Rohdaten,4,0)","v":1144},{"$f":"VLOOKUP($B62,Matrix_Rohdaten,18,0)","v":426.04730766666665},{"$f":"VLOOKUP($B62,Matrix_Rohdaten,12,0)","v":28.116942333333338},{"$f":"VLOOKUP($B62,Matrix_Rohdaten,17,0)","v":28.579714666666664},{"$f":"VLOOKUP($B62,Matrix_Rohdaten,3,0)","v":1.1000000000000001}]
[null,"V137",{"$f":"VLOOKUP($B63,Matrix_Rohdaten,1,0)","v":"V137"},{"$f":"VLOOKUP($B63,Matrix_Rohdaten,4,0)","v":1144},{"$f":"VLOOKUP($B63,Matrix_Rohdaten,18,0)","v":443.02738433333326},{"$f":"VLOOKUP($B63,Matrix_Rohdaten,12,0)","v":113.88945433333333},{"$f":"VLOOKUP($B63,Matrix_Rohdaten,17,0)","v":74.322660999999997},{"$f":"VLOOKUP($B63,Matrix_Rohdaten,3,0)","v":12.6}]
[null,"V138",{"$f":"VLOOKUP($B64,Matrix_Rohdaten,1,0)","v":"V138"},{"$f":"VLOOKUP($B64,Matrix_Rohdaten,4,0)","v":1144},{"$f":"VLOOKUP($B64,Matrix_Rohdaten,18,0)","v":450.20411766666666},{"$f":"VLOOKUP($B64,Matrix_Rohdaten,12,0)","v":195.13051433333331},{"$f":"VLOOKUP($B64,Matrix_Rohdaten,17,0)","v":91.293418666666682},{"$f":"VLOOKUP($B64,Matrix_Rohdaten,3,0)","v":33.4}]
[null,"V139",{"$f":"VLOOKUP($B65,Matrix_Rohdaten,1,0)","v":"V139"},{"$f":"VLOOKUP($B65,Matrix_Rohdaten,4,0)","v":1144},{"$f":"VLOOKUP($B65,Matrix_Rohdaten,18,0)","v":445.78859499999999},{"$f":"VLOOKUP($B65,Matrix_Rohdaten,12,0)","v":358.70327966666667},{"$f":"VLOOKUP($B65,Matrix_Rohdaten,17,0)","v":103.89672933333334},{"$f":"VLOOKUP($B65,Matrix_Rohdaten,3,0)","v":103}]
[]
[]
[null,null,null,null,null,null,null,null,null,null,null,null,null,null,null,null,"y =","mxb"]
[null,null,null,null,null,null,null,null,null,null,null,null,null,null,null,null,{"$f":"INDEX(LOGEST(I37:I40,LN(D37:D40),,TRUE),1,2)","v":{"$error":"#VALUE!"}},{"$f":"LN(INDEX(LOGEST(I37:I40,LN(D37:D40),,TRUE),1,1))","v":{"$error":"#VALUE!"}}]
[null,null,null,null,null,null,null,null,null,null,null,null,null,null,null,null,{"$f":"G7","v":"Drehzahl"},{"$f":"I36","v":"Druckverlust Kasten [Pa]"}]
[null,null,null,null,null,null,null,null,null,null,null,null,null,null,null,null,{"$f":"P5","v":1039},{"$f":"Q69*Q71^R69","v":{"$error":"#VALUE!"}}]

{"sheet":"Heizen_Auswertung_V120-V127","index":6,"n_rows":376,"n_cols":32,"rows_kept":376,"cut":false,"hidden":true,"merged":[[173,8,174,12]]}
[null,{"$f":"CONCATENATE('Heizen_Auslegung_V120-V127'!B1, \"; \", 'Heizen_Auslegung_V120-V127'!C1, \"; \", 'Heizen_Auslegung_V120-V127'!D1, \"; \",'Heizen_Auslegung_V120-V127'!E1, \"; \", 'Heizen_Auslegung_V120-V127'!F1)","v":"VKL1000; Nullseriengerät; 2L; 12style/3; mit Filter"},null,null,null,{"$f":"'Heizen_Auslegung_V120-V127'!C1","v":"Nullseriengerät"},null,null,1,4,26,12,17,3,6]
[null,{"$f":"'Heizen_Auslegung_V120-V127'!H1","v":"Drehzahl [1/min]"},{"$f":"'Heizen_Auslegung_V120-V127'!J1","v":"1/min"}," -> 2. Variable",{"$f":"'Heizen_Auslegung_V120-V127'!I1","v":"Drehzahl"}]
[null,null,null,null,null,null,null,"Aus Kalorikmessung vom",null,{"$f":"VLOOKUP($H8,Matrix_Rohdaten,8,0)","v":"2017-11-08"}]
[null,"w_soll \n(Kühlwasser)","Volumenstrom \nAuslegung 1 ","q Auslegung 1",{"$f":"CONCATENATE(B2, \"; Auslegung 2\")","v":"Drehzahl [1/min]; Auslegung 2"},"q Auslegung 2",null,"Gemessen von",null,{"$f":"VLOOKUP($H8,Matrix_Rohdaten,10,0)","v":"TT"}]
[null,"[kg/h]","[m³/h]","[W/K]","[Pa]","[W/K]",null,{"$f":"CONCATENATE(E2,\"variation (bei ca. \", ROUND(AVERAGE(L7:L10),0), \" kg/h)\")","v":"Drehzahlvariation (bei ca. 208 kg/h)"}]
[null,{"$f":"'Heizen_Auslegung_V120-V127'!C3","v":110},{"$f":"'Heizen_Auslegung_V120-V127'!B9","v":287.06149800000003},{"$f":"C56","v":55.986150167145283},{"$f":"'Heizen_Auslegung_V120-V127'!G9","v":1039},{"$f":"C77","v":68.244354464418066},null,"Messung","Messung",{"$f":"B2","v":"Drehzahl [1/min]"},"Sekundärvolumenstrom - Kalorik [m³/h]","Wasser-Massenstrom","spez. Kühlleistung [W/K]","Druckverlust wassers.","Steuerspannung [V]"]
[null,null,null,null,null,null,null,null,null,{"$f":"C2","v":"1/min"},"m³/h","kg/h","W/K","kPa","V"]
[null,{"$f":"CONCATENATE(\"w_soll = \", ROUND(B11,0),\" kg/h\")","v":"w_soll = 110 kg/h"},null,null,null,null,null,{"$f":"'Heizen_Auslegung_V120-V127'!B37","v":"V120"},{"$f":"VLOOKUP($H8,Matrix_Rohdaten,1,0)","v":"V120"},{"$f":"VLOOKUP($H8,Matrix_Rohdaten,4,0)","v":479},{"$f":"VLOOKUP($H8,Matrix_Rohdaten,18,0)","v":172.60362533333333},{"$f":"VLOOKUP($H8,Matrix_Rohdaten,12,0)","v":206.24830399999999},{"$f":"VLOOKUP($H8,Matrix_Rohdaten,17,0)","v":40.335836},{"$f":"VLOOKUP($H8,Matrix_Rohdaten,3,0)","v":37},{"$f":"VLOOKUP($H8,Matrix_Rohdaten,6,0)","v":3.5}]
[null,"wsoll","Faktor: Wassermenge zu Nennwassermenge ","Kühlleistung Korrekturfaktor für \nw_soll ≠ w_ok",{"$f":"B2","v":"Drehzahl [1/min]"},{"$f":"$N$88","v":"Sekundärvolumenstrom - Kalorik"},null,{"$f":"'Heizen_Auslegung_V120-V127'!B38","v":"V121"},{"$f":"VLOOKUP($H9,Matrix_Rohdaten,1,0)","v":"V121"},{"$f":"VLOOKUP($H9,Matrix_Rohdaten,4,0)","v":714},{"$f":"VLOOKUP($H9,Matrix_Rohdaten,18,0)","v":263.79993200000001},{"$f":"VLOOKUP($H9,Matrix_Rohdaten,12,0)","v":207.65088533333332},{"$f":"VLOOKUP($H9,Matrix_Rohdaten,17,0)","v":61.056584666666673},{"$f":"VLOOKUP($H9,Matrix_Rohdaten,3,0)","v":38.200000000000003},{"$f":"VLOOKUP($H9,Matrix_Rohdaten,6,0)","v":5.5}]
[null,"[kg/h]","[-]","[-]",null,null,null,{"$f":"'Heizen_Auslegung_V120-V127'!B39","v":"V122"},{"$f":"VLOOKUP($H10,Matrix_Rohdaten,1,0)","v":"V122"},{"$f":"VLOOKUP($H10,Matrix_Rohdaten,4,0)","v":1023},{"$f":"VLOOKUP($H10,Matrix_Rohdaten,18,0)","v":385.05699266666664},{"$f":"VLOOKUP($H10,Matrix_Rohdaten,12,0)","v":209.59801033333335},{"$f":"VLOOKUP($H10,Matrix_Rohdaten,17,0)","v":83.420463333333331},{"$f":"VLOOKUP($H10,Matrix_Rohdaten,3,0)","v":38.700000000000003},{"$f":"VLOOKUP($H10,Matrix_Rohdaten,6,0)","v":8}]
[null,{"$f":"$B$6","v":110},{"$f":"B11/$H$84","v":0.55000000000000004},{"$f":"$H$123*C11^$H$122+$I$123*C11^$I$122+$J$123*C11^$J$122+$K$123*C11^$K$122+$L$123","v":0.86445285575626363},{"$f":"$M$90","v":717},{"$f":"AVERAGE($N$90:$N$93)","v":265.49196699999999},{"$f":"$L$31*E11^$M$31","v":264.6820207296139},{"$f":"'Heizen_Auslegung_V120-V127'!B40","v":"V123"},{"$f":"VLOOKUP($H11,Matrix_Rohdaten,1,0)","v":"V123"},{"$f":"VLOOKUP($H11,Matrix_Rohdaten,4,0)","v":1145},{"$f":"VLOOKUP($H11,Matrix_Rohdaten,18,0)","v":434.83300700000001},{"$f":"VLOOKUP($H11,Matrix_Rohdaten,12,0)","v":210.34934233333334},{"$f":"VLOOKUP($H11,Matrix_Rohdaten,17,0)","v":90.967936000000009},{"$f":"VLOOKUP($H11,Matrix_Rohdaten,3,0)","v":37},{"$f":"VLOOKUP($H11,Matrix_Rohdaten,6,0)","v":10},null,null,null,null,"y =","mxb"]
[null,{"$f":"$B$6","v":110},{"$f":"B12/$H$84","v":0.55000000000000004},{"$f":"IFERROR($Q$123*C12^$Q$122+$R$123*C12^$R$122+$S$123*C12^$S$122+$T$123*C12^$T$122+$U$123,D11)","v":0.90081231487238722},{"$f":"IFERROR(IF($V$90=0,E11,$V$90),E11)","v":472},{"$f":"IFERROR(IF($W$90=0,F11,$W$90),F11)","v":171.68146233333334},{"$f":"$L$31*E12^$M$31","v":170.00272345403909},null,null,null,null,null,null,null,null,null,null,null,null,{"$f":"INDEX(LOGEST(J8:J11,LN(O8:O11),,TRUE),1,2)","v":166.27043040398175},{"$f":"LN(INDEX(LOGEST(J8:J11,LN(O8:O11),,TRUE),1,1))","v":0.85315673207507303}]
[null,{"$f":"$B$6","v":110},{"$f":"B13/$H$84","v":0.55000000000000004},{"$f":"IFERROR($Z$123*C13^$Z$122+$AA$123*C13^$AA$122+$AB$123*C13^$AB$122+$AC$123*C13^$AC$122+$AD$123,D11)","v":0.79499348592983421},{"$f":"IFERROR(IF($AE$90=0,E11,$AE$90),E11)","v":1144},{"$f":"IFERROR(IF($AF$90=0,F11,$AF$90),F11)","v":426.04730766666665},{"$f":"$L$31*E13^$M$31","v":434.08884565316504},null,null,null,null,null,null,null,null,null,null,null,null,"x = Drehzahl","y = Steuerspannung"]
[null,null,null,null,null,null,null,null,null,null,null,null,null,null,null,null,null,null,null,2,{"$f":"T12*T14^U12","v":300.35909586235948}]
[null,"y =","axn+bx(n-1)+...+nx+m",null,null,"Korrektur\nWassermenge",null,null,null,null,null,null,null,null,null,null,null,null,null,10,{"$f":"T12*T15^U12","v":1185.6916271298239}]
[null,"Polynom",3,"Ordnung","Auslegung 1",{"$f":"B19*H33^2+C19*H33+D19","v":0.8556522262661973}]
[null,"a =","b =","m =","Auslegung 2",{"$f":"B19*M33^2+C19*M33+D19","v":0.81047740734160856}]
[null,2,1,0]
[null,{"$f":"LINEST(D11:D13,F11:F13^{0,1,2},0,0)","v":-1.7704971762349295E-7},-3.1018265812997933E-4,0.95928338345197206]
[]
[]
[]
[]
[]
[]
[]
[]
[]
[null,null,null,null,null,null,null,null,null,null,null,null,null,null,null,null,"Aus Drehzahl"]
[null,null,null,null,null,null,null,"y =","mxb",null,null,"y =","mxb",null,null,null,"y =","mxb",null,"y =","mxb"]
[null,null,null,null,null,null,null,{"$f":"INDEX(LOGEST('Heizen_Auswertung_V120-V127'!J8:J11,LN('Heizen_Auswertung_V120-V127'!K8:K11),,TRUE),1,2)","v":3.6943075115364117},{"$f":"LN(INDEX(LOGEST(J8:J11,LN(K8:K11),,TRUE),1,1))","v":0.94438576558042409},null,null,{"$f":"INDEX(LOGEST('Heizen_Auswertung_V120-V127'!K8:K11,LN('Heizen_Auswertung_V120-V127'!J8:J11),,TRUE),1,2)","v":0.25065136465925936},{"$f":"LN(INDEX(LOGEST(K8:K11,LN(J8:J11),,TRUE),1,1))","v":1.0588807860655451},null,null,null,{"$f":"INDEX(LOGEST(O8:O11,LN(J8:J11),,TRUE),1,2)","v":2.6311883887550967E-3},{"$f":"LN(INDEX(LOGEST(O8:O11,LN(J8:J11),,TRUE),1,1))","v":1.1641165989793374},null,{"$f":"INDEX(LOGEST(K8:K11,LN(O8:O11),,TRUE),1,2)","v":56.302209588005653},{"$f":"LN(INDEX(LOGEST(O8:O11,LN(M8:M11),,TRUE),1,1))","v":1.2408000285684839}]
[null,null,null,null,null,null,null,"V soll [m³/h]",{"$f":"B2","v":"Drehzahl [1/min]"},null,null,{"$f":"B76","v":"Drehzahl Soll 1/min"},"Volumenstrom [m³/h]",null,null,null,"x = Drehzahl","y = Steuerspannung",null,"x = Volumenstrom","y = Steuerspannung"]
[null,null,null,null,null,null,null,{"$f":"'Heizen_Auslegung_V120-V127'!B9","v":287.06149800000003},{"$f":"H31*H33^I31","v":774.12232966998261},null,null,{"$f":"'Heizen_Auslegung_V120-V127'!G9","v":1039},{"$f":"L31*L33^M31","v":392.01827715987019},null,null,null,290.65248481270544,{"$f":"Q31*Q33^R31","v":1.9400215474226401},null,2,{"$f":"T31*T33^U31","v":133.05875831400073}]
[null,null,null,null,null,null,null,null,null,null,null,null,null,null,null,null,1198.1339409443244,{"$f":"Q31*Q34^R31","v":10.08999954201491},null,10,{"$f":"T31*T34^U31","v":980.22430705303975}]
[null,null,null,null,null,null,null,null,null,null,null,null,null,null,null,null,"Aus Volumenstrom"]
[null,null,null,null,null,null,null,{"$f":"CONCATENATE(\"w_mess = \", ROUND(H39,0),\" kg/h\")","v":"w_mess = 208 kg/h"},null,null,null,null,null,null,null,null,"y =","mxb"]
[null,null,null,null,null,null,null,"wsoll","Faktor: Wassermenge zu Nennwassermenge ","Kühlleistung Korrekturfaktor für \nw_soll ≠ w_ok",{"$f":"B2","v":"Drehzahl [1/min]"},{"$f":"$N$88","v":"Sekundärvolumenstrom - Kalorik"},null,null,null,null,{"$f":"INDEX(LOGEST(O8:O11,LN(K8:K11),,TRUE),1,2)","v":1.203268531992386E-2},{"$f":"LN(INDEX(LOGEST(O8:O11,LN(K8:K11),,TRUE),1,1))","v":1.099562966862536}]
[null,null,null,null,null,null,null,"[kg/h]","[-]","[-]",null,null,null,null,null,null,"x = Volumenstrom","y = Steuerspannung"]
[null,null,null,null,null,null,null,{"$f":"AVERAGE($L$8:$L$11)","v":208.4616355},{"$f":"H39/$H$84","v":1.0423081775},{"$f":"$H$123*I39^$H$122+$I$123*I39^$I$122+$J$123*I39^$J$122+$K$123*I39^$K$122+$L$123","v":1.0029017052311433},{"$f":"$M$90","v":717},{"$f":"AVERAGE($N$90:$N$93)","v":265.49196699999999},null,null,null,null,101.7577317702299,{"$f":"Q37*Q39^R37","v":1.9400340178203579}]
[null,null,null,null,null,null,null,{"$f":"AVERAGE($L$8:$L$11)","v":208.4616355},{"$f":"H40/$H$84","v":1.0423081775},{"$f":"IFERROR($Q$123*I40^$Q$122+$R$123*I40^$R$122+$S$123*I40^$S$122+$T$123*I40^$T$122+$U$123,J39)","v":1.0013390147326897},{"$f":"IFERROR(IF($V$90=0,K39,$V$90),K39)","v":472},{"$f":"IFERROR(IF($W$90=0,L39,$W$90),L39)","v":171.68146233333334},null,null,null,null,455.84468245094615,{"$f":"Q37*Q40^R37","v":10.090185497288223}]
[null,null,null,null,null,null,null,{"$f":"AVERAGE($L$8:$L$11)","v":208.4616355},{"$f":"H41/$H$84","v":1.0423081775},{"$f":"IFERROR($Z$123*I41^$Z$122+$AA$123*I41^$AA$122+$AB$123*I41^$AB$122+$AC$123*I41^$AC$122+$AD$123,J39)","v":1.008634220353424},{"$f":"IFERROR(IF($AE$90=0,K39,$AE$90),K39)","v":1144},{"$f":"IFERROR(IF($AF$90=0,L39,$AF$90),L39)","v":426.04730766666665}]
[]
[null,null,null,null,null,null,null,"y =","axn+bx(n-1)+...+nx+m"]
[null,null,null,null,null,null,null,"Polynom",3,"Ordnung"]
[null,null,null,null,null,null,null,"a =","b =","m ="]
[null,null,null,null,null,null,null,2,1,0]
[null,null,null,null,null,null,null,{"$f":"LINEST(J39:J41,L39:L41^{0,1,2},0,0)","v":7.487776633841677E-8},-1.6076621999053642E-5,1.0018920861477534]
[]
[null,null,null,null,null,null,null,null,null,null,{"$f":"H47*J52^2+I47*J52^1+J47*J52^0","v":1.00134796218182}]
[null,"y =","axn+bx(n-1)+...+nx+m",null,null,null,null,null,null,null,null,{"$f":"CONCATENATE($B$1, \" ; \",L51)","v":"VKL1000; Nullseriengerät; 2L; 12style/3; mit Filter ; q Sek [W/K] bei wok 200 kg/h"},null,{"$f":"CONCATENATE($B$1, \" ; \",N51)","v":"VKL1000; Nullseriengerät; 2L; 12style/3; mit Filter ; q Sek [W/K] bei w_soll 110 kg/h"},{"$f":"CONCATENATE(\"im Mittel \", ROUND(AVERAGE(O52:O55)*100,0), \" % Kühlleistung bei \", ROUND(H$87,0), \" kg/h\")","v":"im Mittel -16 % Kühlleistung bei 110 kg/h"}]
[null,"Polynom",2,"Ordnung",null,null,null,"Wasser-\nmenge [kg/h]","q Sek [W/K]",{"$f":"K6","v":"Sekundärvolumenstrom - Kalorik [m³/h]"},{"$f":"CONCATENATE(\"Korrektur bei \", ROUND(AVERAGE(H52:H55),0), \" kg/h (Mittelwert)\")","v":"Korrektur bei 208 kg/h (Mittelwert)"},{"$f":"CONCATENATE(\"q Sek [W/K] bei wok \", H$84, \" kg/h\")","v":"q Sek [W/K] bei wok 200 kg/h"},{"$f":"CONCATENATE(\"Korrektur bei \", ROUND(AVERAGE(B6),0), \" kg/h (Mittelwert)\")","v":"Korrektur bei 110 kg/h (Mittelwert)"},{"$f":"CONCATENATE(\"q Sek [W/K] bei w_soll \", ROUND(H$87,0), \" kg/h\")","v":"q Sek [W/K] bei w_soll 110 kg/h"},{"$f":"CONCATENATE(\"q Sek Abweichung von Nennwassermenge bei \", H$87, \" kg/h\")","v":"q Sek Abweichung von Nennwassermenge bei 110 kg/h"}]
[null,"a =","b =","c =","m =",null,null,{"$f":"L8","v":206.24830399999999},40.335836,{"$f":"K8","v":172.60362533333333},{"$f":"IF($J$39=$J$40,$J$39,$H$47*J52^$H$46+$I$47*J52^$I$46+$J$47*J52^$J$46)","v":1.00134796218182},{"$f":"I52/K52","v":40.281538010136792},{"$f":"IF($D$11=$D$12,$D$11,$B$19*J52^$B$18+$C$19*J52^$C$18+$D$19*J52^$D$18)","v":0.90047006492355486},{"$f":"L52*M52","v":36.27231914720852},{"$f":"1/L52*N52-1","v":-9.9529935076445142E-2}]
[null,3,2,1,0,null,null,207.65088533333332,61.056584666666673,{"$f":"K9","v":263.79993200000001},{"$f":"IF($J$39=$J$40,$J$39,$H$47*J53^$H$46+$I$47*J53^$I$46+$J$47*J53^$J$46)","v":1.0028618483769467},{"$f":"I53/K53","v":60.882348616095001},{"$f":"IF($D$11=$D$12,$D$11,$B$19*J53^$B$18+$C$19*J53^$C$18+$D$19*J53^$D$18)","v":0.86513625793038607},{"$f":"L53*M53","v":52.671527255741651},{"$f":"1/L53*N53-1","v":-0.13486374206961393}]
[null,{"$f":"LINEST(N52:N55,K8:K11^{1,2,3},0,0)","v":-2.8057740639706073E-7},-9.3290669096832721E-6,0.22083070448231293,0,null,null,209.59801033333335,83.420463333333331,{"$f":"K10","v":385.05699266666664},{"$f":"IF($J$39=$J$40,$J$39,$H$47*J54^$H$46+$I$47*J54^$I$46+$J$47*J54^$J$46)","v":1.0068037135496408},{"$f":"I54/K54","v":82.856729877586261},{"$f":"IF($D$11=$D$12,$D$11,$B$19*J54^$B$18+$C$19*J54^$C$18+$D$19*J54^$D$18)","v":0.81359441725289494},{"$f":"L54*M54","v":67.411772860235317},{"$f":"1/L54*N54-1","v":-0.18640558274710517}]
[null,"V soll [m³/h]","q sek [W/K]",null,null,null,null,210.34934233333334,90.967936000000009,{"$f":"K11","v":434.83300700000001},{"$f":"IF($J$39=$J$40,$J$39,$H$47*J55^$H$46+$I$47*J55^$I$46+$J$47*J55^$J$46)","v":1.0090593091503146},{"$f":"I55/K55","v":90.151228153873518},{"$f":"IF($D$11=$D$12,$D$11,$B$19*J55^$B$18+$C$19*J55^$C$18+$D$19*J55^$D$18)","v":0.7909292102186698},{"$f":"L55*M55","v":71.303239683986291},{"$f":"1/L55*N55-1","v":-0.2090707897813302}]
[null,{"$f":"C6","v":287.06149800000003},{"$f":"B54*B56^B53+C54*B56^C53+D54*B56^D53+E54*B56^E53","v":55.986150167145283}]
[null,null,null,null,null,null,null,null,null,null,null,null,"Auslegung 1"]
[null,null,null,null,null,null,null,null,null,null,null,"Sekundärvolumenstrom [m³/h]",{"$f":"H33","v":287.06149800000003}]
[null,null,null,null,null,null,null,null,null,null,null,"Abweichung",{"$f":"L68*M58^L67+M68*M58^M67+N68*M58^N67","v":-0.14434777373380275},{"$f":"IF(M59>=0, CONCATENATE(\"+\", ROUND(AVERAGE(M59)*100,0), \" % Kühlleistung bei \", ROUND(H$87,0), \" kg/h\"),CONCATENATE(ROUND(AVERAGE(M59)*100,0), \" % Kühlleistung bei \", ROUND(H$87,0), \" kg/h\"))","v":"-14 % Kühlleistung bei 110 kg/h"}]
[null,null,null,null,null,null,null,null,null,null,null,null,"Auslegung 2"]
[null,null,null,null,null,null,null,null,null,null,null,"Sekundärvolumenstrom [m³/h]",{"$f":"M33","v":392.01827715987019}]
[null,null,null,null,null,null,null,null,null,null,null,"Abweichung",{"$f":"L68*M61^L67+M68*M61^M67+N68*M61^N67","v":-0.18952259265839144},{"$f":"IF(M62>=0, CONCATENATE(\"+\", ROUND(AVERAGE(M62)*100,0), \" % Kühlleistung bei \", ROUND(H$87,0), \" kg/h\"),CONCATENATE(ROUND(AVERAGE(M62)*100,0), \" % Kühlleistung bei \", ROUND(H$87,0), \" kg/h\"))","v":"-19 % Kühlleistung bei 110 kg/h"}]
[]
[null,null,null,null,null,null,null,null,null,null,null,"y =","axn+bx(n-1)+...+nx+m"]
[null,null,null,null,null,null,null,null,null,null,null,"Polynom",3,"Ordnung"]
[null,null,null,null,null,null,null,null,null,null,null,"a =","b =","m ="]
[null,null,null,null,null,null,null,null,null,null,null,2,1,0]
[null,null,null,null,null,null,null,null,null,null,null,{"$f":"LINEST(O52:O55,J52:J55^{0,1,2},0,0)","v":-1.7704971762348393E-7},-3.1018265812998502E-4,-4.0716616548027128E-2]
[]
[]
[null,"y =","axn+bx(n-1)+...+nx+m",null,null,null,null,{"$f":"CONCATENATE(\"Wassermassenstromvariation (bei \",$E$2, \" von \", ROUND(AVERAGE(J74:J77),0), \" Pa)\")","v":"Wassermassenstromvariation (bei Drehzahl von 717 Pa)"},null,null,null,null,null,null,null,null,{"$f":"CONCATENATE(\"Wassermassenstromvariation (bei \",$E$2, \" von \", ROUND(AVERAGE(S74:S77),0), \" Pa)\")","v":"Wassermassenstromvariation (bei Drehzahl von 472 Pa)"},null,null,null,null,null,null,null,null,{"$f":"CONCATENATE(\"Wassermassenstromvariation (bei \",$E$2, \" von \", ROUND(AVERAGE(AB74:AB77),0), \" Pa)\")","v":"Wassermassenstromvariation (bei Drehzahl von 1144 Pa)"}]
[null,"Polynom",2,"Ordnung",null,null,null,"Messung","Messung",{"$f":"B2","v":"Drehzahl [1/min]"},"Sekundärvolumenstrom - Kalorik","Wasser-Massenstrom","spez. Kühlleistung","Druckverlust wassers.",null,null,"Messung","Messung",{"$f":"L4","v":0},"Sekundärvolumenstrom - Kalorik","Wasser-Massenstrom","spez. Kühlleistung","Druckverlust wassers.",null,null,"Messung","Messung",{"$f":"U4","v":0},"Sekundärvolumenstrom - Kalorik","Wasser-Massenstrom","spez. Kühlleistung","Druckverlust wassers."]
[null,"a =","b =","c =","m =",null,null,null,null,"Pa","m³/h","kg/h","W/K","kPa",null,null,null,null,"Pa","m³/h","kg/h","W/K","kPa",null,null,null,null,"Pa","m³/h","kg/h","W/K","kPa"]
[null,3,2,1,0,null,null,{"$f":"'Heizen_Auslegung_V120-V127'!B44","v":"V124"},{"$f":"VLOOKUP($H74,Matrix_Rohdaten,1,0)","v":"V124"},{"$f":"VLOOKUP($H74,Matrix_Rohdaten,4,0)","v":717},{"$f":"VLOOKUP($H74,Matrix_Rohdaten,18,0)","v":258.60937100000001},{"$f":"VLOOKUP($H74,Matrix_Rohdaten,12,0)","v":38.885261666666665},{"$f":"VLOOKUP($H74,Matrix_Rohdaten,17,0)","v":31.352485333333334},{"$f":"VLOOKUP($H74,Matrix_Rohdaten,3,0)","v":1.8999999999999997},null,null,{"$f":"'Heizen_Auslegung_V120-V127'!B54","v":"V132"},{"$f":"VLOOKUP($Q74,Matrix_Rohdaten,1,0)","v":"V132"},{"$f":"VLOOKUP($Q74,Matrix_Rohdaten,4,0)","v":472},{"$f":"VLOOKUP($Q74,Matrix_Rohdaten,18,0)","v":171.68146233333334},{"$f":"VLOOKUP($Q74,Matrix_Rohdaten,12,0)","v":37.663333666666666},{"$f":"VLOOKUP($Q74,Matrix_Rohdaten,17,0)","v":24.960559},{"$f":"VLOOKUP($Q74,Matrix_Rohdaten,3,0)","v":1.8},null,null,{"$f":"'Heizen_Auslegung_V120-V127'!B62","v":"V136"},{"$f":"VLOOKUP($Z74,Matrix_Rohdaten,1,0)","v":"V136"},{"$f":"VLOOKUP($Z74,Matrix_Rohdaten,4,0)","v":1144},{"$f":"VLOOKUP($Z74,Matrix_Rohdaten,18,0)","v":426.04730766666665},{"$f":"VLOOKUP($Z74,Matrix_Rohdaten,12,0)","v":28.116942333333338},{"$f":"VLOOKUP($Z74,Matrix_Rohdaten,17,0)","v":28.579714666666664},{"$f":"VLOOKUP($Z74,Matrix_Rohdaten,3,0)","v":1.1000000000000001}]
[null,{"$f":"LINEST(N52:N55,J8:J11^{1,2,3},0,0)","v":-2.2383218373170866E-8},1.5501476241948966E-5,7.3739848535738589E-2,0,null,null,{"$f":"'Heizen_Auslegung_V120-V127'!B45","v":"V125"},{"$f":"VLOOKUP($H75,Matrix_Rohdaten,1,0)","v":"V125"},{"$f":"VLOOKUP($H75,Matrix_Rohdaten,4,0)","v":717},{"$f":"VLOOKUP($H75,Matrix_Rohdaten,18,0)","v":261.6340433333333},{"$f":"VLOOKUP($H75,Matrix_Rohdaten,12,0)","v":104.83482533333334},{"$f":"VLOOKUP($H75,Matrix_Rohdaten,17,0)","v":51.748822333333329},{"$f":"VLOOKUP($H75,Matrix_Rohdaten,3,0)","v":11},null,null,{"$f":"'Heizen_Auslegung_V120-V127'!B55","v":"V133"},{"$f":"VLOOKUP($Q75,Matrix_Rohdaten,1,0)","v":"V133"},{"$f":"VLOOKUP($Q75,Matrix_Rohdaten,4,0)","v":472},{"$f":"VLOOKUP($Q75,Matrix_Rohdaten,18,0)","v":167.98567299999999},{"$f":"VLOOKUP($Q75,Matrix_Rohdaten,12,0)","v":113.66498666666666},{"$f":"VLOOKUP($Q75,Matrix_Rohdaten,17,0)","v":36.393375999999996},{"$f":"VLOOKUP($Q75,Matrix_Rohdaten,3,0)","v":12.699999999999998},null,null,{"$f":"'Heizen_Auslegung_V120-V127'!B63","v":"V137"},{"$f":"VLOOKUP($Z75,Matrix_Rohdaten,1,0)","v":"V137"},{"$f":"VLOOKUP($Z75,Matrix_Rohdaten,4,0)","v":1144},{"$f":"VLOOKUP($Z75,Matrix_Rohdaten,18,0)","v":443.02738433333326},{"$f":"VLOOKUP($Z75,Matrix_Rohdaten,12,0)","v":113.88945433333333},{"$f":"VLOOKUP($Z75,Matrix_Rohdaten,17,0)","v":74.322660999999997},{"$f":"VLOOKUP($Z75,Matrix_Rohdaten,3,0)","v":12.6}]
[null,{"$f":"CONCATENATE(E2,\" Soll \",C2)","v":"Drehzahl Soll 1/min"},"q sek [W/K]",null,null,null,null,{"$f":"'Heizen_Auslegung_V120-V127'!B46","v":"V126"},{"$f":"VLOOKUP($H76,Matrix_Rohdaten,1,0)","v":"V126"},{"$f":"VLOOKUP($H76,Matrix_Rohdaten,4,0)","v":717},{"$f":"VLOOKUP($H76,Matrix_Rohdaten,18,0)","v":267.96938733333332},{"$f":"VLOOKUP($H76,Matrix_Rohdaten,12,0)","v":191.94380766666666},{"$f":"VLOOKUP($H76,Matrix_Rohdaten,17,0)","v":60.794938666666667},{"$f":"VLOOKUP($H76,Matrix_Rohdaten,3,0)","v":32.9},null,null,{"$f":"'Heizen_Auslegung_V120-V127'!B56","v":"V134"},{"$f":"VLOOKUP($Q76,Matrix_Rohdaten,1,0)","v":"V134"},{"$f":"VLOOKUP($Q76,Matrix_Rohdaten,4,0)","v":472},{"$f":"VLOOKUP($Q76,Matrix_Rohdaten,18,0)","v":170.09732466666665},{"$f":"VLOOKUP($Q76,Matrix_Rohdaten,12,0)","v":200.33962033333333},{"$f":"VLOOKUP($Q76,Matrix_Rohdaten,17,0)","v":40.03266},{"$f":"VLOOKUP($Q76,Matrix_Rohdaten,3,0)","v":35.799999999999997},null,null,{"$f":"'Heizen_Auslegung_V120-V127'!B64","v":"V138"},{"$f":"VLOOKUP($Z76,Matrix_Rohdaten,1,0)","v":"V138"},{"$f":"VLOOKUP($Z76,Matrix_Rohdaten,4,0)","v":1144},{"$f":"VLOOKUP($Z76,Matrix_Rohdaten,18,0)","v":450.20411766666666},{"$f":"VLOOKUP($Z76,Matrix_Rohdaten,12,0)","v":195.13051433333331},{"$f":"VLOOKUP($Z76,Matrix_Rohdaten,17,0)","v":91.293418666666682},{"$f":"VLOOKUP($Z76,Matrix_Rohdaten,3,0)","v":33.4}]
[null,{"$f":"E6","v":1039},{"$f":"B75*B77^B74+C75*B77^C74+D75*B77^D74+E75*B77^E74","v":68.244354464418066},null,null,null,null,{"$f":"'Heizen_Auslegung_V120-V127'!B47","v":"V127"},{"$f":"VLOOKUP($H77,Matrix_Rohdaten,1,0)","v":"V127"},{"$f":"VLOOKUP($H77,Matrix_Rohdaten,4,0)","v":717},{"$f":"VLOOKUP($H77,Matrix_Rohdaten,18,0)","v":273.75506633333333},{"$f":"VLOOKUP($H77,Matrix_Rohdaten,12,0)","v":358.94364400000001},{"$f":"VLOOKUP($H77,Matrix_Rohdaten,17,0)","v":67.342434666666676},{"$f":"VLOOKUP($H77,Matrix_Rohdaten,3,0)","v":103},null,null,{"$f":"'Heizen_Auslegung_V120-V127'!B57","v":"V135"},{"$f":"VLOOKUP($Q77,Matrix_Rohdaten,1,0)","v":"V135"},{"$f":"VLOOKUP($Q77,Matrix_Rohdaten,4,0)","v":472},{"$f":"VLOOKUP($Q77,Matrix_Rohdaten,18,0)","v":170.13485900000001},{"$f":"VLOOKUP($Q77,Matrix_Rohdaten,12,0)","v":358.34483699999993},{"$f":"VLOOKUP($Q77,Matrix_Rohdaten,17,0)","v":41.922272999999997},{"$f":"VLOOKUP($Q77,Matrix_Rohdaten,3,0)","v":103},null,null,{"$f":"'Heizen_Auslegung_V120-V127'!B65","v":"V139"},{"$f":"VLOOKUP($Z77,Matrix_Rohdaten,1,0)","v":"V139"},{"$f":"VLOOKUP($Z77,Matrix_Rohdaten,4,0)","v":1144},{"$f":"VLOOKUP($Z77,Matrix_Rohdaten,18,0)","v":445.78859499999999},{"$f":"VLOOKUP($Z77,Matrix_Rohdaten,12,0)","v":358.70327966666667},{"$f":"VLOOKUP($Z77,Matrix_Rohdaten,17,0)","v":103.89672933333334},{"$f":"VLOOKUP($Z77,Matrix_Rohdaten,3,0)","v":103}]
[]
[]
[null,null,null,null,null,null,null,"Wassermengenvariation",null,null,null,null,null,null,null,null,"Wassermengenvariation",null,null,null,null,null,null,null,null,"Wassermengenvariation"]
[null,null,null,null,null,null,null,{"$f":"CONCATENATE($B$1,\"; \", $E$2, \" = \",M90, \" \", M89,\"; m_w=\", ROUND(H87,0), \" kg/h\")","v":"VKL1000; Nullseriengerät; 2L; 12style/3; mit Filter; Drehzahl = 717 1/min; m_w=110 kg/h"},null,null,null,null,null,null,null,null,{"$f":"CONCATENATE($B$1,\"; \", $E$2, \" = \",V90, \" \", V89,\"; m_w=\", ROUND(Q87,0), \" kg/h\")","v":"VKL1000; Nullseriengerät; 2L; 12style/3; mit Filter; Drehzahl = 472 1/min; m_w=110 kg/h"},null,null,null,null,null,null,null,null,{"$f":"CONCATENATE($B$1,\"; \", $E$2, \" = \",AE90, \" \", AE89,\"; m_w=\", ROUND(Z87,0), \" kg/h\")","v":"VKL1000; Nullseriengerät; 2L; 12style/3; mit Filter; Drehzahl = 1144 1/min; m_w=110 kg/h"}]
[]
[null,null,null,null,null,null,null,"wok","spez. Leistung bei wok",null,null,"Druckverlust bei wok",null,null,null,null,"wok","spez. Leistung bei wok",null,null,"Druckverlust bei wok",null,null,null,null,"wok","spez. Leistung bei wok",null,null,"Druckverlust bei wok"]
[null,null,null,null,null,null,null,{"$f":"'Heizen_Auslegung_V120-V127'!C4","v":200},{"$f":"H106*H84^H105+I106*H84^I105+J106*H84^J105+K106*H84^K105+L106","v":61.022391624398566},null,null,{"$f":"I$114*H84^J$114","v":35.632067357736602},null,null,null,null,{"$f":"H84","v":200},{"$f":"Q106*Q84^Q105+R106*Q84^R105+S106*Q84^S105+T106*Q84^T105+U106","v":40.029872836529684},null,null,{"$f":"R$114*Q84^S$114","v":35.744172715532557},null,null,null,null,{"$f":"H84","v":200},{"$f":"Z106*Z84^Z105+AA106*Z84^AA105+AB106*Z84^AB105+AC106*Z84^AC105+AD106","v":91.802205244843947},null,null,{"$f":"AA$114*Z84^AB$114","v":35.41206295636205}]
[]
[null,null,null,null,null,null,null,"w_soll",null,null,null,null,null,null,null,null,"w_soll",null,null,null,null,null,null,null,null,"w_soll"]
[null,null,null,null,null,null,null,{"$f":"$B$6","v":110},null,{"$f":"H87/H84","v":0.55000000000000004},{"$f":"H$123*J87^H$122+I$123*J87^I$122+J$123*J87^J$122+K$123*J87^K$122+L$123","v":0.86445285575626363},{"$f":"I$114*H87^J$114","v":12.176056337803372},null,null,null,null,{"$f":"$B$6","v":110},null,{"$f":"Q87/Q84","v":0.55000000000000004},{"$f":"Q$123*S87^Q$122+R$123*S87^R$122+S$123*S87^S$122+T$123*S87^T$122+U$123","v":0.90081231487238722},{"$f":"R$114*Q87^S$114","v":12.213266839924119},null,null,null,null,{"$f":"$B$6","v":110},null,{"$f":"Z87/Z84","v":0.55000000000000004},{"$f":"Z$123*AB87^Z$122+AA$123*AB87^AA$122+AB$123*AB87^AB$122+AC$123*AB87^AC$122+AD$123","v":0.79499348592983421},{"$f":"AA$114*Z87^AB$114","v":12.227871164697035}]
[null,null,null,null,null,null,null,"Wassermenge","spez. Leistung","Faktor: Wassermenge zu Nennwassermenge ","Kühlleistung Korrekturfaktor für \nw_soll ≠ w_ok","wasserseit. Druckverlust - kühlen",{"$f":"$B$2","v":"Drehzahl [1/min]"},{"$f":"K72","v":"Sekundärvolumenstrom - Kalorik"},null,null,"Wassermenge","spez. Leistung","Faktor: Wassermenge zu Nennwassermenge ","Kühlleistung Korrekturfaktor für \nw_soll ≠ w_ok","wasserseit. Druckverlust - kühlen",{"$f":"$B$2","v":"Drehzahl [1/min]"},{"$f":"T72","v":"Sekundärvolumenstrom - Kalorik"},null,null,"Wassermenge","spez. Leistung","Faktor: Wassermenge zu Nennwassermenge ","Kühlleistung Korrekturfaktor für \nw_soll ≠ w_ok","wasserseit. Druckverlust - kühlen",{"$f":"$B$2","v":"Drehzahl [1/min]"},{"$f":"AC72","v":"Sekundärvolumenstrom - Kalorik"}]
[null,null,null,null,null,null,null,"[kg/h]","[W/K]","[-]","[-]","[kPa]",{"$f":"$C$2","v":"1/min"},"m³/h",null,null,"[kg/h]","[W/K]","[-]","[-]","[kPa]",{"$f":"$C$2","v":"1/min"},"m³/h",null,null,"[kg/h]","[W/K]","[-]","[-]","[kPa]",{"$f":"$C$2","v":"1/min"},"m³/h"]
[null,null,null,null,null,null,null,{"$f":"L74","v":38.885261666666665},31.352485333333334,{"$f":"H90/H$84","v":0.19442630833333333},0.51378657077736822,{"$f":"N74","v":1.8999999999999997},{"$f":"J74","v":717},258.60937100000001,null,null,{"$f":"U74","v":37.663333666666666},24.960559,{"$f":"Q90/Q$84","v":0.18831666833333333},0.62354829609206197,{"$f":"W74","v":1.8},{"$f":"S74","v":472},171.68146233333334,null,null,{"$f":"AD74","v":28.116942333333338},28.579714666666664,{"$f":"Z90/Z$84","v":0.1405847116666667},0.31131838925265731,{"$f":"AF74","v":1.1000000000000001},{"$f":"AB74","v":1144},426.04730766666665]
[null,null,null,null,null,null,null,104.83482533333334,51.748822333333329,0.52417412666666674,0.84803005840634105,{"$f":"N75","v":11},{"$f":"J75","v":717},261.6340433333333,null,null,113.66498666666666,36.393375999999996,0.56832493333333334,0.90915542371618119,{"$f":"W75","v":12.699999999999998},{"$f":"S75","v":472},167.98567299999999,null,null,113.88945433333333,74.322660999999997,0.56944727166666664,0.80959559524496627,{"$f":"AF75","v":12.6},{"$f":"AB75","v":1144},443.02738433333326]
[null,null,null,null,null,null,null,191.94380766666666,60.794938666666667,0.95971903833333327,0.99627263121491694,{"$f":"N76","v":32.9},{"$f":"J76","v":717},267.96938733333332,null,null,200.33962033333333,40.03266,1.0016981016666666,1.0000696270877927,{"$f":"W76","v":35.799999999999997},{"$f":"S76","v":472},170.09732466666665,null,null,195.13051433333331,91.293418666666682,0.97565257166666652,0.99445779568344472,{"$f":"AF76","v":33.4},{"$f":"AB76","v":1144},450.20411766666666]
[null,null,null,null,null,null,null,358.94364400000001,67.342434666666676,1.79471822,1.1035692452234398,{"$f":"N77","v":103},{"$f":"J77","v":717},273.75506633333333,null,null,358.34483699999993,41.922272999999997,1.7917241849999996,1.0472746983533603,{"$f":"W77","v":103},{"$f":"S77","v":472},170.13485900000001,null,null,358.70327966666667,103.89672933333334,1.7935163983333333,1.1317454635891624,{"$f":"AF77","v":103},{"$f":"AB77","v":1144},445.78859499999999]
[]
[]
[]
[]
[]
[]
[null,null,null,null,null,null,null,"y = qk\nx = wk",null,null,null,null,null,null,null,null,"y = qk\nx = wk",null,null,null,null,null,null,null,null,"y = qk\nx = wk"]
[]
[null,null,null,null,null,null,null,"y =","axn+bx(n-1)+...+nx+m",null,null,null,null,null,null,null,"y =","axn+bx(n-1)+...+nx+m",null,null,null,null,null,null,null,"y =","axn+bx(n-1)+...+nx+m"]
[null,null,null,null,null,null,null,"Polynom",{"$f":"H105","v":3},"Ordnung",null,null,null,null,null,null,"Polynom",{"$f":"Q105","v":3},"Ordnung",null,null,null,null,null,null,"Polynom",{"$f":"Z105","v":3},"Ordnung"]
[null,null,null,null,null,null,null,"a =","b =","c =","m =",null,null,null,null,null,"a =","b =","c =","m =",null,null,null,null,null,"a =","b =","c =","m ="]
[null,null,null,null,null,null,null,3,2,1,0,null,null,null,null,null,3,2,1,0,null,null,null,null,null,3,2,1,0]
[null,null,null,null,null,null,null,{"$f":"LINEST(I90:I93,H90:H93^{0,1,2,3},0,0)","v":3.3985608205377547E-6},-2.482897779100276E-3,0.60976952049268318,11.19591212557093,null,null,null,null,null,{"$f":"LINEST(R90:R93,Q90:Q93^{0,1,2,3},0,0)","v":1.6960050457203095E-6},-1.263034532748794E-3,0.30998306929322994,14.986599922072974,null,null,null,null,null,{"$f":"LINEST(AA90:AA93,Z90:Z93^{0,1,2,3},0,0)","v":4.246635835675888E-6},-3.3741241448852406E-3,0.94041443705972405,4.7111969429016609]
[]
[]
[]
[null,null,null,null,null,null,null,"y = Druck dp [kPa] \nx = Wasserm. wk",null,null,null,null,null,null,null,null,"y = Druck dp [kPa] \nx = Wasserm. wk",null,null,null,null,null,null,null,null,"y = Druck dp [kPa] \nx = Wasserm. wk"]
[]
[null,null,null,null,null,null,null,"y =","mxb",null,null,null,null,null,null,null,"y =","mxb",null,null,null,null,null,null,null,"y =","mxb"]
[null,null,null,null,null,null,null,null,"m","b","R2",null,"y=",null,null,null,null,"m","b","R2",null,null,null,null,null,null,"m","b","R2"]
[null,null,null,null,null,null,null,null,{"$f":"INDEX(LOGEST(L90:L93,LN(H90:H93),,TRUE),1,2)","v":2.6239939674449673E-3},{"$f":"LN(INDEX(LOGEST(L90:L93,LN(H90:H93),,TRUE),1,1))","v":1.796099223474845},{"$f":"INDEX(LOGEST(L90:L93,LN(H90:H93),,TRUE),3,1)","v":0.99994351639626555},null,{"$f":"I114*B6^J114","v":12.176056337803372},null,null,null,null,{"$f":"INDEX(LOGEST(U90:U93,LN(Q90:Q93),,TRUE),1,2)","v":2.6301537601975569E-3},{"$f":"LN(INDEX(LOGEST(U90:U93,LN(Q90:Q93),,TRUE),1,1))","v":1.7962495575530897},{"$f":"INDEX(LOGEST(U90:U93,LN(Q90:Q93),,TRUE),3,1)","v":0.99993049800860356},null,null,null,null,null,null,{"$f":"INDEX(LOGEST(AD90:AD93,LN(Z90:Z93),,TRUE),1,2)","v":2.8605892424069476E-3},{"$f":"LN(INDEX(LOGEST(AD90:AD93,LN(Z90:Z93),,TRUE),1,1))","v":1.7786364081603596},{"$f":"INDEX(LOGEST(AD90:AD93,LN(Z90:Z93),,TRUE),3,1)","v":0.99978891118864888}]
[]
[]
[null,null,null,null,null,null,null,"y = qk in %\nx = wk in %",null,null,null,null,null,null,null,null,"y = qk in %\nx = wk in %",null,null,null,null,null,null,null,null,"y = qk in %\nx = wk in %"]
[]
[null,null,null,null,null,null,null,"y =","axn+bx(n-1)+...+nx+m",null,null,null,null,null,null,null,"y =","axn+bx(n-1)+...+nx+m",null,null,null,null,null,null,null,"y =","axn+bx(n-1)+...+nx+m"]
[null,null,null,null,null,null,null,"Polynom",{"$f":"H122","v":3},"Ordnung",null,null,null,null,null,null,"Polynom",{"$f":"Q122","v":3},"Ordnung",null,null,null,null,null,null,"Polynom",{"$f":"Z122","v":3},"Ordnung"]
[null,null,null,null,null,null,null,"a =","b =","c =","m =",null,null,null,null,null,"a =","b =","c =","m =",null,null,null,null,null,"a =","b =","c =","m ="]
[null,null,null,null,null,null,null,3,2,1,0,null,null,null,null,null,3,2,1,0,null,null,null,null,null,3,2,1,0]
[null,null,null,null,null,null,null,{"$f":"LINEST(K90:K93,J90:J93^{0,1,2,3},0,0)","v":0.44554934411045249},-1.6275322634896732,1.9985107245415719,0.18347219483764871,null,null,null,null,null,{"$f":"LINEST(T90:T93,S90:S93^{0,1,2,3},0,0)","v":0.33894787578192992},-1.2620919760666356,1.5487587010786223,0.37438539920608377,null,null,null,null,null,{"$f":"LINEST(AC90:AC93,AB90:AB93^{0,1,2,3},0,0)","v":0.37006830712615746},-1.4701712822197261,2.0487839797564047,5.1318995337164212E-2]
[]
[]
[]
[]
[]
[]
[]
[]
[]
[]
[]
[]
["BG","WT bzw. Laufradlänge","Verhältnis"]
["Baugröße 1000",{"$f":"VLOOKUP(A137,A139:C142,2,0)","v":1060},{"$f":"VLOOKUP(A137,A139:C142,3,0)","v":1}]
[]
["Baugröße 630",630,{"$f":"B139/$B$137","v":0.59433962264150941}]
["Baugröße 800",860,{"$f":"B140/$B$137","v":0.81132075471698117}]
["Baugröße 1000",1060,{"$f":"B141/$B$137","v":1}]
["Baugröße 1200",1260,{"$f":"B142/$B$137","v":1.1886792452830188}]
["AUS MASTERAUSWERTUNG - KÜHLEN"]
[null,{"$f":"$A$137","v":"Baugröße 1000"},{"$f":"A139","v":"Baugröße 630"},{"$f":"A140","v":"Baugröße 800"},{"$f":"A141","v":"Baugröße 1000"},{"$f":"A142","v":"Baugröße 1200"}]
[{"$f":"$J$6","v":"Drehzahl [1/min]"},{"$f":"$K$6","v":"Sekundärvolumenstrom - Kalorik [m³/h]"},{"$f":"$K$6","v":"Sekundärvolumenstrom - Kalorik [m³/h]"},{"$f":"$K$6","v":"Sekundärvolumenstrom - Kalorik [m³/h]"},{"$f":"$K$6","v":"Sekundärvolumenstrom - Kalorik [m³/h]"},{"$f":"$K$6","v":"Sekundärvolumenstrom - Kalorik [m³/h]"}]
[{"$f":"$J$7","v":"1/min"},{"$f":"$K$7","v":"m³/h"},{"$f":"$K$7","v":"m³/h"},{"$f":"$K$7","v":"m³/h"},{"$f":"$K$7","v":"m³/h"},{"$f":"$K$7","v":"m³/h"}]
[{"$f":"'Master-Auswertung_V120-V127'!A147","v":421},{"$f":"'Master-Auswertung_V120-V127'!C147","v":154.10022700000002},{"$f":"B147*$C$139","v":91.587870764150949},{"$f":"B147*$C$140","v":125.02471247169814},{"$f":"B147*$C$141","v":154.10022700000002},{"$f":"B147*$C$142","v":183.1757415283019}]
[{"$f":"'Master-Auswertung_V120-V127'!A148","v":650},{"$f":"'Master-Auswertung_V120-V127'!C148","v":258.00807566666668},{"$f":"B148*$C$139","v":153.34442233018868},{"$f":"B148*$C$140","v":209.32730667295601},{"$f":"B148*$C$141","v":258.00807566666668},{"$f":"B148*$C$142","v":306.68884466037736}]
[{"$f":"'Master-Auswertung_V120-V127'!A149","v":925},{"$f":"'Master-Auswertung_V120-V127'!C149","v":385.67045100000001},{"$f":"B149*$C$139","v":229.21923031132076},{"$f":"B149*$C$140","v":312.90244137735851},{"$f":"B149*$C$141","v":385.67045100000001},{"$f":"B149*$C$142","v":458.43846062264151}]
[{"$f":"'Master-Auswertung_V120-V127'!A150","v":1140},{"$f":"'Master-Auswertung_V120-V127'!C150","v":503.64680433333325},{"$f":"B150*$C$139","v":299.33725163207544},{"$f":"B150*$C$140","v":408.61910540251569},{"$f":"B150*$C$141","v":503.64680433333325},{"$f":"B150*$C$142","v":598.67450326415087}]
[]
["Abfrage",{"$f":"VKL!AF7","v":1}]
[]
["Drehzahl/Volumenstrom"]
[null,null,"y =","mxb"]
[{"$f":"A137","v":"Baugröße 1000"}]
["Volumenstrom vorgegeben",1,{"$f":"INDEX(LOGEST(A147:A150,LN(B147:B150),,TRUE),1,2)","v":5.9359488715918349},{"$f":"LN(INDEX(LOGEST(A147:A150,LN(B147:B150),,TRUE),1,1))","v":0.84612342245340866}]
["Drehzahl vorgegeben",2,{"$f":"INDEX(LOGEST(B147:B150,LN(A147:A150),,TRUE),1,2)","v":0.12211245487691422},{"$f":"LN(INDEX(LOGEST(B147:B150,LN(A147:A150),,TRUE),1,1))","v":1.181540419019447}]
["aus Abfrage",{"$f":"$B$152","v":1},{"$f":"IF(B159=1,C157,C158)","v":5.9359488715918349},{"$f":"IF(B159=1,D157,D158)","v":0.84612342245340866}]
[]
[{"$f":"A139","v":"Baugröße 630"}]
["Volumenstrom vorgegeben",1,{"$f":"INDEX(LOGEST(A147:A150,LN(C147:C150),,TRUE),1,2)","v":9.2190187428764006},{"$f":"LN(INDEX(LOGEST(A147:A150,LN(C147:C150),,TRUE),1,1))","v":0.84612342245340866}]
["Drehzahl vorgegeben",2,{"$f":"INDEX(LOGEST(C147:C150,LN(A147:A150),,TRUE),1,2)","v":7.2576270351373554E-2},{"$f":"LN(INDEX(LOGEST(C147:C150,LN(A147:A150),,TRUE),1,1))","v":1.181540419019447}]
["aus Abfrage",{"$f":"$B$152","v":1},{"$f":"IF(B164=1,C162,C163)","v":9.2190187428764006},{"$f":"IF(B164=1,D162,D163)","v":0.84612342245340866}]
[]
[{"$f":"A140","v":"Baugröße 800"}]
["Volumenstrom vorgegeben",1,{"$f":"INDEX(LOGEST(A147:A150,LN(D147:D150),,TRUE),1,2)","v":7.0847483950047216},{"$f":"LN(INDEX(LOGEST(A147:A150,LN(D147:D150),,TRUE),1,1))","v":0.84612342245340877}]
["Drehzahl vorgegeben",2,{"$f":"INDEX(LOGEST(D147:D150,LN(A147:A150),,TRUE),1,2)","v":9.9072369051081507E-2},{"$f":"LN(INDEX(LOGEST(D147:D150,LN(A147:A150),,TRUE),1,1))","v":1.1815404190194467}]
["aus Abfrage",{"$f":"$B$152","v":1},{"$f":"IF(B169=1,C167,C168)","v":7.0847483950047216},{"$f":"IF(B169=1,D167,D168)","v":0.84612342245340877}]
[]
[{"$f":"A141","v":"Baugröße 1000"}]
["Volumenstrom vorgegeben",1,{"$f":"INDEX(LOGEST(A147:A150,LN(E147:E150),,TRUE),1,2)","v":5.9359488715918349},{"$f":"LN(INDEX(LOGEST(A147:A150,LN(E147:E150),,TRUE),1,1))","v":0.84612342245340866}]
["Drehzahl vorgegeben",2,{"$f":"INDEX(LOGEST(E147:E150,LN(A147:A150),,TRUE),1,2)","v":0.12211245487691422},{"$f":"LN(INDEX(LOGEST(E147:E150,LN(A147:A150),,TRUE),1,1))","v":1.181540419019447},null,null,null,null,"Korrektur Leistung (Heizen):"]
["aus Abfrage",{"$f":"$B$152","v":1},{"$f":"IF(B174=1,C172,C173)","v":5.9359488715918349},{"$f":"IF(B174=1,D172,D173)","v":0.84612342245340866},null,null,null,null,"Leistung (Heizfall) wird aus gemessener Leistungs- zu Volumenstromkurve ermittelt. Volumenstrom zu Drehzahl wird aus der \"Mastermessung\" (Kühlfall) genommen. Volumenstrom im Verhältniss zu Drehzahl für kühlen und heizen sind bei gleichem Aufbau nur theoretisch identisch (bei gleicher Drehzahl V_kühl > V_heiz. Wenn nun V_kühl für die Leistungsberechnung verwendet wird, errechnet sich mehr Leistung als tatslächlich gemessen. --> Korrektur notwendig. Grund der Abweichung sind Messungenauigkeit (Volumenstrom aus Kalorik) sowie Dichtevernachlässigung"]
[]
[{"$f":"A142","v":"Baugröße 1200"}]
["Volumenstrom vorgegeben",1,{"$f":"INDEX(LOGEST(A147:A150,LN(F147:F150),,TRUE),1,2)","v":5.1283324107443313},{"$f":"LN(INDEX(LOGEST(A147:A150,LN(F147:F150),,TRUE),1,1))","v":0.84612342245340866},null,null,null,null,null,null,null,"aus Masterauswertung (x=Drehzahl, y=Volumenstrom)"]
["Drehzahl vorgegeben",2,{"$f":"INDEX(LOGEST(F147:F150,LN(A147:A150),,TRUE),1,2)","v":0.145152540702747},{"$f":"LN(INDEX(LOGEST(F147:F150,LN(A147:A150),,TRUE),1,1))","v":1.181540419019447},null,null,null,null,null,null,null,"y =","mxb"]
["aus Abfrage",{"$f":"$B$152","v":1},{"$f":"IF(B179=1,C177,C178)","v":5.1283324107443313},{"$f":"IF(B179=1,D177,D178)","v":0.84612342245340866},null,null,null,null,null,null,null,{"$f":"INDEX(LOGEST('Master-Auswertung_V120-V127'!K8:K11,LN('Master-Auswertung_V120-V127'!J8:J11),,TRUE),1,2)","v":0.12211245487691422},{"$f":"LN(INDEX(LOGEST('Master-Auswertung_V120-V127'!K8:K11,LN('Master-Auswertung_V120-V127'!J8:J11),,TRUE),1,1))","v":1.181540419019447}]
[]
[null,null,null,null,null,null,null,null,"gemessen","gemessen","Master"]
[null,null,null,null,null,null,null,null,null,{"$f":"$A$137","v":"Baugröße 1000"},{"$f":"$A$137","v":"Baugröße 1000"},{"$f":"$A$137","v":"Baugröße 1000"}]
[{"$f":"CONCATENATE(\"Leistung - \", A137)","v":"Leistung - Baugröße 1000"},null,"a =","b =","c =","m =",null,null,{"$f":"$J$6","v":"Drehzahl [1/min]"},{"$f":"$K$6","v":"Sekundärvolumenstrom - Kalorik [m³/h]"},"Messung",{"$f":"$K$6","v":"Sekundärvolumenstrom - Kalorik [m³/h]"},"Korrekturfaktor für Leistungsberechnung"]
["Volumenstrom vorgegeben",1,{"$f":"B53","v":3},2,1,0,null,null,{"$f":"$J$7","v":"1/min"},{"$f":"$K$7","v":"m³/h"},null,{"$f":"$K$7","v":"m³/h"}]
[null,1,-2.8057740639706073E-7,-9.3290669096832721E-6,0.22083070448231293,0,null,null,{"$f":"$J$8","v":479},{"$f":"$K$8","v":172.60362533333333},{"$f":"'Master-Auswertung_V120-V127'!H8","v":"V160"},{"$f":"$L$179*I185^$M$179","v":179.34311460326958},{"$f":"J185/L185","v":0.962421254449356}]
[{"$f":"A158","v":"Drehzahl vorgegeben"},2,{"$f":"B74","v":3},2,1,0,null,null,{"$f":"$J$9","v":714},{"$f":"$K$9","v":263.79993200000001},{"$f":"'Master-Auswertung_V120-V127'!H9","v":"V161"},{"$f":"$L$179*I186^$M$179","v":287.42182526092944},{"$f":"J186/L186","v":0.91781454578306698}]
[null,2,-2.2383218373170866E-8,1.5501476241948966E-5,7.3739848535738589E-2,0,null,null,{"$f":"$J$10","v":1023},{"$f":"$K$10","v":385.05699266666664},{"$f":"'Master-Auswertung_V120-V127'!H10","v":"V162"},{"$f":"$L$179*I187^$M$179","v":439.59189812416315},{"$f":"J187/L187","v":0.87594196869821961}]
[null,{"$f":"$B$152","v":1},{"$f":"IF($B$188=1,C184,C186)","v":3},{"$f":"IF($B$188=1,D184,D186)","v":2},{"$f":"IF($B$188=1,E184,E186)","v":1},{"$f":"IF($B$188=1,F184,F186)","v":0},null,null,{"$f":"$J$11","v":1145},{"$f":"$K$11","v":434.83300700000001},{"$f":"'Master-Auswertung_V120-V127'!H11","v":"V163"},{"$f":"$L$179*I188^$M$179","v":502.18331423554247},{"$f":"J188/L188","v":0.8658850158371596}]
["aus Abfrage",{"$f":"$B$152","v":1},{"$f":"IF($B$189=1,C185,C187)","v":-2.8057740639706073E-7},{"$f":"IF($B$189=1,D185,D187)","v":-9.3290669096832721E-6},{"$f":"IF($B$189=1,E185,E187)","v":0.22083070448231293},{"$f":"IF($B$189=1,F185,F187)","v":0},null,null,null,null,null,null,{"$f":"AVERAGE(M185:M188)","v":0.90551569619195049}]
[]
["Einheiten"]
[null,1,"Volumenstrom","[m³/h]"]
[null,2,"Drehzahl","[1/min]"]
[null,{"$f":"B152","v":1},{"$f":"IF($B$152=1,C192,C193)","v":"Volumenstrom"},{"$f":"IF($B$152=1,D192,D193)","v":"[m³/h]"}]
[null,{"$f":"IF(B152=1,2,1)","v":2},{"$f":"IF($B$152=2,C192,C193)","v":"Drehzahl"},{"$f":"IF($B$152=2,D192,D193)","v":"[1/min]"}]
[]
[]
[]
[]
[]
["Grenzwerte für Auslegung"]
[]
[]
[]
[]
["Grenzen der Messung",null,null,"Grenzenerweiterung der Auslegung (bei 2 bzw. 10 V)"]
[]
[{"$f":"'Heizen_Auslegung_V120-V127'!N36","v":"Drehzahl [1/min]"},{"$f":"'Heizen_Auslegung_V120-V127'!O36","v":"Volumenstrom [m³/h]"},{"$f":"'Heizen_Auslegung_V120-V127'!N43","v":"Wasser-Massenstrom [kg/h]"},{"$f":"$J$6","v":"Drehzahl [1/min]"},{"$f":"$K$6","v":"Sekundärvolumenstrom - Kalorik [m³/h]"},null,null,null,null,null,null,null,null,null,null,null,{"$f":"'BG1000;WT3,2;k'!I1","v":"Polynom 6 Ordnung - BG1000;WT3,2;k"},{"$f":"'BG1000;WT3,2;k'!J1","v":6},{"$f":"'BG1000;WT3,2;k'!K1","v":5},{"$f":"'BG1000;WT3,2;k'!L1","v":4},{"$f":"'BG1000;WT3,2;k'!M1","v":3},{"$f":"'BG1000;WT3,2;k'!N1","v":2},{"$f":"'BG1000;WT3,2;k'!O1","v":1},{"$f":"'BG1000;WT3,2;k'!P1","v":0}]
[{"$f":"'Heizen_Auslegung_V120-V127'!N37","v":479},{"$f":"'Heizen_Auslegung_V120-V127'!O37","v":172.60362533333333},{"$f":"'Heizen_Auslegung_V120-V127'!N44","v":38.885261666666665},{"$f":"Q33","v":290.65248481270544},{"$f":"Q39","v":101.7577317702299},null,null,"Polynom 6 Ordnung",{"$f":"'BG1000;WT3,2;h'!J1","v":6},{"$f":"'BG1000;WT3,2;h'!K1","v":5},{"$f":"'BG1000;WT3,2;h'!L1","v":4},{"$f":"'BG1000;WT3,2;h'!M1","v":3},{"$f":"'BG1000;WT3,2;h'!N1","v":2},{"$f":"'BG1000;WT3,2;h'!O1","v":1},{"$f":"'BG1000;WT3,2;h'!P1","v":0},null,{"$f":"'BG1000;WT3,2;k'!I2","v":"BG 1000"},{"$f":"'BG1000;WT3,2;k'!J2","v":7.1806934782749804E-16},{"$f":"'BG1000;WT3,2;k'!K2","v":-2.3075528582726263E-12},{"$f":"'BG1000;WT3,2;k'!L2","v":2.7200911509685568E-9},{"$f":"'BG1000;WT3,2;k'!M2","v":-1.2698566471358508E-6},{"$f":"'BG1000;WT3,2;k'!N2","v":-6.3414069875369325E-5},{"$f":"'BG1000;WT3,2;k'!O2","v":0.33726006825713006},{"$f":"'BG1000;WT3,2;k'!P2","v":0}]
[{"$f":"'Heizen_Auslegung_V120-V127'!N38","v":1145},{"$f":"'Heizen_Auslegung_V120-V127'!O38","v":434.83300700000001},{"$f":"'Heizen_Auslegung_V120-V127'!N45","v":358.94364400000001},{"$f":"Q34","v":1198.1339409443244},{"$f":"Q40","v":455.84468245094615},null,null,{"$f":"'BG1000;WT3,2;h'!I3","v":"BG 600"},{"$f":"'BG1000;WT3,2;h'!J3","v":1.8037728041066379E-16},{"$f":"'BG1000;WT3,2;h'!K3","v":-4.2314699945109711E-13},{"$f":"'BG1000;WT3,2;h'!L3","v":1.2922552076071334E-10},{"$f":"'BG1000;WT3,2;h'!M3","v":4.7626959972687321E-7},{"$f":"'BG1000;WT3,2;h'!N3","v":-6.2331322432212296E-4},{"$f":"'BG1000;WT3,2;h'!O3","v":0.37214673220307359},{"$f":"'BG1000;WT3,2;h'!P3","v":0},null,{"$f":"'BG1000;WT3,2;k'!I3","v":"BG 600"},{"$f":"'BG1000;WT3,2;k'!J3","v":2.6857403120066425E-16},{"$f":"'BG1000;WT3,2;k'!K3","v":-7.0293940851997171E-13},{"$f":"'BG1000;WT3,2;k'!L3","v":4.6925453399000911E-10},{"$f":"'BG1000;WT3,2;k'!M3","v":2.7819964997123295E-7},{"$f":"'BG1000;WT3,2;k'!N3","v":-5.6371794848679045E-4},{"$f":"'BG1000;WT3,2;k'!O3","v":0.35877382309264055},{"$f":"'BG1000;WT3,2;k'!P3","v":0}]
[null,null,null,null,null,null,null,{"$f":"'BG1000;WT3,2;h'!I4","v":"BG 800"},{"$f":"'BG1000;WT3,2;h'!J4","v":3.1048396967580903E-16},{"$f":"'BG1000;WT3,2;h'!K4","v":-9.4715280355226561E-13},{"$f":"'BG1000;WT3,2;h'!L4","v":9.5775533659709552E-10},{"$f":"'BG1000;WT3,2;h'!M4","v":-1.5947088812439884E-7},{"$f":"'BG1000;WT3,2;h'!N4","v":-4.0271671913251662E-4},{"$f":"'BG1000;WT3,2;h'!O4","v":0.36816393794444613},{"$f":"'BG1000;WT3,2;h'!P4","v":0},null,{"$f":"'BG1000;WT3,2;k'!I4","v":"BG 800"},{"$f":"'BG1000;WT3,2;k'!J4","v":6.4511709173582211E-16},{"$f":"'BG1000;WT3,2;k'!K4","v":-1.9543860245548163E-12},{"$f":"'BG1000;WT3,2;k'!L4","v":2.101110110834226E-9},{"$f":"'BG1000;WT3,2;k'!M4","v":-7.6646757551914014E-7},{"$f":"'BG1000;WT3,2;k'!N4","v":-2.4761447789027391E-4},{"$f":"'BG1000;WT3,2;k'!O4","v":0.34630757540697282},{"$f":"'BG1000;WT3,2;k'!P4","v":0}]
[null,null,null,null,null,null,null,{"$f":"'BG1000;WT3,2;h'!I5","v":"BG 1000"},{"$f":"'BG1000;WT3,2;h'!J5","v":1.9485708789739833E-16},{"$f":"'BG1000;WT3,2;h'!K5","v":-6.7327602085221496E-13},{"$f":"'BG1000;WT3,2;h'!L5","v":7.9236557612636591E-10},{"$f":"'BG1000;WT3,2;h'!M5","v":-2.1054204488608154E-7},{"$f":"'BG1000;WT3,2;h'!N5","v":-3.3507396872610478E-4},{"$f":"'BG1000;WT3,2;h'!O5","v":0.36917413743362726},{"$f":"'BG1000;WT3,2;h'!P5","v":0},null,{"$f":"'BG1000;WT3,2;k'!I5","v":"BG 1000"},{"$f":"'BG1000;WT3,2;k'!J5","v":7.1806934782749804E-16},{"$f":"'BG1000;WT3,2;k'!K5","v":-2.3075528582726263E-12},{"$f":"'BG1000;WT3,2;k'!L5","v":2.7200911509685568E-9},{"$f":"'BG1000;WT3,2;k'!M5","v":-1.2698566471358508E-6},{"$f":"'BG1000;WT3,2;k'!N5","v":-6.3414069875369325E-5},{"$f":"'BG1000;WT3,2;k'!O5","v":0.33726006825713006},{"$f":"'BG1000;WT3,2;k'!P5","v":0}]
[null,null,null,null,null,null,null,{"$f":"'BG1000;WT3,2;h'!I6","v":"BG 1200"},{"$f":"'BG1000;WT3,2;h'!J6","v":-4.3324584521784946E-17},{"$f":"'BG1000;WT3,2;h'!K6","v":-1.5761457033565104E-14},{"$f":"'BG1000;WT3,2;h'!L6","v":1.620999141320682E-10},{"$f":"'BG1000;WT3,2;h'!M6","v":8.4741245732871239E-9},{"$f":"'BG1000;WT3,2;h'!N6","v":-3.3946069518892816E-4},{"$f":"'BG1000;WT3,2;h'!O6","v":0.37381743759930913},{"$f":"'BG1000;WT3,2;h'!P6","v":0},null,{"$f":"'BG1000;WT3,2;k'!I6","v":"BG 1200"},{"$f":"'BG1000;WT3,2;k'!J6","v":8.4971366341575006E-16},{"$f":"'BG1000;WT3,2;k'!K6","v":-2.7716143660376599E-12},{"$f":"'BG1000;WT3,2;k'!L6","v":3.3901492465157288E-9},{"$f":"'BG1000;WT3,2;k'!M6","v":-1.7656068320550361E-6},{"$f":"'BG1000;WT3,2;k'!N6","v":1.1678301125619908E-4},{"$f":"'BG1000;WT3,2;k'!O6","v":0.32426300061155233},{"$f":"'BG1000;WT3,2;k'!P6","v":0}]
[]
[null,null,null,null,null,null,null,"Korrekturfaktoren",{"$f":"'BG1000;WT3,2;h'!J8","v":6},{"$f":"'BG1000;WT3,2;h'!K8","v":5},{"$f":"'BG1000;WT3,2;h'!L8","v":4},{"$f":"'BG1000;WT3,2;h'!M8","v":3},{"$f":"'BG1000;WT3,2;h'!N8","v":2},{"$f":"'BG1000;WT3,2;h'!O8","v":1},{"$f":"'BG1000;WT3,2;h'!P8","v":0},null,"ABFRAGE"]
[null,null,null,null,null,null,null,{"$f":"'BG1000;WT3,2;h'!I9","v":"BG 600"},{"$f":"'BG1000;WT3,2;h'!J9","v":6.0217736575425581E-13},{"$f":"'BG1000;WT3,2;h'!K9","v":-2.4130131911495854E-10},{"$f":"'BG1000;WT3,2;h'!L9","v":3.5935194693215959E-8},{"$f":"'BG1000;WT3,2;h'!M9","v":-2.4631931794201655E-6},{"$f":"'BG1000;WT3,2;h'!N9","v":8.701503748831831E-5},{"$f":"'BG1000;WT3,2;h'!O9","v":-1.0169972863747041E-3},{"$f":"'BG1000;WT3,2;h'!P9","v":0.60597314536365909},null,{"$f":"VKL!AB11","v":0},2]
[null,null,null,null,null,null,null,{"$f":"'BG1000;WT3,2;h'!I10","v":"BG 800"},{"$f":"'BG1000;WT3,2;h'!J10","v":5.8965278996073187E-13},{"$f":"'BG1000;WT3,2;h'!K10","v":-2.2405434502301029E-10},{"$f":"'BG1000;WT3,2;h'!L10","v":3.1601122630452683E-8},{"$f":"'BG1000;WT3,2;h'!M10","v":-2.0677710884321025E-6},{"$f":"'BG1000;WT3,2;h'!N10","v":6.9667651430457112E-5},{"$f":"'BG1000;WT3,2;h'!O10","v":-4.5707108894218112E-4},{"$f":"'BG1000;WT3,2;h'!P10","v":0.8152307468605301}]
[null,null,null,null,null,null,null,{"$f":"'BG1000;WT3,2;h'!I11","v":"BG 1000"},{"$f":"'BG1000;WT3,2;h'!J11","v":3.9174564212426974E-13},{"$f":"'BG1000;WT3,2;h'!K11","v":-1.475605743790181E-10},{"$f":"'BG1000;WT3,2;h'!L11","v":2.0353710434986923E-8},{"$f":"'BG1000;WT3,2;h'!M11","v":-1.3044999438511426E-6},{"$f":"'BG1000;WT3,2;h'!N11","v":4.2865216000616384E-5},{"$f":"'BG1000;WT3,2;h'!O11","v":-4.6791001792415025E-5},{"$f":"'BG1000;WT3,2;h'!P11","v":1.005087171694389}]
[null,null,null,null,null,null,null,{"$f":"'BG1000;WT3,2;h'!I12","v":"BG 1200"},{"$f":"'BG1000;WT3,2;h'!J12","v":5.8540017995686317E-13},{"$f":"'BG1000;WT3,2;h'!K12","v":-1.9557889629887185E-10},{"$f":"'BG1000;WT3,2;h'!L12","v":2.397117916254345E-8},{"$f":"'BG1000;WT3,2;h'!M12","v":-1.4036963581131555E-6},{"$f":"'BG1000;WT3,2;h'!N12","v":4.4170410202550779E-5},{"$f":"'BG1000;WT3,2;h'!O12","v":-4.5030457618492736E-4},{"$f":"'BG1000;WT3,2;h'!P12","v":1.2089113735459116}]
[]
[]
[]
[null,null,null,null,null,null,null,null,null,"BG","WT","Verhältnis","DpK =","Wassermenge"]
[null,null,null,null,null,null,null,null,"kühlen",{"$f":"'BG1000;WT3,2;k'!D2","v":"BG 1000"},{"$f":"'BG1000;WT3,2;k'!E2","v":1060},{"$f":"'BG1000;WT3,2;k'!F2","v":1},{"$f":"'BG1000;WT3,2;k'!G2","v":33},{"$f":"'BG1000;WT3,2;k'!H7","v":200},"muss identisch"]
[null,null,null,null,null,null,null,null,"heizen",{"$f":"'BG1000;WT3,2;h'!D2","v":"BG 1000"},{"$f":"'BG1000;WT3,2;h'!E2","v":1060},{"$f":"'BG1000;WT3,2;h'!F2","v":1},{"$f":"'BG1000;WT3,2;h'!G2","v":27},{"$f":"'BG1000;WT3,2;h'!H7","v":200},"sein"]
[null,null,null,null,null,null,null,null,null,null,null,"Faktor",{"$f":"IF(N224=N225,M225/M224,1)","v":0.81818181818181823}]
[]
[{"$f":"'Heizen_Auslegung_V120-V127'!B2","v":"heizen"},null,null,null,null,"Korrektur Volumenstrom"]
[null,null,null,null,null,{"$f":"M189","v":0.90551569619195049}]
[]
[]
["Gemessene Baugröße"]
[{"$f":"A137","v":"Baugröße 1000"},null,"DpK =",{"$f":"M114*M226","v":9.9622279127482134},"[kPa]"]
[]
[{"$f":"IF($A$233=$A$247,A249,IF($A$233=$A$261,A263,IF($A$233=$A$275,A277,IF($A$233=$A$289,A291,\"-\"))))","v":"bei 110 kg/h Kühlwassermassenstrom"},null,null,null,null,{"$f":"IF($A$233=$A$247,F249,IF($A$233=$A$261,F263,IF($A$233=$A$275,F277,IF($A$233=$A$289,F291,\"-\"))))","v":"für kondensierende Auslegung"}]
[{"$f":"IF($A$233=$A$247,A250,IF($A$233=$A$261,A264,IF($A$233=$A$275,A278,IF($A$233=$A$289,A292,\"-\"))))","v":"Auslegung"},"Volumenstrom","Drehzahl",null,"Volumenstrom - Baugröße 1000","Volumenstrom - Baugröße 1000","Drehzahl","Korrektur Total \nbei Sollwassermenge","Korrektur Sensibel\nbei Sollwassermenge","qSK1)  - aus Volumenstrom der gemessenen Baugröße","qSK1)  - aus Drehzahl","Korrektur Baugröße","qSK1)  - aus Volumenstrom","qSK2)  - aus Volumenstrom","qtotal2)  - aus Volumenstrom",null,"Steuerspannung [V]","Steuerspannung [V]"]
[null,"[m³/h]","[1/min]",null,"[m³/h]","[m³/h]","[1/min]","[-]","[-]","[W/K]",0,"[-]","[W/K]","[W/K]","[W/K]",null,"[V]","[V]"]
[1,208.66445506775221,544.54005872849393,null,208.66445506775221,188.94893930118963,544.54005872849393,1,1,{"$f":"IF($A$233=$A$247,J252,IF($A$233=$A$261,J266,IF($A$233=$A$275,J280,IF($A$233=$A$289,J294,\"-\"))))","v":39.49994512122921},41.136660498200918,1.0265706544194335,{"$f":"IF($A$233=$A$247,M252,IF($A$233=$A$261,M266,IF($A$233=$A$275,M280,IF($A$233=$A$289,M294,\"-\"))))","v":39.49994512122921},39.49994512122921,39.49994512122921,null,4.0291152370650281,3.8313041079503232]
[2,260.07001260417258,656.07668381189558,null,260.07001260417258,235.49747852191666,656.07668381189558,1,1,47.823220164321647,48.730390211126902,1.0324433451877673,47.823220164321647,47.823220164321647,47.823220164321647,null,5.0051322436993404,4.8810225061523518]
[3,319.11126008294463,780.0711840003612,null,319.11126008294463,288.9602548366982,780.0711840003612,1,1,56.262675230823483,56.330241121172151,1.0390002912114313,56.262675230823483,56.262675230823483,56.262675230823483,null,6.1225651300250377,6.1123612547546626]
[4,388.83522857800125,922.0436660415869,null,388.83522857800125,352.09640270976502,922.0436660415869,1,1,64.349936382830862,63.624210943538728,1.0459736752272371,64.349936382830862,64.349936382830862,64.349936382830862,null,7.4382087751307013,7.5958666255515217]
[]
[]
[]
[]
[]
[{"$f":"A139","v":"Baugröße 630"},null,"DpK =",{"$f":"D233*F325","v":8.0618961702620542},"[kPa]"]
[]
[{"$f":"CONCATENATE(\"bei \", ROUND($B$6,0), \" kg/h Kühlwassermassenstrom\")","v":"bei 110 kg/h Kühlwassermassenstrom"},null,null,null,null,"für kondensierende Auslegung"]
["Auslegung",{"$f":"$C$194","v":"Volumenstrom"},{"$f":"$C$195","v":"Drehzahl"},null,{"$f":"CONCATENATE(\"Volumenstrom - \",A247)","v":"Volumenstrom - Baugröße 630"},{"$f":"CONCATENATE(\"Volumenstrom - \",$A$233)","v":"Volumenstrom - Baugröße 1000"},"Drehzahl","Korrektur Total \nbei Sollwassermenge","Korrektur Sensibel\nbei Sollwassermenge","qSK1)  - aus Volumenstrom der gemessenen Baugröße","qSK1)  - aus Drehzahl","Korrektur Baugröße","qSK1)  - aus Volumenstrom","qSK2)  - aus Volumenstrom","qtotal2)  - aus Volumenstrom",null,"Steuerspannung [V]","Steuerspannung [V]","spez. Leistung Eurocoil 4L heizen","Leistung (messung) zu Leistung Eurocoil","spez. Leistung Eurocoil 2L heizen","qSK1)  - Auslegung- aus Volumenstrom und Effektivität Messung","qSK1)  "]
[null,{"$f":"$D$194","v":"[m³/h]"},{"$f":"$D$195","v":"[1/min]"},null,"[m³/h]","[m³/h]","[1/min]","[-]","[-]","[W/K]",null,"[-]","[W/K]","[W/K]","[W/K]",null,"[V]","[V]","[-]","[-]","[-]","[W/K]","[W/K]"]
[{"$f":"VKL!A22","v":1},{"$f":"VKL!B22","v":137.33793366251575},{"$f":"$C$164*B252^$D$164","v":593.63475570302342},null,{"$f":"IF($B$152=1,B252,C252)","v":137.33793366251575},{"$f":"E252/$C$139*$F$229","v":209.24341887431029},{"$f":"IF($B$152=2,B252,C252)","v":593.63475570302342},{"$f":"IF($A$228=\"heizen\",1,Auslegung_BG1000_kondensierend!AH32)","v":1},{"$f":"IF($A$228=\"heizen\",1,Auslegung_BG1000_kondensierend!AL32)","v":1},{"$f":"$C$185*F252^$C$184+$D$185*F252^$D$184+$E$185*F252^$E$184+$F$185*F252^$F$184","v":43.228475015528751},{"$f":"$C$187*G252^$C$186+$D$187*G252^$D$186+$E$187*G252^$E$186+$F$187*G252^$F$186","v":44.554762495843931},{"$f":"$I$216*J252^$I$215+$J$216*J252^$J$215+$K$216*J252^$K$215+$L$216*J252^$L$215+$M$216*J252^$M$215+$N$216*J252^$N$215+$O$216*J252^$O$215","v":0.61862656206705091},{"$f":"IF($A$247=$A$233,J252,J252*L252)","v":26.742282882257957},{"$f":"M252*I252","v":26.742282882257957},{"$f":"M252*H252","v":26.742282882257957},null,{"$f":"$Q$31*G252^$R$31","v":4.4550421949004919},{"$f":"$Q$37*F252^$R$37","v":4.2861300627452534},{"$f":"$I$212*E252^$I$209+$J$212*E252^$J$209+$K$212*E252^$K$209+$L$212*E252^$L$209+$M$212*E252^$M$209+$N$212*E252^$N$209+$O$212*E252^$O$209","v":44.086458349602481},{"$f":"1/S252*M252","v":0.60658723525018854},{"$f":"$R$210*E252^$R$208+$S$210*E252^$S$208+$T$210*E252^$T$208+$U$210*E252^$U$208+$V$210*E252^$V$208+$W$210*E252^$W$208+$X$210*E252^$X$208","v":39.495628882519703},{"$f":"IF(T252>1,U252,U252*T252)","v":23.957544328315119},{"$f":"IF($R$216=2,M252,V252)","v":26.742282882257957}]
[{"$f":"VKL!A23","v":2},{"$f":"VKL!B23","v":169.78809862208499},{"$f":"$C$164*B253^$D$164","v":710.33211110808941},null,{"$f":"IF($B$152=1,B253,C253)","v":169.78809862208499},{"$f":"E253/$C$139*$F$229","v":258.68338988669512},{"$f":"IF($B$152=2,B253,C253)","v":710.33211110808941},{"$f":"IF($A$228=\"heizen\",1,Auslegung_BG1000_kondensierend!AH33)","v":1},{"$f":"IF($A$228=\"heizen\",1,Auslegung_BG1000_kondensierend!AL33)","v":1},{"$f":"$C$185*F253^$C$184+$D$185*F253^$D$184+$E$185*F253^$E$184+$F$185*F253^$F$184","v":51.644070496448904},{"$f":"$C$187*G253^$C$186+$D$187*G253^$D$186+$E$187*G253^$E$186+$F$187*G253^$F$186","v":52.178941289758164},{"$f":"$I$216*J253^$I$215+$J$216*J253^$J$215+$K$216*J253^$K$215+$L$216*J253^$L$215+$M$216*J253^$M$215+$N$216*J253^$N$215+$O$216*J253^$O$215","v":0.62465100172740551},{"$f":"IF($A$247=$A$233,J253,J253*L253)","v":32.259520368887557},{"$f":"M253*I253","v":32.259520368887557},{"$f":"M253*H253","v":32.259520368887557},null,{"$f":"$Q$31*G253^$R$31","v":5.4901668937282908},{"$f":"$Q$37*F253^$R$37","v":5.411946530366933},{"$f":"$I$212*E253^$I$209+$J$212*E253^$J$209+$K$212*E253^$K$209+$L$212*E253^$L$209+$M$212*E253^$M$209+$N$212*E253^$N$209+$O$212*E253^$O$209","v":52.559498399344172},{"$f":"1/S253*M253","v":0.61377146569743679},{"$f":"$R$210*E253^$R$208+$S$210*E253^$S$208+$T$210*E253^$T$208+$U$210*E253^$U$208+$V$210*E253^$V$208+$W$210*E253^$W$208+$X$210*E253^$X$208","v":46.323578485983973},{"$f":"IF(T253>1,U253,U253*T253)","v":28.432090663692634},{"$f":"IF($R$216=2,M253,V253)","v":32.259520368887557}]
[{"$f":"VKL!A24","v":3},{"$f":"VKL!B24","v":207.44538491455287},{"$f":"$C$164*B254^$D$164","v":841.53319462368268},null,{"$f":"IF($B$152=1,B254,C254)","v":207.44538491455287},{"$f":"E254/$C$139*$F$229","v":316.05675439884288},{"$f":"IF($B$152=2,B254,C254)","v":841.53319462368268},{"$f":"IF($A$228=\"heizen\",1,Auslegung_BG1000_kondensierend!AH34)","v":1},{"$f":"IF($A$228=\"heizen\",1,Auslegung_BG1000_kondensierend!AL34)","v":1},{"$f":"$C$185*F254^$C$184+$D$185*F254^$D$184+$E$185*F254^$E$184+$F$185*F254^$F$184","v":60.004887946558441},{"$f":"$C$187*G254^$C$186+$D$187*G254^$D$186+$E$187*G254^$E$186+$F$187*G254^$F$186","v":59.692936857105984},{"$f":"$I$216*J254^$I$215+$J$216*J254^$J$215+$K$216*J254^$K$215+$L$216*J254^$L$215+$M$216*J254^$M$215+$N$216*J254^$N$215+$O$216*J254^$O$215","v":0.6323422220976026},{"$f":"IF($A$247=$A$233,J254,J254*L254)","v":37.943624180844417},{"$f":"M254*I254","v":37.943624180844417},{"$f":"M254*H254","v":37.943624180844417},null,{"$f":"$Q$31*G254^$R$31","v":6.6876870347101534},{"$f":"$Q$37*F254^$R$37","v":6.7454614174409944},{"$f":"$I$212*E254^$I$209+$J$212*E254^$J$209+$K$212*E254^$K$209+$L$212*E254^$L$209+$M$212*E254^$M$209+$N$212*E254^$N$209+$O$212*E254^$O$209","v":61.508754818032685},0.61688168282867573,53.271055291248601,32.861938234124864,{"$f":"IF($R$216=2,M254,V254)","v":37.943624180844417}]
[{"$f":"VKL!A25","v":4},{"$f":"VKL!B25","v":252.77058286929443},{"$f":"$C$164*B255^$D$164","v":994.69032244385119},null,{"$f":"IF($B$152=1,B255,C255)","v":252.77058286929443},{"$f":"E255/$C$139*$F$229","v":385.11268911612433},{"$f":"IF($B$152=2,B255,C255)","v":994.69032244385119},{"$f":"IF($A$228=\"heizen\",1,Auslegung_BG1000_kondensierend!AH35)","v":1},{"$f":"IF($A$228=\"heizen\",1,Auslegung_BG1000_kondensierend!AL35)","v":1},{"$f":"$C$185*F255^$C$184+$D$185*F255^$D$184+$E$185*F255^$E$184+$F$185*F255^$F$184","v":67.635426399500375},{"$f":"$C$187*G255^$C$186+$D$187*G255^$D$186+$E$187*G255^$E$186+$F$187*G255^$F$186","v":66.657046171739466},{"$f":"$I$216*J255^$I$215+$J$216*J255^$J$215+$K$216*J255^$K$215+$L$216*J255^$L$215+$M$216*J255^$M$215+$N$216*J255^$N$215+$O$216*J255^$O$215","v":0.64123959793312579},{"$f":"IF($A$247=$A$233,J255,J255*L255)","v":43.370513630451143},{"$f":"M255*I255","v":43.370513630451143},{"$f":"M255*H255","v":43.370513630451143},null,{"$f":"$Q$31*G255^$R$31","v":8.1247532137639151},{"$f":"$Q$37*F255^$R$37","v":8.3826084899214752},71.0979444875409,0.61001079486976351,60.423193831204216,36.858800497542674,{"$f":"IF($R$216=2,M255,V255)","v":43.370513630451143}]
[]
[]
[]
[]
[]
[{"$f":"A140","v":"Baugröße 800"},null,"DpK =",{"$f":"D233*G325","v":9.9622279127482134},"[kPa]"]
[]
[{"$f":"CONCATENATE(\"bei \", ROUND($B$6,0), \" kg/h Kühlwassermassenstrom\")","v":"bei 110 kg/h Kühlwassermassenstrom"},null,null,null,null,"für kondensierende Auslegung"]
["Auslegung",{"$f":"$C$194","v":"Volumenstrom"},{"$f":"$C$195","v":"Drehzahl"},null,{"$f":"CONCATENATE(\"Volumenstrom - \",A261)","v":"Volumenstrom - Baugröße 800"},{"$f":"CONCATENATE(\"Volumenstrom - \",$A$233)","v":"Volumenstrom - Baugröße 1000"},"Drehzahl","Korrektur Total \nbei Sollwassermenge","Korrektur Sensibel\nbei Sollwassermenge","qSK1)  - aus Volumenstrom der gemessenen Baugröße","qSK1)  - aus Drehzahl","Korrektur Baugröße","qSK1)  - aus Volumenstrom","qSK2)  - aus Volumenstrom","qtotal2)  - aus Volumenstrom",null,"Steuerspannung [V]","Steuerspannung [V]","spez. Leistung Eurocoil 4L heizen","Leistung (messung) zu Leistung Eurocoil","spez. Leistung Eurocoil 2L heizen","qSK1)  - Auslegung- aus Volumenstrom und Effektivität Messung","qSK1)  "]
[null,{"$f":"$D$194","v":"[m³/h]"},{"$f":"$D$195","v":"[1/min]"},null,"[m³/h]","[m³/h]","[1/min]","[-]","[-]","[W/K]",null,"[-]","[W/K]","[W/K]","[W/K]",null,"[V]","[V]","[-]","[-]","[-]","[W/K]","[W/K]"]
[{"$f":"VKL!A36","v":1},{"$f":"VKL!B36","v":176.47942619966756},{"$f":"$C$169*B266^$D$169","v":564.03352489276676},null,{"$f":"IF($B$152=1,B266,C266)","v":176.47942619966756},{"$f":"E266/$C$140*$F$229","v":196.96881849706136},{"$f":"IF($B$152=2,B266,C266)","v":564.03352489276676},{"$f":"IF($A$228=\"heizen\",1,Auslegung_BG1000_kondensierend!AH36)","v":1},{"$f":"IF($A$228=\"heizen\",1,Auslegung_BG1000_kondensierend!AL36)","v":1},{"$f":"$C$185*F266^$C$184+$D$185*F266^$D$184+$E$185*F266^$E$184+$F$185*F266^$F$184","v":40.990725306330233},{"$f":"$C$187*G266^$C$186+$D$187*G266^$D$186+$E$187*G266^$E$186+$F$187*G266^$F$186","v":42.506887469657009},{"$f":"$I$217*J266^$I$215+$J$217*J266^$J$215+$K$217*J266^$K$215+$L$217*J266^$L$215+$M$217*J266^$M$215+$N$217*J266^$N$215+$O$217*J266^$O$215","v":0.83722207806497262},{"$f":"IF($A$261=$A$233,J266,J266*L266)","v":34.318340222356262},{"$f":"M266*I266","v":34.318340222356262},{"$f":"M266*H266","v":34.318340222356262},null,{"$f":"$Q$31*G266^$R$31","v":4.1975093107909984},{"$f":"$Q$37*F266^$R$37","v":4.0104865042028255},{"$f":"$I$212*E266^$I$209+$J$212*E266^$J$209+$K$212*E266^$K$209+$L$212*E266^$L$209+$M$212*E266^$M$209+$N$212*E266^$N$209+$O$212*E266^$O$209","v":54.217765074229604},{"$f":"1/S266*M266","v":0.63297224028638932},{"$f":"$R$211*E266^$R$208+$S$211*E266^$S$208+$T$211*E266^$T$208+$U$211*E266^$U$208+$V$211*E266^$V$208+$W$211*E266^$W$208+$X$211*E266^$X$208","v":50.914384687342782},{"$f":"IF(T266>1,U266,U266*T266)","v":32.227392138350396},{"$f":"IF($R$216=2,M266,V266)","v":34.318340222356262}]
[{"$f":"VKL!A37","v":2},{"$f":"VKL!B37","v":219.18441927348732},{"$f":"$C$169*B267^$D$169","v":677.54528667388217},null,{"$f":"IF($B$152=1,B267,C267)","v":219.18441927348732},{"$f":"E267/$C$140*$F$229","v":244.63189294608355},{"$f":"IF($B$152=2,B267,C267)","v":677.54528667388217},{"$f":"IF($A$228=\"heizen\",1,Auslegung_BG1000_kondensierend!AH37)","v":1},{"$f":"IF($A$228=\"heizen\",1,Auslegung_BG1000_kondensierend!AL37)","v":1},{"$f":"$C$185*F267^$C$184+$D$185*F267^$D$184+$E$185*F267^$E$184+$F$185*F267^$F$184","v":49.356301719064973},{"$f":"$C$187*G267^$C$186+$D$187*G267^$D$186+$E$187*G267^$E$186+$F$187*G267^$F$186","v":50.116256471761396},{"$f":"$I$217*J267^$I$215+$J$217*J267^$J$215+$K$217*J267^$K$215+$L$217*J267^$L$215+$M$217*J267^$M$215+$N$217*J267^$N$215+$O$217*J267^$O$215","v":0.84419876838167007},{"$f":"IF($A$261=$A$233,J267,J267*L267)","v":41.666529123108752},{"$f":"M267*I267","v":41.666529123108752},{"$f":"M267*H267","v":41.666529123108752},null,{"$f":"$Q$31*G267^$R$31","v":5.196300315996532},{"$f":"$Q$37*F267^$R$37","v":5.0895933372130138},64.112448405355579,{"$f":"1/S267*M267","v":0.64989764327309907},{"$f":"$R$211*E267^$R$208+$S$211*E267^$S$208+$T$211*E267^$T$208+$U$211*E267^$U$208+$V$211*E267^$V$208+$W$211*E267^$W$208+$X$211*E267^$X$208","v":59.87070045826836},38.909827128938261,{"$f":"IF($R$216=2,M267,V267)","v":41.666529123108752}]
[{"$f":"VKL!A38","v":3},{"$f":"VKL!B38","v":268.43818757508603},{"$f":"$C$169*B268^$D$169","v":804.31558029413907},null,{"$f":"IF($B$152=1,B268,C268)","v":268.43818757508603},{"$f":"E268/$C$140*$F$229","v":299.60406028482902},{"$f":"IF($B$152=2,B268,C268)","v":804.31558029413907},{"$f":"IF($A$228=\"heizen\",1,Auslegung_BG1000_kondensierend!AH38)","v":1},{"$f":"IF($A$228=\"heizen\",1,Auslegung_BG1000_kondensierend!AL38)","v":1},{"$f":"$C$185*F268^$C$184+$D$185*F268^$D$184+$E$185*F268^$E$184+$F$185*F268^$F$184","v":57.778739689931513},{"$f":"$C$187*G268^$C$186+$D$187*G268^$D$186+$E$187*G268^$E$186+$F$187*G268^$F$186","v":57.691703627476628},{"$f":"$I$217*J268^$I$215+$J$217*J268^$J$215+$K$217*J268^$K$215+$L$217*J268^$L$215+$M$217*J268^$M$215+$N$217*J268^$N$215+$O$217*J268^$O$215","v":0.85240244257976006},{"$f":"IF($A$261=$A$233,J268,J268*L268)","v":49.250738840877752},{"$f":"M268*I268","v":49.250738840877752},{"$f":"M268*H268","v":49.250738840877752},null,{"$f":"$Q$31*G268^$R$31","v":6.3446422384748482},{"$f":"$Q$37*F268^$R$37","v":6.360374531567583},74.131537541788276,0.66436958511908506,68.720477606680248,45.655795196735532,{"$f":"IF($R$216=2,M268,V268)","v":49.250738840877752}]
[{"$f":"VKL!A39","v":4},{"$f":"VKL!B39","v":326.98783681007205},{"$f":"$C$169*B269^$D$169","v":950.44833284893787},null,{"$f":"IF($B$152=1,B269,C269)","v":326.98783681007205},{"$f":"E269/$C$140*$F$229","v":364.95136722917977},{"$f":"IF($B$152=2,B269,C269)","v":950.44833284893787},{"$f":"IF($A$228=\"heizen\",1,Auslegung_BG1000_kondensierend!AH39)","v":1},{"$f":"IF($A$228=\"heizen\",1,Auslegung_BG1000_kondensierend!AL39)","v":1},{"$f":"$C$185*F269^$C$184+$D$185*F269^$D$184+$E$185*F269^$E$184+$F$185*F269^$F$184","v":65.711714094018134},{"$f":"$C$187*G269^$C$186+$D$187*G269^$D$186+$E$187*G269^$E$186+$F$187*G269^$F$186","v":64.871211392282405},{"$f":"$I$217*J269^$I$215+$J$217*J269^$J$215+$K$217*J269^$K$215+$L$217*J269^$L$215+$M$217*J269^$M$215+$N$217*J269^$N$215+$O$217*J269^$O$215","v":0.86147561733422651},{"$f":"IF($A$261=$A$233,J269,J269*L269)","v":56.609039465234467},{"$f":"M269*I269","v":56.609039465234467},{"$f":"M269*H269","v":56.609039465234467},null,{"$f":"$Q$31*G269^$R$31","v":7.705626541464869},{"$f":"$Q$37*F269^$R$37","v":7.9013494943392537},84.307824151850539,0.67145653484394796,77.468878069889911,52.016984427056592,{"$f":"IF($R$216=2,M269,V269)","v":56.609039465234467}]
[]
[]
[]
[]
[]
[{"$f":"A141","v":"Baugröße 1000"},null,"DpK =",{"$f":"D233*H325","v":11.62840472566123},"[kPa]"]
[]
[{"$f":"CONCATENATE(\"bei \", ROUND($B$6,0), \" kg/h Kühlwassermassenstrom\")","v":"bei 110 kg/h Kühlwassermassenstrom"},null,null,null,null,"für kondensierende Auslegung"]
["Auslegung",{"$f":"$C$194","v":"Volumenstrom"},{"$f":"$C$195","v":"Drehzahl"},null,{"$f":"CONCATENATE(\"Volumenstrom - \",A275)","v":"Volumenstrom - Baugröße 1000"},{"$f":"CONCATENATE(\"Volumenstrom - \",$A$233)","v":"Volumenstrom - Baugröße 1000"},"Drehzahl","Korrektur Total \nbei Sollwassermenge","Korrektur Sensibel\nbei Sollwassermenge","qSK1)  - aus Volumenstrom der gemessenen Baugröße","qSK1)  - aus Drehzahl","Korrektur Baugröße","qSK1)  - aus Volumenstrom","qSK2)  - aus Volumenstrom","qtotal2)  - aus Volumenstrom",null,"Steuerspannung [V]","Steuerspannung [V]","spez. Leistung Eurocoil 4L heizen","Leistung (messung) zu Leistung Eurocoil","spez. Leistung Eurocoil 2L heizen","qSK1)  - Auslegung- aus Volumenstrom und Effektivität Messung","qSK1)  "]
[null,{"$f":"$D$194","v":"[m³/h]"},{"$f":"$D$195","v":"[1/min]"},null,"[m³/h]","[m³/h]","[1/min]","[-]","[-]","[W/K]",null,"[-]","[W/K]","[W/K]","[W/K]",null,"[V]","[V]","[-]","[-]","[-]","[W/K]","[W/K]"]
[{"$f":"VKL!A50","v":1},{"$f":"VKL!B50","v":208.66445506775221},{"$f":"$C$174*B280^$D$174","v":544.54005872849393},null,{"$f":"IF($B$152=1,B280,C280)","v":208.66445506775221},{"$f":"E280/$C$141*$F$229","v":188.94893930118963},{"$f":"IF($B$152=2,B280,C280)","v":544.54005872849393},{"$f":"IF($A$228=\"heizen\",1,Auslegung_BG1000_kondensierend!AH40)","v":1},{"$f":"IF($A$228=\"heizen\",1,Auslegung_BG1000_kondensierend!AL40)","v":1},{"$f":"$C$185*F280^$C$184+$D$185*F280^$D$184+$E$185*F280^$E$184+$F$185*F280^$F$184","v":39.49994512122921},{"$f":"$C$187*G280^$C$186+$D$187*G280^$D$186+$E$187*G280^$E$186+$F$187*G280^$F$186","v":41.136660498200918},{"$f":"$I$218*J280^$I$215+$J$218*J280^$J$215+$K$218*J280^$K$215+$L$218*J280^$L$215+$M$218*J280^$M$215+$N$218*J280^$N$215+$O$218*J280^$O$215","v":1.0265706544194335},{"$f":"IF($A$275=$A$233,J280,J280*L280)","v":39.49994512122921},{"$f":"M280*I280","v":39.49994512122921},{"$f":"M280*H280","v":39.49994512122921},null,{"$f":"$Q$31*G280^$R$31","v":4.0291152370650281},{"$f":"$Q$37*F280^$R$37","v":3.8313041079503232},{"$f":"$I$212*E280^$I$209+$J$212*E280^$J$209+$K$212*E280^$K$209+$L$212*E280^$L$209+$M$212*E280^$M$209+$N$212*E280^$N$209+$O$212*E280^$O$209","v":61.783164902718518},{"$f":"1/S280*M280","v":0.63933185008285598},{"$f":"$R$212*E280^$R$208+$S$212*E280^$S$208+$T$212*E280^$T$208+$U$212*E280^$U$208+$V$212*E280^$V$208+$W$212*E280^$W$208+$X$212*E280^$X$208","v":60.379093059048067},{"$f":"IF(T280>1,U280,U280*T280)","v":38.602277271766127},{"$f":"IF($R$216=2,M280,V280)","v":39.49994512122921}]
[{"$f":"VKL!A51","v":2},{"$f":"VKL!B51","v":260.07001260417258},{"$f":"$C$174*B281^$D$174","v":656.07668381189558},null,{"$f":"IF($B$152=1,B281,C281)","v":260.07001260417258},{"$f":"E281/$C$141*$F$229","v":235.49747852191666},{"$f":"IF($B$152=2,B281,C281)","v":656.07668381189558},{"$f":"IF($A$228=\"heizen\",1,Auslegung_BG1000_kondensierend!AH41)","v":1},{"$f":"IF($A$228=\"heizen\",1,Auslegung_BG1000_kondensierend!AL41)","v":1},{"$f":"$C$185*F281^$C$184+$D$185*F281^$D$184+$E$185*F281^$E$184+$F$185*F281^$F$184","v":47.823220164321647},{"$f":"$C$187*G281^$C$186+$D$187*G281^$D$186+$E$187*G281^$E$186+$F$187*G281^$F$186","v":48.730390211126902},{"$f":"$I$218*J281^$I$215+$J$218*J281^$J$215+$K$218*J281^$K$215+$L$218*J281^$L$215+$M$218*J281^$M$215+$N$218*J281^$N$215+$O$218*J281^$O$215","v":1.0324433451877673},{"$f":"IF($A$275=$A$233,J281,J281*L281)","v":47.823220164321647},{"$f":"M281*I281","v":47.823220164321647},{"$f":"M281*H281","v":47.823220164321647},null,{"$f":"$Q$31*G281^$R$31","v":5.0051322436993404},{"$f":"$Q$37*F281^$R$37","v":4.8810225061523518},72.528536395915978,{"$f":"1/S281*M281","v":0.65937109089401857},{"$f":"$R$212*E281^$R$208+$S$212*E281^$S$208+$T$212*E281^$T$208+$U$212*E281^$U$208+$V$212*E281^$V$208+$W$212*E281^$W$208+$X$212*E281^$X$208","v":71.005450431397179},46.818941310371521,{"$f":"IF($R$216=2,M281,V281)","v":47.823220164321647}]
[{"$f":"VKL!A52","v":3},{"$f":"VKL!B52","v":319.11126008294463},{"$f":"$C$174*B282^$D$174","v":780.0711840003612},null,{"$f":"IF($B$152=1,B282,C282)","v":319.11126008294463},{"$f":"E282/$C$141*$F$229","v":288.9602548366982},{"$f":"IF($B$152=2,B282,C282)","v":780.0711840003612},{"$f":"IF($A$228=\"heizen\",1,Auslegung_BG1000_kondensierend!AH42)","v":1},{"$f":"IF($A$228=\"heizen\",1,Auslegung_BG1000_kondensierend!AL42)","v":1},{"$f":"$C$185*F282^$C$184+$D$185*F282^$D$184+$E$185*F282^$E$184+$F$185*F282^$F$184","v":56.262675230823483},{"$f":"$C$187*G282^$C$186+$D$187*G282^$D$186+$E$187*G282^$E$186+$F$187*G282^$F$186","v":56.330241121172151},{"$f":"$I$218*J282^$I$215+$J$218*J282^$J$215+$K$218*J282^$K$215+$L$218*J282^$L$215+$M$218*J282^$M$215+$N$218*J282^$N$215+$O$218*J282^$O$215","v":1.0390002912114313},{"$f":"IF($A$275=$A$233,J282,J282*L282)","v":56.262675230823483},{"$f":"M282*I282","v":56.262675230823483},{"$f":"M282*H282","v":56.262675230823483},null,{"$f":"$Q$31*G282^$R$31","v":6.1225651300250377},{"$f":"$Q$37*F282^$R$37","v":6.1123612547546626},83.039113724190543,0.67754426447392735,81.229982299548382,55.036908610377644,{"$f":"IF($R$216=2,M282,V282)","v":56.262675230823483}]
[{"$f":"VKL!A53","v":4},{"$f":"VKL!B53","v":388.83522857800125},{"$f":"$C$174*B283^$D$174","v":922.0436660415869},null,{"$f":"IF($B$152=1,B283,C283)","v":388.83522857800125},{"$f":"E283/$C$141*$F$229","v":352.09640270976502},{"$f":"IF($B$152=2,B283,C283)","v":922.0436660415869},{"$f":"IF($A$228=\"heizen\",1,Auslegung_BG1000_kondensierend!AH43)","v":1},{"$f":"IF($A$228=\"heizen\",1,Auslegung_BG1000_kondensierend!AL43)","v":1},{"$f":"$C$185*F283^$C$184+$D$185*F283^$D$184+$E$185*F283^$E$184+$F$185*F283^$F$184","v":64.349936382830862},{"$f":"$C$187*G283^$C$186+$D$187*G283^$D$186+$E$187*G283^$E$186+$F$187*G283^$F$186","v":63.624210943538728},{"$f":"$I$218*J283^$I$215+$J$218*J283^$J$215+$K$218*J283^$K$215+$L$218*J283^$L$215+$M$218*J283^$M$215+$N$218*J283^$N$215+$O$218*J283^$O$215","v":1.0459736752272371},{"$f":"IF($A$275=$A$233,J283,J283*L283)","v":64.349936382830862},{"$f":"M283*I283","v":64.349936382830862},{"$f":"M283*H283","v":64.349936382830862},null,{"$f":"$Q$31*G283^$R$31","v":7.4382087751307013},{"$f":"$Q$37*F283^$R$37","v":7.5958666255515217},93.311499952024008,0.68962492743034143,91.047518840262512,62.788638572928676,{"$f":"IF($R$216=2,M283,V283)","v":64.349936382830862}]
[]
[]
[]
[]
[]
[{"$f":"A142","v":"Baugröße 1200"},null,"DpK =",{"$f":"D233*I325","v":13.156217262008299},"[kPa]"]
[]
[{"$f":"CONCATENATE(\"bei \", ROUND($B$6,0), \" kg/h Kühlwassermassenstrom\")","v":"bei 110 kg/h Kühlwassermassenstrom"},null,null,null,null,"für kondensierende Auslegung"]
["Auslegung",{"$f":"$C$194","v":"Volumenstrom"},{"$f":"$C$195","v":"Drehzahl"},null,{"$f":"CONCATENATE(\"Volumenstrom - \",A289)","v":"Volumenstrom - Baugröße 1200"},{"$f":"CONCATENATE(\"Volumenstrom - \",$A$233)","v":"Volumenstrom - Baugröße 1000"},"Drehzahl","Korrektur Total \nbei Sollwassermenge","Korrektur Sensibel\nbei Sollwassermenge","qSK1)  - aus Volumenstrom der gemessenen Baugröße","qSK1)  - aus Drehzahl","Korrektur Baugröße","qSK1)  - aus Volumenstrom","qSK2)  - aus Volumenstrom","qtotal2)  - aus Volumenstrom",null,"Steuerspannung [V]","Steuerspannung [V]"]
[null,{"$f":"$D$194","v":"[m³/h]"},{"$f":"$D$195","v":"[1/min]"},null,"[m³/h]","[m³/h]","[1/min]","[-]","[-]","[W/K]",null,"[-]","[W/K]","[W/K]","[W/K]",null,"[V]","[V]"]
[{"$f":"VKL!A78","v":0},{"$f":"VKL!B64","v":300.95603674518185},{"$f":"$C$174*B294^$D$174","v":742.35158897540373},null,{"$f":"IF($B$152=1,B294,C294)","v":300.95603674518185},{"$f":"E294/$C$141*$F$229","v":272.52041513648356},{"$f":"IF($B$152=2,B294,C294)","v":742.35158897540373},{"$f":"IF($A$228=\"heizen\",1,Auslegung_BG1000_kondensierend!AH44)","v":1},{"$f":"IF($A$228=\"heizen\",1,Auslegung_BG1000_kondensierend!AL44)","v":1},{"$f":"$C$185*F294^$C$184+$D$185*F294^$D$184+$E$185*F294^$E$184+$F$185*F294^$F$184","v":53.809318219272228},{"$f":"$C$187*G294^$C$186+$D$187*G294^$D$186+$E$187*G294^$E$186+$F$187*G294^$F$186","v":54.126575437917801},{"$f":"$I$219*J294^$I$215+$J$219*J294^$J$215+$K$219*J294^$K$215+$L$219*J294^$L$215+$M$219*J294^$M$215+$N$219*J294^$N$215+$O$219*J294^$O$215","v":1.2208212815516326},{"$f":"IF($A$289=$A$233,J294,J294*L294)","v":65.691560827871541},{"$f":"M294*I294","v":65.691560827871541},{"$f":"M294*H294","v":65.691560827871541},null,{"$f":"$Q$31*G294^$R$31","v":5.7793138253610312},{"$f":"$Q$37*F294^$R$37","v":5.7310890297904145}]
[{"$f":"VKL!A79","v":0},{"$f":"VKL!B65","v":300.95603674518185},{"$f":"$C$174*B295^$D$174","v":742.35158897540373},null,{"$f":"IF($B$152=1,B295,C295)","v":300.95603674518185},{"$f":"E295/$C$141*$F$229","v":272.52041513648356},{"$f":"IF($B$152=2,B295,C295)","v":742.35158897540373},{"$f":"IF($A$228=\"heizen\",1,Auslegung_BG1000_kondensierend!AH45)","v":1},{"$f":"IF($A$228=\"heizen\",1,Auslegung_BG1000_kondensierend!AL45)","v":1},{"$f":"$C$185*F295^$C$184+$D$185*F295^$D$184+$E$185*F295^$E$184+$F$185*F295^$F$184","v":53.809318219272228},{"$f":"$C$187*G295^$C$186+$D$187*G295^$D$186+$E$187*G295^$E$186+$F$187*G295^$F$186","v":54.126575437917801},{"$f":"$I$219*J295^$I$215+$J$219*J295^$J$215+$K$219*J295^$K$215+$L$219*J295^$L$215+$M$219*J295^$M$215+$N$219*J295^$N$215+$O$219*J295^$O$215","v":1.2208212815516326},{"$f":"IF($A$289=$A$233,J295,J295*L295)","v":65.691560827871541},{"$f":"M295*I295","v":65.691560827871541},{"$f":"M295*H295","v":65.691560827871541},null,{"$f":"$Q$31*G295^$R$31","v":5.7793138253610312},{"$f":"$Q$37*F295^$R$37","v":5.7310890297904145}]
[{"$f":"VKL!A80","v":0},{"$f":"VKL!B66","v":300.95603674518185},{"$f":"$C$174*B296^$D$174","v":742.35158897540373},null,{"$f":"IF($B$152=1,B296,C296)","v":300.95603674518185},{"$f":"E296/$C$141*$F$229","v":272.52041513648356},{"$f":"IF($B$152=2,B296,C296)","v":742.35158897540373},{"$f":"IF($A$228=\"heizen\",1,Auslegung_BG1000_kondensierend!AH46)","v":1},{"$f":"IF($A$228=\"heizen\",1,Auslegung_BG1000_kondensierend!AL46)","v":1},{"$f":"$C$185*F296^$C$184+$D$185*F296^$D$184+$E$185*F296^$E$184+$F$185*F296^$F$184","v":53.809318219272228},{"$f":"$C$187*G296^$C$186+$D$187*G296^$D$186+$E$187*G296^$E$186+$F$187*G296^$F$186","v":54.126575437917801},{"$f":"$I$219*J296^$I$215+$J$219*J296^$J$215+$K$219*J296^$K$215+$L$219*J296^$L$215+$M$219*J296^$M$215+$N$219*J296^$N$215+$O$219*J296^$O$215","v":1.2208212815516326},{"$f":"IF($A$289=$A$233,J296,J296*L296)","v":65.691560827871541},{"$f":"M296*I296","v":65.691560827871541},{"$f":"M296*H296","v":65.691560827871541},null,{"$f":"$Q$31*G296^$R$31","v":5.7793138253610312},{"$f":"$Q$37*F296^$R$37","v":5.7310890297904145}]
[{"$f":"VKL!A81","v":0},{"$f":"VKL!B67","v":300.95603674518185},{"$f":"$C$174*B297^$D$174","v":742.35158897540373},null,{"$f":"IF($B$152=1,B297,C297)","v":300.95603674518185},{"$f":"E297/$C$141*$F$229","v":272.52041513648356},{"$f":"IF($B$152=2,B297,C297)","v":742.35158897540373},{"$f":"IF($A$228=\"heizen\",1,Auslegung_BG1000_kondensierend!AH47)","v":1},{"$f":"IF($A$228=\"heizen\",1,Auslegung_BG1000_kondensierend!AL47)","v":1},{"$f":"$C$185*F297^$C$184+$D$185*F297^$D$184+$E$185*F297^$E$184+$F$185*F297^$F$184","v":53.809318219272228},{"$f":"$C$187*G297^$C$186+$D$187*G297^$D$186+$E$187*G297^$E$186+$F$187*G297^$F$186","v":54.126575437917801},{"$f":"$I$219*J297^$I$215+$J$219*J297^$J$215+$K$219*J297^$K$215+$L$219*J297^$L$215+$M$219*J297^$M$215+$N$219*J297^$N$215+$O$219*J297^$O$215","v":1.2208212815516326},{"$f":"IF($A$289=$A$233,J297,J297*L297)","v":65.691560827871541},{"$f":"M297*I297","v":65.691560827871541},{"$f":"M297*H297","v":65.691560827871541},null,{"$f":"$Q$31*G297^$R$31","v":5.7793138253610312},{"$f":"$Q$37*F297^$R$37","v":5.7310890297904145}]
[]
[]
[]
[]
[]
[]
[]
[]
[]
[]
[]
["heizen - Druckverlust Wasser"]
[]
[]
["FALSCHER LAMELLENABSTAND EINGESTELLT --> HAT KEINEN EINFLUSS AUF DEN WASSERSEITIGEN DRUCKVERLUST"]
[]
[null,null,null,null,null,"Korrektur"]
[{"$f":"$A$247","v":"Baugröße 630"},{"$f":"$A$261","v":"Baugröße 800"},{"$f":"$A$275","v":"Baugröße 1000"},{"$f":"$A$289","v":"Baugröße 1200"},null,{"$f":"$A$247","v":"Baugröße 630"},{"$f":"$A$261","v":"Baugröße 800"},{"$f":"$A$275","v":"Baugröße 1000"},{"$f":"$A$289","v":"Baugröße 1200"}]
[{"$f":"CONCATENATE(\"WT Länge = \",$B$139)","v":"WT Länge = 630"},{"$f":"CONCATENATE(\"WT Länge = \",$B$140)","v":"WT Länge = 860"},{"$f":"CONCATENATE(\"WT Länge = \",$B$141)","v":"WT Länge = 1060"},{"$f":"CONCATENATE(\"WT Länge = \",$B$142)","v":"WT Länge = 1260"},null,{"$f":"CONCATENATE(\"WT Länge = \",$B$139)","v":"WT Länge = 630"},{"$f":"CONCATENATE(\"WT Länge = \",$B$140)","v":"WT Länge = 860"},{"$f":"CONCATENATE(\"WT Länge = \",$B$141)","v":"WT Länge = 1060"},{"$f":"CONCATENATE(\"WT Länge = \",$B$142)","v":"WT Länge = 1260"}]
[]
[{"$f":"L334","v":0},{"$f":"L346","v":0},{"$f":"L358","v":0},{"$f":"L371","v":0},null,{"$f":"1/B318*A318","v":{"$error":"#DIV/0!"}},{"$f":"1/B318*B318","v":{"$error":"#DIV/0!"}},{"$f":"1/B318*C318","v":{"$error":"#DIV/0!"}},{"$f":"1/B318*D318","v":{"$error":"#DIV/0!"}}]
[{"$f":"L335","v":2},{"$f":"L347","v":2},{"$f":"L359","v":2},{"$f":"L372","v":3},null,1,1,1,1.5]
[5,6,7,8,null,0.83333333333333326,1,1.1666666666666665,1.3333333333333333]
[9,11,13,15,null,0.81818181818181823,1,1.1818181818181819,1.3636363636363638]
[14,18,21,23,null,0.77777777777777768,1,1.1666666666666665,1.2777777777777777]
[21,26,30,34,null,0.80769230769230771,1,1.153846153846154,1.3076923076923077]
[]
[null,null,null,null,null,{"$f":"AVERAGE(F320:F323)","v":0.80924630924630914},{"$f":"AVERAGE(G320:G323)","v":1},{"$f":"AVERAGE(H320:H323)","v":1.1672494172494172},{"$f":"AVERAGE(I320:I323)","v":1.3206099456099456}]
[]
[]
[600]
[]
[]
[]
["QA","VA","DPA","TAI","TAO","QTOT","QW","VW","TWI","TWO","GLI","DPW"]
["m3/h","m/s","Pa","°C","°C","kW","l/h","m/s","°C","°C","%","kPa"]
[116,0.31,0,24,32.9,0.34,10,0.04,55,25.3,0,0]
[116,0.31,0,24,46.4,0.86,60,0.24,55,42.4,0,2]
[116,0.31,0,24,49,0.96,110,0.44,55,47.4,0,5]
[116,0.31,0,24,49.9,1,160,0.64,55,49.6,0,9]
[116,0.31,0,24,50.2,1.01,210,0.84,55,50.8,0,14]
[116,0.31,0,24,50.5,1.02,260,1.04,55,51.6,0,21]
[]
[830]
[]
[]
["QA","VA","DPA","TAI","TAO","QTOT","QW","VW","TWI","TWO","GLI","DPW"]
["m3/h","m/s","Pa","°C","°C","kW","l/h","m/s","°C","°C","%","kPa"]
[116,0.22,0,24,33.1,0.35,10,0.04,55,24.6,0,0]
[116,0.22,0,24,48.5,0.94,60,0.24,55,41.3,0,2]
[116,0.22,0,24,51,1.04,110,0.44,55,46.8,0,6]
[116,0.22,0,24,51.7,1.07,160,0.64,55,49.2,0,11]
[116,0.22,0,24,52.1,1.08,210,0.84,55,50.5,0,18]
[116,0.22,0,24,52.3,1.0900000000000001,260,1.04,55,51.3,0,26]
[]
[1030]
[]
[]
["QA","VA","DPA","TAI","TAO","QTOT","QW","VW","TWI","TWO","GLI","DPW"]
["m3/h","m/s","Pa","°C","°C","kW","l/h","m/s","°C","°C","%","kPa"]
[116,0.18,0,24,33.200000000000003,0.35,10,0.04,55,24.4,0,0]
[116,0.18,0,24,49.7,0.99,60,0.24,55,40.6,0,2]
[116,0.18,0,24,52.1,1.08,110,0.44,55,46.4,0,7]
[116,0.18,0,24,52.7,1.1100000000000001,160,0.64,55,49,0,13]
[116,0.18,0,24,53,1.1200000000000001,210,0.84,55,50.4,0,21]
[116,0.18,0,24,53.2,1.1200000000000001,260,1.04,55,51.2,0,30]
[]
[]
[]
[]
[]
["QA","VA","DPA","TAI","TAO","QTOT","QW","VW","TWI","TWO","GLI","DPW"]
["m3/h","m/s","Pa","°C","°C","kW","l/h","m/s","°C","°C","%","kPa"]
[116,0.15,0,24,33.200000000000003,0.35,10,0.04,55,24.2,0,0]
[116,0.15,0,24,50.6,1.02,60,0.24,55,40.200000000000003,0,3]
[116,0.15,0,24,52.7,1.1100000000000001,110,0.44,55,46.2,0,8]
[116,0.15,0,24,53.3,1.1299999999999999,160,0.64,55,48.8,0,15]
[116,0.15,0,24,53.6,1.1399999999999999,210,0.84,55,50.3,0,23]
[116,0.15,0,24,53.7,1.1399999999999999,260,1.04,55,51.2,0,34]

{"sheet":"BG1000;WT3,2;k","index":7,"n_rows":441,"n_cols":115,"rows_kept":441,"cut":false,"hidden":true,"merged":[]}
["TT - Anfrage Frank Barnert",null,"Master auswählen ->","BG","WT","Verhältnis","DpK =","Verhältnis",{"$f":"CONCATENATE(\"Polynom 6 Ordnung - \",A3)","v":"Polynom 6 Ordnung - BG1000;WT3,2;k"},6,5,4,3,2,1,0]
["2017-09-12",null,null,"BG 1000",{"$f":"VLOOKUP(D2,D3:F6,2,0)","v":1060},{"$f":"VLOOKUP(D2,D3:F6,3,0)","v":1},{"$f":"VLOOKUP(D2,D3:G6,4,0)","v":33},{"$f":"VLOOKUP(E2,E3:H6,4,0)","v":1},{"$f":"D2","v":"BG 1000"},{"$f":"VLOOKUP($I2,$I$3:$P$6,2,0)","v":7.1806934782749804E-16},{"$f":"VLOOKUP($I2,$I$3:$P$6,3,0)","v":-2.3075528582726263E-12},{"$f":"VLOOKUP($I2,$I$3:$P$6,4,0)","v":2.7200911509685568E-9},{"$f":"VLOOKUP($I2,$I$3:$P$6,5,0)","v":-1.2698566471358508E-6},{"$f":"VLOOKUP($I2,$I$3:$P$6,6,0)","v":-6.3414069875369325E-5},{"$f":"VLOOKUP($I2,$I$3:$P$6,7,0)","v":0.33726006825713006},{"$f":"VLOOKUP($I2,$I$3:$P$6,8,0)","v":0},null,null,null,null,null,null,null,null,null,null,null,null,null,null,null,null,null,null,null,null,null,null,null,null,null,null,null,null,"  Datentabelle aus Eurocoil entnehmen"]
[{"$f":"MID(CELL(\"dateiname\",A1),FIND(\"]\",CELL(\"dateiname\",A1))+1,255)","v":"BG1000;WT3,2;k"},null,null,"BG 600",630,{"$f":"E3/$E$2","v":0.59433962264150941},{"$f":"BI18","v":23},{"$f":"G3/$G$2","v":0.69696969696969702},{"$f":"D3","v":"BG 600"},{"$f":"LINEST(AS18:AS117,AU18:AU117^{1,2,3,4,5,6},0,0)","v":2.6857403120066425E-16},-7.0293940851997171E-13,4.6925453399000911E-10,2.7819964997123295E-7,-5.6371794848679045E-4,0.35877382309264055,0]
[null,null,null,"BG 800",860,{"$f":"E4/$E$2","v":0.81132075471698117},{"$f":"CA18","v":28},{"$f":"G4/$G$2","v":0.84848484848484851},{"$f":"D4","v":"BG 800"},{"$f":"LINEST(BK18:BK117,BM18:BM117^{1,2,3,4,5,6},0,0)","v":6.4511709173582211E-16},-1.9543860245548163E-12,2.101110110834226E-9,-7.6646757551914014E-7,-2.4761447789027391E-4,0.34630757540697282,0]
["WT 2L",3.2,"mm","BG 1000",1060,{"$f":"E5/$E$2","v":1},{"$f":"CS18","v":33},{"$f":"G5/$G$2","v":1},{"$f":"D5","v":"BG 1000"},{"$f":"LINEST(CC18:CC117,CE18:CE117^{1,2,3,4,5,6},0,0)","v":7.1806934782749804E-16},-2.3075528582726263E-12,2.7200911509685568E-9,-1.2698566471358508E-6,-6.3414069875369325E-5,0.33726006825713006,0]
["Länge",1060,"mm","BG 1200",1260,{"$f":"E6/$E$2","v":1.1886792452830188},{"$f":"DK18","v":38},{"$f":"G6/$G$2","v":1.1515151515151516},{"$f":"D6","v":"BG 1200"},{"$f":"LINEST(CU18:CU116,CW18:CW116^{1,2,3,4,5,6},0,0)","v":8.4971366341575006E-16},-2.7716143660376599E-12,3.3901492465157288E-9,-1.7656068320550361E-6,1.1678301125619908E-4,0.32426300061155233,0]
["Rohrreihen",3,null,null,null,null,"Wassermenge =",{"$f":"DF18","v":200}]
["unbenutzte Rohre",1,null,"Beispiel:","mit Korrektur",null,null,null,{"$f":"CONCATENATE(\"Korrekturfaktoren - \",A3)","v":"Korrekturfaktoren - BG1000;WT3,2;k"},6,5,4,3,2,1,0]
[null,null,null,50,{"$f":"(J9*$D$9^$J$8+K9*$D$9^$K$8+L9*$D$9^$L$8+M9*$D$9^$M$8+N9*$D$9^$N$8+O9*$D$9^$O$8+P9)*$D$9","v":31.158144257620616},{"$f":"I9","v":"BG 600"},null,null,{"$f":"D3","v":"BG 600"},{"$f":"LINEST(G18:G117,C18:C117^{0,1,2,3,4,5,6},0,0)","v":1.1064092041496665E-12},-4.1392772661426451E-10,5.7173487394160017E-8,-3.6154993198968721E-6,1.1811827470386581E-4,-1.7167699160171559E-3,0.6203735837193336]
["Grenzen",null,null,null,{"$f":"(J10*$D$9^$J$8+K10*$D$9^$K$8+L10*$D$9^$L$8+M10*$D$9^$M$8+N10*$D$9^$N$8+O10*$D$9^$O$8+P10)*$D$9","v":42.184309382024033},{"$f":"I10","v":"BG 800"},null,null,{"$f":"D4","v":"BG 800"},{"$f":"LINEST(J18:J117,C18:C117^{0,1,2,3,4,5,6},0,0)","v":8.1289724628745663E-13},-2.7985194037461746E-10,3.5082900726135609E-8,-1.9907173304225231E-6,5.9178448660317965E-5,-2.6067522777929763E-4,0.81309757603694488]
["Maximum",{"$f":"MAX(B18:B117)","v":1000},"m³/h",null,51.824488789995058,"BG 1000",null,null,{"$f":"D5","v":"BG 1000"},{"$f":"LINEST(M18:M96,C18:C96^{0,1,2,3,4,5,6},0,0)","v":3.6854299589727799E-13},-1.2139189514576695E-10,1.462315313104634E-8,-8.0281932325071187E-7,1.6876835227464511E-5,1.2134524130957914E-3,0.97475925833590693]
[null,null,null,null,61.227273980831711,"BG 1200",null,null,{"$f":"D6","v":"BG 1200"},{"$f":"LINEST(P18:P83,C18:C83^{0,1,2,3,4,5,6},0,0)","v":-1.0165131872025008E-12},3.3133394965673494E-10,-4.0288406274074656E-8,2.3503285197575778E-6,-9.263503865657082E-5,4.3103327197942208E-3,1.1109690737939291,null,null,null,null,null,null,null,null,null,null,null,null,1,2,3,4,5,6,7,8,9,10,11,12,13,14,15,null,{"$f":"E3","v":630},null,1,2,3,4,5,6,7,8,9,10,11,12,13,14,15,null,{"$f":"E4","v":860},null,1,2,3,4,5,6,7,8,9,10,11,12,13,14,15,null,{"$f":"E5","v":1060},null,1,2,3,4,5,6,7,8,9,10,11,12,13,14,15,null,{"$f":"E6","v":1260},null,1,2,3,4,5,6,7,8,9,10,11,12,13,14,15]
[null,{"$f":"CONCATENATE(\"Master - \",AA13)","v":"Master - BG 1000"},null,null,{"$f":"AS13","v":"BG 600"},null,null,{"$f":"BK13","v":"BG 800"},null,null,{"$f":"CC13","v":"BG 1000"},null,null,{"$f":"CU13","v":"BG 1200"},null,null,null,null,null,null,null,null,null,null,null,null,{"$f":"D2","v":"BG 1000"},null,null,null,null,null,null,null,null,null,null,null,null,null,null,null,null,null,{"$f":"D3","v":"BG 600"},null,null,null,null,null,null,null,null,null,null,null,null,null,null,null,null,null,{"$f":"D4","v":"BG 800"},null,null,null,null,null,null,null,null,null,null,null,null,null,null,null,null,null,{"$f":"D5","v":"BG 1000"},null,null,null,null,null,null,null,null,null,null,null,null,null,null,null,null,null,{"$f":"D6","v":"BG 1200"}]
[null,"Volumen-nstrom","spez. \nLeistung","Korrektur-faktor","Volumen-nstrom","spez. \nLeistung","Korrektur-faktor","Volumen-nstrom","spez. \nLeistung","Korrektur-faktor","Volumen-nstrom","spez. \nLeistung","Korrektur-faktor","Volumen-nstrom","spez. \nLeistung","Korrektur-faktor",null,null,null,null,null,null,null,null,null,null,{"$f":"IF($AA$13=$AS$13,AS14,IF($AA$13=$BK$13,BK14,IF($AA$13=$CC$13,CC14,IF($AA$13=$CU$13,CU14,\"-\"))))","v":"q sensibel"},"S","QA","VA","DPA","TAI","UR","TAO","UR","PT","PS","QW","VW","TWI","TWO",null,{"$f":"IF($AA$13=$AS$13,BI14,IF($AA$13=$BK$13,CA14,IF($AA$13=$CC$13,CS14,IF($AA$13=$CU$13,DK14,\"-\"))))","v":"DPW"},null,"q sensibel","S","QA","VA","DPA","TAI","UR","TAO","UR","PT","PS","QW","VW","TWI","TWO",null,"DPW",null,"q sensibel","S","QA","VA","DPA","TAI","UR","TAO","UR","PT","PS","QW","VW","TWI","TWO",null,"DPW",null,"q sensibel","S","QA","VA","DPA","TAI","UR","TAO","UR","PT","PS","QW","VW","TWI","TWO",null,"DPW",null,"q sensibel","S","QA","VA","DPA","TAI","UR","TAO","UR","PT","PS","QW","VW","TWI","TWO",null,"DPW"]
[null,"[m³/h]","[W/K]","[-]","[m³/h]","[W/K]","[-]","[m³/h]","[W/K]","[-]","[m³/h]","[W/K]","[-]","[m³/h]","[W/K]","[-]",null,null,null,null,null,null,null,null,null,null,"W/K",0,"m3/h","m/s","Pa","°C"," % ","°C"," % ","kW","kW","l/h","m/s","°C","°C",null,"kPa",null,"W/K",null,"m3/h","m/s","Pa","°C"," % ","°C"," % ","kW","kW","l/h","m/s","°C","°C",null,"kPa",null,"W/K",null,"m3/h","m/s","Pa","°C"," % ","°C"," % ","kW","kW","l/h","m/s","°C","°C",null,"kPa",null,"W/K",null,"m3/h","m/s","Pa","°C"," % ","°C"," % ","kW","kW","l/h","m/s","°C","°C",null,"kPa",null,"W/K",null,"m3/h","m/s","Pa","°C"," % ","°C"," % ","kW","kW","l/h","m/s","°C","°C",null,"kPa"]
[null,null,null,null,null,null,null,null,null,null,null,null,null,null,null,null,null,null,null,null,null,null,null,null,null,null,0,"S","QA","VA","DPA","TAI","RH","TAO","RH","QTOT","QSEN","QW","VW","TWI","TWO",null,"DPW",null,null,"S","QA","VA","DPA","TAI","RH","TAO","RH","QTOT","QSEN","QW","VW","TWI","TWO","GLI","DPW",null,null,"S","QA","VA","DPA","TAI","RH","TAO","RH","QTOT","QSEN","QW","VW","TWI","TWO","GLI","DPW",null,null,"S","QA","VA","DPA","TAI","RH","TAO","RH","QTOT","QSEN","QW","VW","TWI","TWO","GLI","DPW",null,null,"S","QA","VA","DPA","TAI","RH","TAO","RH","QTOT","QSEN","QW","VW","TWI","TWO","GLI","DPW"]
[null,null,null,null,null,null,null,null,null,null,null,null,null,null,null,null,null,null,null,null,null,null,null,null,null,null,0,0,"m3/h","m/s","Pa","°C","%","°C","%","kW","kW","l/h","m/s","°C","°C",null,"kPa",null,null,null,"m3/h","m/s","Pa","°C","%","°C","%","kW","kW","l/h","m/s","°C","°C","%","kPa",null,null,null,"m3/h","m/s","Pa","°C","%","°C","%","kW","kW","l/h","m/s","°C","°C","%","kPa",null,null,null,"m3/h","m/s","Pa","°C","%","°C","%","kW","kW","l/h","m/s","°C","°C","%","kPa",null,null,null,"m3/h","m/s","Pa","°C","%","°C","%","kW","kW","l/h","m/s","°C","°C","%","kPa"]
[null,{"$f":"AC18","v":10},{"$f":"$J$4*B18^6+$K$4*B18^5+$L$4*B18^4+$M$4*B18^3+$N$4*B18^2+$O$4*B18","v":3.4375686550128046},{"$f":"1/C18*C18","v":1},{"$f":"IF($B18*$F$3>$B$11,\"\",$B18*$F$3)","v":5.9433962264150946},{"$f":"IF(E18>$B$11,\"\",$J$3*E18^6+$K$3*E18^5+$L$3*E18^4+$M$3*E18^3+$N$3*E18^2+$O$3*E18)","v":2.112481223524362},{"$f":"IF(E18>$B$11,\"\",1/$C18*F18)","v":0.61452771872464418},{"$f":"IF($B18*$F$4>$B$11,\"\",$B18*$F$4)","v":8.1132075471698109},{"$f":"IF(H18>$B$11,\"\",$J$4*H18^6+$K$4*H18^5+$L$4*H18^4+$M$4*H18^3+$N$4*H18^2+$O$4*H18)","v":2.7929659323119975},{"$f":"IF(H18>$B$11,\"\",1/$C18*I18)","v":0.81248295310093066},{"$f":"IF($B18*$F$5>$B$11,\"\",$B18*$F$5)","v":10},{"$f":"IF(K18>$B$11,\"\",$J$5*K18^6+$K$5*K18^5+$L$5*K18^4+$M$5*K18^3+$N$5*K18^2+$O$5*K18)","v":3.3650163898109211},{"$f":"IF(K18>$B$11,\"\",1/$C18*L18)","v":0.97889430801735855},{"$f":"IF($B18*$F$6>$B$11,\"\",$B18*$F$6)","v":11.886792452830189},{"$f":"IF(N18>$B$11,\"\",$J$6*N18^6+$K$6*N18^5+$L$6*N18^4+$M$6*N18^3+$N$6*N18^2+$O$6*N18)","v":3.8680495363204059},{"$f":"IF(N18>$B$11,\"\",1/$C18*O18)","v":1.1252283007293125},null,null,null,null,null,null,null,null,null,null,3,0,10,0.01,0,26,50,16,100,0.08,0.03,200,0.8,16,16.399999999999999,null,33,null,{"$f":"BC18/(AX18-BF18)*1000","v":3},null,10,0.03,0,26,50,16,100,0.06,0.03,200,0.8,16,16.2,0,23,null,{"$f":"BU18/(BP18-BX18)*1000","v":3},null,10,0.02,0,26,50,16,100,7.0000000000000007E-2,0.03,200,0.8,16,16.3,0,28,null,{"$f":"CM18/(CH18-CP18)*1000","v":3},null,10,0.01,0,26,50,16,100,0.08,0.03,200,0.8,16,16.399999999999999,0,33,null,{"$f":"DE18/(CZ18-DH18)*1000","v":3},null,10,0.01,0,26,50,16,100,0.09,0.03,200,0.8,16,16.399999999999999,0,38]
[null,20,6.821303941249143,{"$f":"1/C19*C19","v":0.99999999999999989},11.886792452830189,{"$f":"IF(E19>$B$11,\"\",$J$3*E19^6+$K$3*E19^5+$L$3*E19^4+$M$3*E19^3+$N$3*E19^2+$O$3*E19)","v":4.1854954282645656},{"$f":"IF(E19>$B$11,\"\",1/$C19*F19)","v":0.61359169219164},16.226415094339622,{"$f":"IF(H19>$B$11,\"\",$J$4*H19^6+$K$4*H19^5+$L$4*H19^4+$M$4*H19^3+$N$4*H19^2+$O$4*H19)","v":5.5510032801070457},{"$f":"IF(H19>$B$11,\"\",1/$C19*I19)","v":0.81377451113701937},20,6.7101047603868134,0.9836982515630337,23.773584905660378,{"$f":"IF(N19>$B$11,\"\",$J$6*N19^6+$K$6*N19^5+$L$6*N19^4+$M$6*N19^3+$N$6*N19^2+$O$6*N19)","v":7.7522363577098217},1.1364742612964702,null,null,null,null,null,null,null,null,null,null,6,0,20,0.03,0,26,50,16,100,0.09,0.06,200,0.8,16,16.399999999999999,null,33,null,6,null,20,0.05,0,26,50,16,92,0.06,0.06,200,0.8,16,16.399999999999999,0,23,null,6,null,20,0.04,0,26,50,16,100,0.08,0.06,200,0.8,16,16.399999999999999,0,28,null,6,null,20,0.03,0,26,50,16,100,0.09,0.06,200,0.8,16,16.399999999999999,0,33,null,6,null,20,0.03,0,26,50,16,100,0.11,0.06,200,0.8,16,16.5,0,38]
[null,30,10.14733448546866,1,17.830188679245282,6.2194133561985971,0.61291104231411864,24.339622641509436,8.2719736029482895,0.8151868468309631,30,10.028590979123784,0.98829805930661696,35.660377358490564,11.637107078620701,1.1468141801460718,null,null,null,null,null,null,null,null,null,null,10,0,30,0.04,0,26,50,16,100,0.1,0.1,200,0.8,16,16.399999999999999,null,33,null,10,null,30,0.08,0,26,50,16,92,0.1,0.1,200,0.8,16,16.5,0,23,null,10,null,30,0.06,0,26,50,16,92,0.1,0.1,200,0.8,16,16.600000000000001,0,28,null,10,null,30,0.04,0,26,50,16,100,0.1,0.1,200,0.8,16,16.399999999999999,0,33,null,10,null,30,0.04,0,26,50,16,100,0.12,0.1,200,0.8,16,16.5,0,38]
[null,40,13.412247281975679,1,23.773584905660378,8.2146185692984535,0.61247145214343279,32.452830188679243,10.95394074820836,0.81671180958086242,40,13.314399474213758,0.99270459262308597,47.547169811320757,15.50867857873749,1.1563072356695319,null,null,null,null,null,null,null,null,null,null,13.000000000000002,0,40,0.06,0,26,50,16,92,0.13,0.13,200,0.8,16,16.7,null,33,null,13.000000000000002,null,40,0.1,0,26,50,16,92,0.13,0.13,200,0.8,16,16.600000000000001,0,23,null,13.000000000000002,null,40,7.0000000000000007E-2,0,26,50,16,92,0.13,0.13,200,0.8,16,16.600000000000001,0,28,null,13.000000000000002,null,40,0.06,0,26,50,16,92,0.13,0.13,200,0.8,16,16.7,0,33,null,13.000000000000002,null,40,0.05,0,26,50,16,92,0.13,0.13,200,0.8,16,16.8,0,38]
[null,50,16.613065401197662,1,29.716981132075471,10.171506845273049,0.61225948370369798,40.566037735849058,13.595162937937271,0.81834162507764363,50,16.562026836535001,0.99692780571013806,59.433962264150942,19.354363388349348,1.1650085592845534,null,null,null,null,null,null,null,null,null,null,16,0,50,7.0000000000000007E-2,0,26,50,16,92,0.16,0.16,200,0.8,16,16.8,null,33,null,16,null,50,0.13,0,26,50,16,92,0.16,0.16,200,0.8,16,16.7,0,23,null,16,null,50,0.09,0,26,50,16,92,0.16,0.16,200,0.8,16,16.7,0,28,null,16,null,50,7.0000000000000007E-2,0,26,50,16,92,0.16,0.16,200,0.8,16,16.8,0,33,null,16,null,50,0.06,0,26,50,16,92,0.16,0.16,200,0.8,16,16.899999999999999,0,38]
[null,60,19.747226162747999,1,35.660377358490564,12.090485581834404,0.61226247586318761,48.679245283018872,16.194084988203041,0.82006884687188353,60,19.76651593855258,1.0009768347030414,71.320754716981128,23.16289679953368,1.1729696418441364,null,null,null,null,null,null,null,null,null,null,19,0,60,0.09,0,26,50,16,92,0.19,0.19,200,0.8,16,16.8,null,33,null,19,null,60,0.15,0,26,50,16,92,0.19,0.19,200,0.8,16,16.8,0,23,null,19,null,60,0.11,0,26,50,16,92,0.19,0.19,200,0.8,16,16.8,0,28,null,19,null,60,0.09,0,26,50,16,92,0.19,0.19,200,0.8,16,16.8,0,33,null,19,null,60,0.08,0,26,50,16,92,0.19,0.19,200,0.8,16,16.899999999999999,0,38]
[null,70,22.812559772973078,1,41.60377358490566,13.971973209487034,0.61246845371733216,56.79245283018868,18.749330660905077,0.82188631383305499,70,22.923430570228756,1.0048600770084133,83.20754716981132,26.924265703150418,1.1802386918038299,null,null,null,null,null,null,null,null,null,null,23,0,70,0.1,0,26,50,16,92,0.23,0.23,200,0.8,16,17,null,33,null,22,null,70,0.18,0,26,50,16,92,0.22,0.22,200,0.8,16,17,0,23,null,23,null,70,0.13,0,26,50,16,92,0.23,0.23,200,0.8,16,17,0,28,null,23,null,70,0.1,0,26,50,16,92,0.23,0.23,200,0.8,16,17,0,33,null,23,null,70,0.09,0,26,50,16,92,0.23,0.23,200,0.8,16,17,0,38]
[null,80,25.807268426983679,0.99999999999999989,47.547169811320757,15.816398612840592,0.61286604808989431,64.905660377358487,21.25969514806032,0.82378711285195572,80,26.028830591943287,1.0085852621553679,95.094339622641513,30.629639151647073,1.1868609511427872,null,null,null,null,null,null,null,null,null,null,26.000000000000004,0,80,0.12,0,26,50,16,92,0.26,0.26,200,0.8,16,17.100000000000001,null,33,null,25,null,80,0.2,0,26,50,16,91,0.25,0.25,200,0.8,16,17.100000000000001,0,23,null,26.000000000000004,null,80,0.15,0,26,50,16,92,0.26,0.26,200,0.8,16,17.100000000000001,0,28,null,26.000000000000004,null,80,0.12,0,26,50,16,92,0.26,0.26,200,0.8,16,17.100000000000001,0,33,null,26.000000000000004,null,80,0.1,0,26,50,16,92,0.26,0.26,200,0.8,16,17.100000000000001,0,38]
[null,90,28.729905875170672,1,53.490566037735846,17.62420056044575,0.61344442397485066,73.018867924528308,23.724137688562145,0.8257645462411809,90,29.079247604423689,1.0121595152720264,106.98113207547169,34.271300647674636,1.1928789741456487,null,null,null,null,null,null,null,null,null,null,28.999999999999996,0,90,0.13,0,26,50,16,92,0.28999999999999998,0.28999999999999998,200,0.8,16,17.2,null,33,null,28.000000000000004,null,90,0.23,0,26,50,16,90,0.28000000000000003,0.28000000000000003,200,0.8,16,17.2,0,23,null,28.999999999999996,null,90,0.17,0,26,50,16,91,0.28999999999999998,0.28999999999999998,200,0.8,16,17.2,0,28,null,28.999999999999996,null,90,0.13,0,26,50,16,92,0.28999999999999998,0.28999999999999998,200,0.8,16,17.2,0,33,null,28.999999999999996,null,90,0.11,0,26,50,16,92,0.28999999999999998,0.28999999999999998,200,0.8,16,17.2,0,38]
[null,100,31.579357454205013,1,59.433962264150942,19.39582714315333,0.61419321692280482,81.132075471698116,26.141774317411986,0.82781210337549249,100,32.071661135685417,1.0155894141353041,118.86792452830188,37.842582158514155,1.1983328734092136,null,null,null,null,null,null,null,null,null,null,32,0,100,0.15,0,26,50,16,92,0.32,0.32,200,0.8,16,17.399999999999999,null,33,null,31,null,100,0.25,0,26,50,16,89,0.31,0.31,200,0.8,16,17.3,0,23,null,32,null,100,0.18,0,26,50,16,91,0.32,0.32,200,0.8,16,17.399999999999999,0,28,null,32,null,100,0.15,0,26,50,16,92,0.32,0.32,200,0.8,16,17.399999999999999,0,33,null,32,null,100,0.13,0,26,50,16,92,0.32,0.32,200,0.8,16,17.399999999999999,0,38]
[null,110,34.354820582522052,1,65.377358490566039,21.131735220996632,0.61510247652835537,89.245283018867923,28.511870747423746,0.82992343618668485,110,35.003475344981972,1.018881040606858,130.75471698113208,41.337799856314184,1.2032605368151656,null,null,null,null,null,null,null,null,null,null,34.999999999999993,0,110,0.16,0,26,50,16,92,0.35,0.35,200,0.8,16,17.5,null,33,null,33,null,110,0.28000000000000003,0,26,50,16,89,0.33,0.33,200,0.8,16,17.399999999999999,0,23,null,34,null,110,0.2,0,26,50,16,91,0.34,0.34,200,0.8,16,17.5,0,28,null,34.999999999999993,null,110,0.16,0,26,50,16,92,0.35,0.35,200,0.8,16,17.5,0,33,null,34.999999999999993,null,110,0.14000000000000001,0,26,50,16,92,0.35,0.35,200,0.8,16,17.5,0,38]
[null,120,37.055785720290153,1,71.320754716981128,22.832389878597059,0.61616261630353253,97.358490566037744,30.833835383400945,0.83209233818830253,120,37.872496243764914,1.0220400271536427,142.64150943396226,44.752191584138956,1.2076978186873146,null,null,null,null,null,null,null,null,null,null,38,0,120,0.18,0,26,50,16,91,0.38,0.38,200,0.8,16,17.600000000000001,null,33,null,36,null,120,0.3,0,26,50,16,88,0.36,0.36,200,0.8,16,17.5,0,23,null,37,null,120,0.22,0,26,50,16,90,0.37,0.37,200,0.8,16,17.600000000000001,0,28,null,38,null,120,0.18,0,26,50,16,91,0.38,0.38,200,0.8,16,17.600000000000001,0,33,null,38,null,120,0.15,0,26,50,16,92,0.38,0.38,200,0.8,16,17.600000000000001,0,38]
[null,130,39.682017793863587,1,77.264150943396217,24.498263889092922,0.61736436933107075,105.47169811320755,33.107212468786607,0.83431272675620582,130,40.67690943365389,1.0250715990542234,154.52830188679243,48.081856047827358,1.2116787079124469,null,null,null,null,null,null,null,null,null,null,40.999999999999993,0,130,0.19,0,26,50,16,91,0.41,0.41,200,0.8,16,17.8,null,33,null,38,null,130,0.33,1,26,50,17,87,0.38,0.38,200,0.8,16,17.600000000000001,0,23,null,40,null,130,0.24,0,26,50,16,89,0.4,0.4,200,0.8,16,17.7,0,28,null,40.999999999999993,null,130,0.19,0,26,50,16,91,0.41,0.41,200,0.8,16,17.8,0,33,null,40.999999999999993,null,130,0.16,0,26,50,16,91,0.41,0.41,200,0.8,16,17.8,0,38]
[null,140,42.233538084719811,1,83.20754716981132,26.12983718659153,0.618698749183066,113.58490566037736,35.331675364785951,0.83657862843295694,140,43.415258361416484,1.0279806128088573,166.41509433962264,51.323693733662687,1.2152354754344323,null,null,null,null,null,null,null,null,null,null,{"$f":"IF($AA$13=$AS$13,AS31,IF($AA$13=$BK$13,BK31,IF($AA$13=$CC$13,CC31,IF($AA$13=$CU$13,CU31,\"-\"))))","v":44},0,140,0.21,0,26,50,16,90,0.44,0.44,200,0.8,16,17.899999999999999,null,33,null,40,null,140,0.35,1,26,50,17,86,0.4,0.4,200,0.8,16,17.7,0,23,null,41.999999999999993,null,140,0.26,0,26,50,16,89,0.42,0.42,200,0.8,16,17.8,0,28,null,44,null,140,0.21,0,26,50,16,90,0.44,0.44,200,0.8,16,17.899999999999999,0,33,null,44,null,140,0.18,0,26,50,16,91,0.44,0.44,200,0.8,16,17.899999999999999,0,38]
[null,150,44.710606582880914,1,89.15094339622641,27.727596347144488,0.62015701566797821,121.69811320754718,37.50701996196176,0.83888416705853175,150,46.08642309095805,1.030771591200105,178.30188679245282,54.475349551853135,1.2183988032206885,null,null,null,null,null,null,null,null,null,null,46,0,150,0.22,0,26,50,16,90,0.46,0.46,200,0.8,16,18,null,33,null,43,null,150,0.38,1,26,50,17,85,0.43,0.43,200,0.8,16,17.8,0,23,null,45,null,150,0.28000000000000003,0,26,50,16,88,0.45,0.45,200,0.8,16,17.899999999999999,0,28,null,46,null,150,0.22,0,26,50,16,90,0.46,0.46,200,0.8,16,18,0,33,null,47,null,150,0.19,0,26,50,16,91,0.47,0.47,200,0.8,16,18,0,38]
[null,160,47.113704804819548,1,95.094339622641513,29.292034078246246,0.62173064503409181,129.81132075471697,39.633158224302548,0.84122355455791353,160,48.689599592321535,1.0334487553893401,190.18867924528303,57.535157205823197,1.2211978965393859,null,null,null,null,null,null,null,null,null,null,49,0,160,0.24,0,26,50,16,89,0.49,0.49,200,0.8,16,18.100000000000001,null,33,null,45,null,160,0.4,1,26,50,17,84,0.45,0.45,200,0.8,16,17.899999999999999,0,23,null,47,null,160,0.3,0,26,50,16,87,0.47,0.47,200,0.8,16,18,0,28,null,49,null,160,0.24,0,26,50,16,89,0.49,0.49,200,0.8,16,18.100000000000001,0,33,null,50,null,160,0.2,0,26,50,16,90,0.5,0.5,200,0.8,16,18.100000000000001,0,38]
[null,170,49.443519075849004,1,101.0377358490566,30.823648716855875,0.62341130431211311,137.9245283018868,41.710111865763508,0.84359108423852203,170,51.224279547697087,1.0360160543814914,202.0754716981132,60.50208528731563,1.2236605811674164,null,null,null,null,null,null,null,null,null,null,51.000000000000007,0,170,0.25,0,26,50,16,89,0.51,0.51,200,0.8,16,18.2,null,33,null,47,null,170,0.43,1,26,50,17,84,0.47,0.47,200,0.8,16,18,0,23,null,50,null,170,0.31,1,26,50,17,87,0.5,0.5,200,0.8,16,18.100000000000001,0,28,null,51.000000000000007,null,170,0.25,0,26,50,16,89,0.51,0.51,200,0.8,16,18.2,0,33,null,52.000000000000007,null,170,0.21,0,26,50,16,90,0.52,0.52,200,0.8,16,18.3,0,38]
[null,180,51.700924276997696,1,106.98113207547169,32.322943735942118,0.62519082952493654,146.03773584905662,43.738006159280125,0.84598112646778423,180,53.690230674441707,1.0384771921443012,213.96226415094338,63.375685097304455,1.2258133869668746,null,null,null,null,null,null,null,null,null,null,54.000000000000007,0,180,0.27,0,26,50,16,88,0.54,0.54,200,0.8,16,18.3,null,33,null,49,null,180,0.45,1,26,50,17,83,0.49,0.49,200,0.8,16,18.100000000000001,0,23,null,52.000000000000007,null,180,0.33,1,26,50,17,86,0.52,0.52,200,0.8,16,18.2,0,28,null,54.000000000000007,null,180,0.27,0,26,50,16,88,0.54,0.54,200,0.8,16,18.3,0,33,null,55.000000000000007,null,180,0.23,0,26,50,16,89,0.55000000000000004,0.55000000000000004,200,0.8,16,18.399999999999999,0,38]
[null,190,53.886968056367898,1,112.9245283018868,33.79042725955162,0.62706120752990779,154.15094339622641,45.717063878254642,0.84838812661407836,190,56.087477565108856,1.040835652628278,225.84905660377359,66.156040192718493,1.2276816191164561,null,null,null,null,null,null,null,null,null,null,56.000000000000007,0,190,0.28000000000000003,0,26,50,16,87,0.56000000000000005,0.56000000000000005,200,0.8,16,18.399999999999999,null,33,null,50,null,190,0.48,1,26,50,17,82,0.5,0.5,200,0.8,16,18.2,0,23,null,54.000000000000007,null,190,0.35,1,26,50,17,86,0.54,0.54,200,0.8,16,18.3,0,28,null,56.000000000000007,null,190,0.28000000000000003,0,26,50,16,87,0.56000000000000005,0.56000000000000005,200,0.8,16,18.399999999999999,0,33,null,57.999999999999993,null,190,0.24,0,26,50,16,89,0.57999999999999996,0.57999999999999996,200,0.8,16,18.5,0,38]
[null,200,56.002855504978797,1,118.86792452830188,35.226611586400416,0.62901456128908784,162.26415094339623,47.647599370515174,0.85080660514318207,200,58.416283044487841,1.0430947228984508,237.73584905660377,68.84371765897582,1.2292894181593192,null,null,null,null,null,null,null,null,null,null,59,0,200,0.3,0,26,50,17,87,0.59,0.59,200,0.8,16,18.5,null,33,null,52.000000000000007,null,200,0.5,1,26,50,18,82,0.52,0.52,200,0.8,16,18.2,0,23,null,56.000000000000007,null,200,0.37,1,26,50,17,85,0.56000000000000005,0.56000000000000005,200,0.8,16,18.399999999999999,0,28,null,59,null,200,0.3,0,26,50,17,87,0.59,0.59,200,0.8,16,18.5,0,33,null,60,null,200,0.25,0,26,50,16,88,0.6,0.6,200,0.8,16,18.600000000000001,0,38]
[null,210,58.04993429709392,0.99999999999999989,124.81132075471697,36.63201272198873,0.63104313838685233,170.37735849056605,49.530012764747703,0.85323115976769082,210,60.677130043653328,1.0452575145583054,249.62264150943395,71.439721108329053,1.2306598099268726,null,null,null,null,null,null,null,null,null,null,61,0,210,0.31,1,26,50,17,86,0.61,0.61,200,0.8,16,18.600000000000001,null,33,null,54.000000000000007,null,210,0.53,1,26,50,18,81,0.54,0.54,200,0.8,16,18.3,0,23,null,57.999999999999993,null,210,0.39,1,26,50,17,84,0.57999999999999996,0.57999999999999996,200,0.8,16,18.5,0,28,null,61,null,210,0.31,1,26,50,17,86,0.61,0.61,200,0.8,16,18.600000000000001,0,33,null,63,null,210,0.26,0,26,50,16,88,0.63,0.63,200,0.8,16,18.7,0,38]
[null,220,60.029680295032698,0.99999999999999989,130.75471698113208,38.00714991923887,0.63313930263233242,178.49056603773585,51.36478430940069,0.8556564695489639,220,62.870703991024605,1.0473269836192514,261.50943396226415,73.945445404021271,1.2318147463154165,null,null,null,null,null,null,null,null,null,null,63,0,220,0.33,1,26,50,17,86,0.63,0.63,200,0.8,16,18.7,null,33,null,55.000000000000007,null,220,0.55000000000000004,1,26,50,18,80,0.55000000000000004,0.55000000000000004,200,0.8,16,18.399999999999999,0,23,null,60,null,220,0.41,1,26,50,17,84,0.6,0.6,200,0.8,16,18.600000000000001,0,28,null,63,null,220,0.33,1,26,50,17,86,0.63,0.63,200,0.8,16,18.7,0,33,null,65,null,220,0.28000000000000003,0,26,50,16,87,0.65,0.65,200,0.8,16,18.8,0,38]
[null,230,61.943683618466579,1,136.69811320754715,39.352545227656499,0.63529552859728167,186.60377358490567,53.15246884406254,0.85807730085036127,230,64.997875720434891,1.049305948945177,273.3962264150943,76.362633110252716,1.232775137826766,null,null,null,null,null,null,null,null,null,null,65,0,230,0.34,1,26,50,17,85,0.65,0.65,200,0.8,16,18.8,null,33,null,56.999999999999993,null,230,0.57999999999999996,2,26,50,18,80,0.56999999999999995,0.56999999999999995,200,0.8,16,18.5,0,23,null,62,null,230,0.42,1,26,50,17,83,0.62,0.62,200,0.8,16,18.7,0,28,null,65,null,230,0.34,1,26,50,17,85,0.65,0.65,200,0.8,16,18.8,0,33,null,67,null,230,0.28999999999999998,0,26,50,17,87,0.67,0.67,200,0.8,16,18.899999999999999,0,38]
[null,240,63.793635178199168,1,142.64150943396226,40.668723051015071,0.63750439894845812,194.71698113207549,54.89369040331178,0.86048851503717327,240,67.05968489621057,1.0511971093807106,285.28301886792451,78.693332667958487,1.2335608787324781,null,null,null,null,null,null,null,null,null,null,67,0,240,0.36,1,26,50,17,85,0.67,0.67,200,0.8,16,18.899999999999999,null,33,null,57.999999999999993,null,240,0.6,2,26,50,18,79,0.57999999999999996,0.57999999999999996,200,0.8,16,18.5,0,23,null,64,null,240,0.44,1,26,50,17,82,0.64,0.64,200,0.8,16,18.7,0,28,null,67,null,240,0.36,1,26,50,17,85,0.67,0.67,200,0.8,16,18.899999999999999,0,33,null,68.999999999999986,null,240,0.3,0,26,50,17,86,0.69,0.69,200,0.8,16,19,0,38]
[null,250,65.581313674430973,1,148.58490566037736,41.956209713563496,0.63975860443798183,202.83018867924528,56.589136953039954,0.86288507781299728,250,69.057323955260273,1.0530030596533253,297.16981132075472,80.93985829639675,1.234190865681817,null,null,null,null,null,null,null,null,null,null,68.999999999999986,0,250,0.37,1,26,50,17,84,0.69,0.69,200,0.8,16,19,null,33,null,60,null,250,0.63,2,26,50,18,78,0.6,0.6,200,0.8,16,18.600000000000001,0,23,null,66,null,250,0.46,1,26,50,17,82,0.66,0.66,200,0.8,16,18.8,0,28,null,68.999999999999986,null,250,0.37,1,26,50,17,84,0.69,0.69,200,0.8,16,19,0,33,null,72,null,250,0.31,1,26,50,17,86,0.72,0.72,200,0.8,16,19.100000000000001,0,38]
[null,260,67.308573059508149,1,154.52830188679243,43.215533034757094,0.64205094641584259,210.9433962264151,58.239555259247389,0.86526207007474731,260,70.992122566173975,1.0547263051232592,309.05660377358487,83.104751620547873,1.2346830105442017,null,null,null,null,null,null,null,null,null,null,71,0,260,0.39,1,26,50,17,84,0.71,0.71,200,0.8,16,19.100000000000001,null,33,null,61,null,260,0.66,2,26,50,18,78,0.61,0.61,200,0.8,16,18.600000000000001,0,23,null,67,null,260,0.48,1,26,50,18,81,0.67,0.67,200,0.8,16,18.899999999999999,0,28,null,71,null,260,0.39,1,26,50,17,84,0.71,0.71,200,0.8,16,19.100000000000001,0,33,null,74,null,260,0.33,1,26,50,17,85,0.74,0.74,200,0.8,16,19.2,0,38]
[null,270,68.977330465155859,1,160.47169811320754,44.447221912511758,0.6443743417261476,219.05660377358492,59.845745889311537,0.86761470015924758,270,72.865532605331978,1.0563692754410126,320.94339622641508,85.190745024324372,1.2350542482556464,null,"Beispiel: BG1200 - kühlen",null,null,null,null,null,null,null,null,73,0,270,0.4,1,26,50,17,83,0.73,0.73,200,0.8,16,19.100000000000001,null,33,null,63,null,270,0.68,2,26,50,18,77,0.63,0.63,200,0.8,16,18.7,0,23,null,68.999999999999986,null,270,0.5,1,26,50,18,81,0.69,0.69,200,0.8,16,19,0,28,null,73,null,270,0.4,1,26,50,17,83,0.73,0.73,200,0.8,16,19.100000000000001,0,33,null,76,null,270,0.34,1,26,50,17,85,0.76,0.76,200,0.8,16,19.3,0,38]
[null,280,70.589554594195604,1,166.41509433962264,45.651805914981352,0.64672182984329496,227.16981132075472,61.408558345728252,0.86993831734387683,280,74.679113650023865,1.0579343371599137,332.83018867924528,87.200726729591452,1.235320540424004,null,null,null,null,null,null,null,null,null,null,75,0,280,0.42,1,26,50,17,83,0.75,0.75,200,0.8,16,19.2,null,33,null,64,null,280,0.71,2,26,50,18,77,0.64,0.64,200,0.8,16,18.8,0,23,null,71,null,280,0.52,1,26,50,18,80,0.71,0.71,200,0.8,16,19,0,28,null,75,null,280,0.42,1,26,50,17,83,0.75,0.75,200,0.8,16,19.2,0,33,null,78,null,280,0.35,1,26,50,17,84,0.78,0.78,200,0.8,16,19.3,0,38]
[null,290,72.147254576747201,1,172.35849056603772,46.829814880858322,0.64908658209638104,235.28301886792454,62.928886332325668,0.87222842645224397,290,76.434518988577281,1.059423805340638,344.71698113207543,89.137707600998567,1.2354968754379647,null,null,null,null,null,null,null,null,null,null,76,0,290,0.43,1,26,50,17,82,0.76,0.76,200,0.8,16,19.3,null,33,null,65,null,290,0.73,2,26,50,19,76,0.65,0.65,200,0.8,16,18.8,0,23,null,72,null,290,0.54,1,26,50,18,80,0.72,0.72,200,0.8,16,19.100000000000001,0,28,null,76,null,290,0.43,1,26,50,17,82,0.76,0.76,200,0.8,16,19.3,0,33,null,79,null,290,0.37,1,26,50,17,84,0.79,0.79,200,0.8,16,19.399999999999999,0,38]
[null,300,73.652469290914865,1,178.30188679245282,47.981778528197665,0.65146191282029808,243.39622641509436,64.40766315295096,0.87448070340386719,300,78.133482147496878,1.0608399541756401,356.60377358490564,91.004789676621641,1.2355972658183125,null,null,null,null,null,null,null,null,null,null,78,0,300,0.45,1,26,50,18,81,0.78,0.78,200,0.8,16,19.399999999999999,null,33,null,67,null,300,0.76,2,26,50,19,75,0.67,0.67,200,0.8,16,18.899999999999999,0,23,null,74,null,300,0.55000000000000004,1,26,50,18,79,0.74,0.74,200,0.8,16,19.2,0,28,null,78,null,300,0.45,1,26,50,18,81,0.78,0.78,200,0.8,16,19.399999999999999,0,33,null,81,null,300,0.38,1,26,50,17,83,0.81,0.81,200,0.8,16,19.5,0,38]
[null,310,75.107257147957498,1,184.24528301886792,49.108226071763923,0.6538412922605229,251.50943396226415,65.845857242629705,0.87669101153456708,310,79.777803935612837,1.0621850266540103,368.49056603773585,92.805136424415934,1.235634743545414,null,null,null,null,null,null,null,null,null,null,{"$f":"IF($AA$13=$AS$13,AS48,IF($AA$13=$BK$13,BK48,IF($AA$13=$CC$13,CC48,IF($AA$13=$CU$13,CU48,\"-\"))))","v":80},0,310,0.46,1,26,50,18,81,0.8,0.8,200,0.8,16,19.399999999999999,null,33,null,68,null,310,0.78,3,26,50,19,75,0.68,0.68,200,0.8,16,18.899999999999999,0,23,null,75,null,310,0.56999999999999995,1,26,50,18,79,0.75,0.75,200,0.8,16,19.2,0,28,null,80,null,310,0.46,1,26,50,18,81,0.8,0.8,200,0.8,16,19.399999999999999,0,33,null,82.999999999999986,null,310,0.39,1,26,50,17,83,0.83,0.83,200,0.8,16,19.600000000000001,0,38]
[null,320,76.513686341943668,1,190.18867924528303,50.209685848901636,0.65621836104604758,259.62264150943395,67.244467831198193,0.87885541850224214,320,81.369340005239636,1.0634612432813104,380.37735849056605,94.54194472447999,1.2356213540930061,null,null,null,null,null,null,null,null,null,null,81,0,320,0.48,1,26,50,18,80,0.81,0.81,200,0.8,16,19.5,null,33,null,68.999999999999986,null,320,0.81,3,26,50,19,75,0.69,0.69,200,0.8,16,19,0,23,null,76,null,320,0.59,2,26,50,18,78,0.76,0.76,200,0.8,16,19.3,0,28,null,81,null,320,0.48,1,26,50,18,80,0.81,0.81,200,0.8,16,19.5,0,33,null,84.999999999999986,null,320,0.4,1,26,50,17,82,0.85,0.85,200,0.8,16,19.7,0,38]
[null,330,77.873825563890421,1,196.1320754716981,51.286684953928884,0.65858694603171242,267.7358490566038,68.604520739408301,0.88097021358123395,330,82.909988930344625,1.0646708098643793,392.2641509433962,96.218418577130109,1.2355681498938196,null,null,null,null,null,null,null,null,null,null,82.999999999999986,0,330,0.49,1,26,50,18,80,0.83,0.83,200,0.8,16,19.600000000000001,null,33,null,69.999999999999986,null,330,0.83,3,26,50,19,74,0.7,0.7,200,0.8,16,19,0,23,null,78,null,330,0.61,2,26,50,18,78,0.78,0.78,200,0.8,16,19.3,0,28,null,82.999999999999986,null,330,0.49,1,26,50,18,80,0.83,0.83,200,0.8,16,19.600000000000001,0,33,null,87,null,330,0.42,1,26,50,17,82,0.87,0.87,200,0.8,16,19.7,0,38]
[null,340,79.189735180386805,1,202.0754716981132,52.339748881054149,0.66094107729782281,275.84905660377359,69.927064307505248,0.88303192513799855,340,84.401680801726513,1.065815924367816,404.15094339622641,97.837744536785721,1.2354851839562351,null,null,null,null,null,null,null,null,null,null,83.999999999999986,0,340,0.51,1,26,50,18,80,0.84,0.84,200,0.8,16,19.600000000000001,null,33,null,71,null,340,0.86,3,26,50,19,74,0.71,0.71,200,0.8,16,19.100000000000001,0,23,null,79,null,340,0.63,2,26,50,18,77,0.79,0.79,200,0.8,16,19.399999999999999,0,28,null,83.999999999999986,null,340,0.51,1,26,50,18,80,0.84,0.84,200,0.8,16,19.600000000000001,0,33,null,88,null,340,0.43,1,26,50,18,81,0.88,0.88,200,0.8,16,19.8,0,38]
[null,350,80.463458876701338,1,208.01886792452831,53.369401175816392,0.66327500608191992,283.96226415094338,71.213165456278006,0.88503733807170692,350,85.846366339203783,1.0668987828468943,416.03773584905662,99.403068871665496,1.2353815043420691,null,null,null,null,null,null,null,null,null,null,86,0,350,0.52,1,26,50,18,79,0.86,0.86,200,0.8,16,19.7,null,33,null,72,null,350,0.88,3,26,50,19,73,0.72,0.72,200,0.8,16,19.100000000000001,0,23,null,80,null,350,0.65,2,26,50,18,77,0.8,0.8,200,0.8,16,19.5,0,28,null,86,null,350,0.52,1,26,50,18,79,0.86,0.86,200,0.8,16,19.7,0,33,null,90,null,350,0.44,1,26,50,18,81,0.9,0.9,200,0.8,16,19.899999999999999,0,38]
[null,360,81.697015764374157,1,213.96226415094338,54.376163095048291,0.66558322340533105,292.07547169811323,72.46390588058253,0.88698351099602912,360,87.246006520813097,1.0679215844608452,427.92452830188677,100.91747644929427,1.2352651502027279,null,null,null,null,null,null,null,null,null,null,87,0,360,0.54,1,26,50,18,78,0.87,0.87,200,0.8,16,19.8,null,33,null,73,null,360,0.91,3,26,50,19,73,0.73,0.73,200,0.8,16,19.100000000000001,0,23,null,81.999999999999986,null,360,0.66,2,26,50,19,76,0.82,0.82,200,0.8,16,19.5,0,28,null,87,null,360,0.54,1,26,50,18,78,0.87,0.87,200,0.8,16,19.8,0,33,null,91,null,360,0.45,1,26,50,18,80,0.91,0.91,200,0.8,16,19.899999999999999,0,38]
[null,370,82.89239295329314,1,219.90566037735849,55.360553275362868,0.66786047914621716,300.18867924528303,73.680378375337767,0.88886779293311013,370,88.602562729017635,1.0688865355707848,439.81132075471697,102.38397134782065,1.2351431500537124,null,null,null,null,null,null,null,null,null,null,88,0,370,0.55000000000000004,1,26,50,18,78,0.88,0.88,200,0.8,16,19.8,null,33,null,74,null,370,0.93,3,26,50,19,72,0.74,0.74,200,0.8,16,19.2,0,23,null,82.999999999999986,null,370,0.68,2,26,50,19,76,0.83,0.83,200,0.8,16,19.600000000000001,0,28,null,88,null,370,0.55000000000000004,1,26,50,18,78,0.88,0.88,200,0.8,16,19.8,0,33,null,93,null,370,0.47,1,26,50,18,80,0.93,0.93,200,0.8,16,20,0,38]
[null,380,84.051538588254573,1,225.84905660377359,56.323087410163232,0.67010180130163455,308.30188679245282,74.863683293994328,0.89068783928787998,380,89.917987413925204,1.0697958529279132,451.69811320754718,103.80545919314562,1.2350215229451074,null,null,null,null,null,null,null,null,null,null,90,0,380,0.56999999999999995,1,26,50,18,78,0.9,0.9,200,0.8,16,19.899999999999999,null,33,null,75,null,380,0.96,4,26,50,19,72,0.75,0.75,200,0.8,16,19.2,0,23,null,83.999999999999986,null,380,0.7,2,26,50,19,75,0.84,0.84,200,0.8,16,19.600000000000001,0,28,null,90,null,380,0.56999999999999995,1,26,50,18,78,0.9,0.9,200,0.8,16,19.899999999999999,0,33,null,94,null,380,0.48,1,26,50,18,80,0.94,0.94,200,0.8,16,20.100000000000001,0,38]
[null,390,85.17635535000791,1,231.79245283018867,57.264277935175599,0.67230251517412787,316.41509433962267,76.014925139475963,0.89244162687067718,390,91.194215273516519,1.0706517659599304,463.58490566037733,105.18473122186165,1.2349052831579261,null,null,null,null,null,null,null,null,null,null,91,0,390,0.57999999999999996,2,26,50,18,77,0.91,0.91,200,0.8,16,19.899999999999999,null,33,null,76,null,390,0.98,4,26,50,20,72,0.76,0.76,200,0.8,16,19.3,0,23,null,84.999999999999986,null,390,0.72,2,26,50,19,75,0.85,0.85,200,0.8,16,19.7,0,28,null,91,null,390,0.57999999999999996,2,26,50,18,77,0.91,0.91,200,0.8,16,19.899999999999999,0,33,null,96,null,390,0.49,1,26,50,18,79,0.96,0.96,200,0.8,16,20.100000000000001,0,38]
[null,400,86.268694420785124,1,237.73584905660377,58.184633722505581,0.67445826221391014,324.52830188679246,77.135209287593796,0.89412746773885632,400,92.433154950883278,1.0714565181667213,475.47169811320754,106.52445007000264,1.2347984490227455,null,null,null,null,null,null,null,null,null,null,92,0,400,0.6,2,26,50,18,77,0.92,0.92,200,0.8,16,20,null,33,null,77,null,400,1.01,4,26,50,20,71,0.77,0.77,200,0.8,16,19.3,0,23,null,86,null,400,0.74,2,26,50,19,75,0.86,0.86,200,0.8,16,19.7,0,28,null,92,null,400,0.6,2,26,50,18,77,0.92,0.92,200,0.8,16,20,0,33,null,97,null,400,0.5,1,26,50,18,79,0.97,0.97,200,0.8,16,20.2,0,38]
[null,410,87.330349914314027,1,243.67924528301887,59.084659783217681,0.67656501824611737,332.64150943396226,78.225638842933307,0.89574402163378486,410,93.636681248476066,1.0722123676402262,487.35849056603774,107.82713728760507,1.2347040564179794,null,null,null,null,null,null,null,null,null,null,94,0,410,0.61,2,26,50,19,76,0.94,0.94,200,0.8,16,20,null,33,null,78,null,410,1.03,4,26,50,20,71,0.78,0.78,200,0.8,16,19.3,0,23,null,87,null,410,0.76,2,26,50,19,74,0.87,0.87,200,0.8,16,19.8,0,28,null,94,null,410,0.61,2,26,50,19,76,0.94,0.94,200,0.8,16,20,0,33,null,99,null,410,0.52,1,26,50,18,78,0.99,0.99,200,0.8,16,20.2,0,38]
[null,420,88.363053770316156,0.99999999999999989,249.62264150943395,59.964856978437965,0.67861911081418491,340.75471698113211,79.287311627214052,0.89729030679844013,420,94.806627859362536,1.0729215867278115,499.24528301886789,109.09516257907916,1.2346241774605524,null,null,null,null,null,null,null,null,null,null,95,0,420,0.63,2,26,50,19,76,0.95,0.95,200,0.8,16,20.100000000000001,null,33,null,79,null,420,1.06,4,26,50,20,71,0.79,0.79,200,0.8,16,19.399999999999999,0,23,null,88,null,420,0.78,3,26,50,19,74,0.88,0.88,200,0.8,16,19.8,0,28,null,95,null,420,0.63,2,26,50,19,76,0.95,0.95,200,0.8,16,20.100000000000001,0,33,null,100,null,420,0.53,1,26,50,18,78,1,1,200,0.8,16,20.3,0,38]
[null,430,89.368471113488852,1,255.56603773584905,60.825721738980135,0.68061723537529994,348.8679245283019,80.321317300122104,0.89876570897271157,430,95.944780615495006,1.073586460863305,511.1320754716981,110.33073476939161,1.2345599448521707,null,null,null,null,null,null,null,null,null,null,96,0,430,0.64,2,26,50,19,76,0.96,0.96,200,0.8,16,20.100000000000001,null,33,null,80,null,430,1.08,4,26,50,20,70,0.8,0.8,200,0.8,16,19.399999999999999,0,23,null,89,null,430,0.79,3,26,50,19,74,0.89,0.89,200,0.8,16,19.899999999999999,0,28,null,96,null,430,0.64,2,26,50,19,76,0.96,0.96,200,0.8,16,20.100000000000001,0,33,null,101,null,430,0.54,1,26,50,18,78,1.01,1.01,200,0.8,16,20.399999999999999,0,38]
[null,440,90.348196076971675,0.99999999999999989,261.50943396226415,61.667745793494646,0.68255647009218789,356.98113207547169,81.328734612615364,0.90016998837838191,440,97.052871252988552,1.0742092865949959,523.01886792452831,111.53589449605829,1.2345115822903188,null,null,null,null,null,null,null,null,null,null,97,0,440,0.66,2,26,50,19,75,0.97,0.97,200,0.8,16,20.2,null,33,null,80,null,440,1.1100000000000001,5,26,50,20,70,0.8,0.8,200,0.8,16,19.5,0,23,null,90,null,440,0.81,3,26,50,19,73,0.9,0.9,200,0.8,16,19.899999999999999,0,28,null,97,null,440,0.66,2,26,50,19,75,0.97,0.97,200,0.8,16,20.2,0,33,null,102.00000000000001,null,440,0.55000000000000004,1,26,50,18,77,1.02,1.02,200,0.8,16,20.399999999999999,0,38]
[null,450,91.30374809029712,1,267.45283018867923,62.491415905141253,0.68443428897725866,365.09433962264154,82.310628792701522,0.90150328452341699,450,98.132571694408512,1.0747923688451195,534.90566037735846,112.7125086269486,1.2344784412955179,null,null,null,null,null,null,null,null,null,null,98,0,450,0.67,2,26,50,19,75,0.98,0.98,200,0.8,16,20.2,null,33,null,81,null,450,1.1299999999999999,5,26,50,20,70,0.81,0.81,200,0.8,16,19.5,0,23,null,91,null,450,0.83,3,26,50,19,73,0.91,0.91,200,0.8,16,19.899999999999999,0,28,null,98,null,450,0.67,2,26,50,19,75,0.98,0.98,200,0.8,16,20.2,0,33,null,104.00000000000001,null,450,0.56999999999999995,1,26,50,18,77,1.04,1.04,200,0.8,16,20.5,0,37]
[null,460,92.236568631825577,0.99999999999999989,273.3962264150943,63.297213616784596,0.68624857316021548,373.20754716981133,83.268049063688721,0.90276611867538259,460,99.185488848068388,1.07533801744057,546.79245283018861,113.86226640390004,1.2344590447460841,null,null,null,null,null,null,null,null,null,null,99,0,460,0.69,2,26,50,19,75,0.99,0.99,200,0.8,16,20.3,null,33,null,81.999999999999986,null,460,1.1599999999999999,5,26,50,20,69,0.82,0.82,200,0.8,16,19.5,0,23,null,92,null,460,0.85,3,26,50,19,72,0.92,0.92,200,0.8,16,20,0,28,null,99,null,460,0.69,2,26,50,19,75,0.99,0.99,200,0.8,16,20.3,0,33,null,105.00000000000001,null,460,0.57999999999999996,2,26,50,19,77,1.05,1.05,200,0.8,16,20.5,0,37]
[null,470,93.148018445664746,1,279.33962264150944,64.085615004713247,0.68799762006849108,381.32075471698113,84.202026294909189,0.90395939387616764,470,100.21315992433725,1.075848542959545,558.67924528301887,114.9866773121434,1.2344511373499332,null,null,null,null,null,null,null,null,null,null,100,0,470,0.7,2,26,50,19,74,1,1,200,0.8,16,20.3,null,33,null,82.999999999999986,null,470,1.18,5,26,50,20,69,0.83,0.83,200,0.8,16,19.600000000000001,0,23,null,93,null,470,0.87,3,26,50,19,72,0.93,0.93,200,0.8,16,20,0,28,null,100,null,470,0.7,2,26,50,19,74,1,1,200,0.8,16,20.3,0,33,null,106.00000000000001,null,470,0.59,2,26,50,19,76,1.06,1.06,200,0.8,16,20.6,0,37]
[null,480,94.039375223073179,0.99999999999999989,285.28301886792451,64.857090440881706,0.68968015033099228,389.43396226415098,85.113570784915311,0.9050843923943056,480,101.21704826895737,1.0763262519434849,570.56603773584902,116.08707067553942,1.234451743221032,null,null,null,null,null,null,null,null,null,null,{"$f":"IF($AA$13=$AS$13,AS65,IF($AA$13=$BK$13,BK65,IF($AA$13=$CC$13,CC65,IF($AA$13=$CU$13,CU65,\"-\"))))","v":101},0,480,0.72,2,26,50,19,74,1.01,1.01,200,0.8,16,20.399999999999999,null,33,null,82.999999999999986,null,480,1.21,5,26,50,20,69,0.83,0.83,200,0.8,16,19.600000000000001,0,23,null,94,null,480,0.89,3,26,50,19,72,0.94,0.94,200,0.8,16,20.100000000000001,0,28,null,101,null,480,0.72,2,26,50,19,74,1.01,1.01,200,0.8,16,20.399999999999999,0,33,null,107.00000000000001,null,480,0.6,2,26,50,19,76,1.07,1.07,200,0.8,16,20.6,0,37]
[null,490,94.911831748348362,1,291.22641509433959,65.612104363675996,0.69129531223927487,397.54716981132077,86.003670177148791,0.906142770536566,490,102.1985397133717,1.0767734415277486,582.45283018867917,117.16459697762572,1.2344572306672883,null,null,null,null,null,null,null,null,null,null,102.00000000000001,0,490,0.73,2,26,50,19,74,1.02,1.02,200,0.8,16,20.399999999999999,null,33,null,83.999999999999986,null,490,1.23,6,26,50,20,69,0.84,0.84,200,0.8,16,19.600000000000001,0,23,null,95,null,490,0.9,3,26,50,20,72,0.95,0.95,200,0.8,16,20.100000000000001,0,28,null,102.00000000000001,null,490,0.73,2,26,50,19,74,1.02,1.02,200,0.8,16,20.399999999999999,0,33,null,108.00000000000001,null,490,0.62,2,26,50,19,75,1.08,1.08,200,0.8,16,20.7,0,37]
[null,500,95.766494509198751,1,297.16981132075472,66.351115057202179,0.6928426836259407,405.66037735849056,86.873287508082342,0.90713655076659216,500,103.15893944206123,1.0771923935479586,594.33962264150944,118.22023090847435,1.2344633842384074,null,null,null,null,null,null,null,null,null,null,103.00000000000001,0,500,0.75,2,26,50,19,73,1.03,1.03,200,0.8,16,20.399999999999999,null,33,null,84.999999999999986,null,500,1.26,6,26,50,20,68,0.85,0.85,200,0.8,16,19.7,0,23,null,96,null,500,0.92,3,26,50,20,71,0.96,0.96,200,0.8,16,20.100000000000001,0,28,null,103.00000000000001,null,500,0.75,2,26,50,19,73,1.03,1.03,200,0.8,16,20.399999999999999,0,33,null,109.00000000000001,null,500,0.63,2,26,50,19,75,1.0900000000000001,1.0900000000000001,200,0.8,16,20.7,0,37]
[null,510,96.604382771600484,1,303.11320754716979,67.074574439098257,0.69432227104727873,413.77358490566041,87.723359387834108,0.90806811110461139,510,104.09946937689236,1.0775853681816108,606.22641509433959,119.25477613736062,1.2344654840279032,null,null,null,null,null,null,null,null,null,null,104.00000000000001,0,510,0.76,2,26,50,19,73,1.04,1.04,200,0.8,16,20.5,null,33,null,86,null,510,1.28,6,26,50,20,68,0.86,0.86,200,0.8,16,19.7,0,23,null,97,null,510,0.94,4,26,50,20,71,0.97,0.97,200,0.8,16,20.2,0,28,null,104.00000000000001,null,510,0.76,2,26,50,19,73,1.04,1.04,200,0.8,16,20.5,0,33,null,110.00000000000001,null,510,0.64,2,26,50,19,75,1.1000000000000001,1.1000000000000001,200,0.8,16,20.8,0,37]
[null,520,97.426428119138123,1,309.05660377358487,67.782927856869321,0.69573450618533217,421.88679245283021,88.554794313255059,0.90894017180806042,520,105.02126607847401,1.0779545971863869,618.11320754716974,120.26887181124269,1.2344583921743659,null,null,null,null,null,null,null,null,null,null,105.00000000000001,0,520,0.78,3,26,50,19,73,1.05,1.05,200,0.8,16,20.5,null,33,null,86,null,520,1.31,6,26,50,20,68,0.86,0.86,200,0.8,16,19.7,0,23,null,98,null,520,0.96,4,26,50,20,71,0.98,0.98,200,0.8,16,20.2,0,28,null,105.00000000000001,null,520,0.78,3,26,50,19,73,1.05,1.05,200,0.8,16,20.5,0,33,null,111.00000000000001,null,520,0.66,2,26,50,19,74,1.1100000000000001,1.1100000000000001,200,0.8,16,20.8,0,37]
[null,530,98.233474456829995,1,315,68.476613892745874,0.6970802394130815,430,89.368471113488852,0.90975577935770779,530,105.92537916452511,1.0783022767974619,630,121.26300077905134,1.2344366464645611,null,null,null,null,null,null,null,null,null,null,106.00000000000001,0,530,0.79,3,26,50,19,72,1.06,1.06,200,0.8,16,20.6,null,33,null,87,null,530,1.34,6,26,50,20,68,0.87,0.87,200,0.8,16,19.7,0,23,null,98,null,530,0.98,4,26,50,20,70,0.98,0.98,200,0.8,16,20.2,0,28,null,106.00000000000001,null,530,0.79,3,26,50,19,72,1.06,1.06,200,0.8,16,20.6,0,33,null,112.99999999999999,null,530,0.67,2,26,50,19,74,1.1299999999999999,1.1299999999999999,200,0.8,16,20.8,0,37]
[null,540,99.026278479437394,1,320.94339622641508,69.156064177065417,0.69836073049463865,438.11320754716985,90.165237528004738,0.91051828779698474,540,106.81277024525131,1.0786305603459667,641.88679245283015,122.23749954179104,1.2343945609061073,null,null,null,null,null,null,null,null,null,null,107.00000000000001,0,540,0.81,3,26,50,19,72,1.07,1.07,200,0.8,16,20.6,null,33,null,88,null,540,1.36,7,26,50,21,67,0.88,0.88,200,0.8,16,19.8,0,23,null,99,null,540,1,4,26,50,20,70,0.99,0.99,200,0.8,16,20.3,0,28,null,107.00000000000001,null,540,0.81,3,26,50,19,72,1.07,1.07,200,0.8,16,20.6,0,33,null,112.99999999999999,null,540,0.68,2,26,50,19,74,1.1299999999999999,1.1299999999999999,200,0.8,16,20.9,0,37]
[null,550,99.805510604258558,0.99999999999999989,326.88679245283015,69.821703210177361,0.69957763641958826,446.22641509433964,90.94590891710294,0.91123133749312635,550,107.68431237573246,1.0789415506596058,653.7735849056603,123.19256992845135,1.2343263331112591,null,null,null,null,null,null,null,null,null,null,108.00000000000001,0,550,0.82,3,26,50,19,72,1.08,1.08,200,0.8,16,20.6,null,33,null,88,null,550,1.39,7,26,50,21,67,0.88,0.88,200,0.8,16,19.8,0,23,null,100,null,550,1.02,4,26,50,20,70,1,1,200,0.8,16,20.3,0,28,null,108.00000000000001,null,550,0.82,3,26,50,19,72,1.08,1.08,200,0.8,16,20.6,0,33,null,113.99999999999999,null,550,0.69,2,26,50,19,74,1.1399999999999999,1.1399999999999999,200,0.8,16,20.9,0,37]
[null,560,100.5717563684067,1,332.83018867924528,70.473948192870935,0.7007329963962865,454.33962264150944,91.711267104893068,0.91189883140693528,560,108.54079002531932,1.0792372923042237,665.66037735849056,124.12829249773043,1.2342261583165879,null,null,null,null,null,null,null,null,null,null,109.00000000000001,0,560,0.84,3,26,50,20,72,1.0900000000000001,1.0900000000000001,200,0.8,16,20.7,null,33,null,89,null,560,1.41,7,26,50,21,67,0.89,0.89,200,0.8,16,19.8,0,23,null,101,null,560,1.03,4,26,50,20,70,1.01,1.01,200,0.8,16,20.3,0,28,null,109.00000000000001,null,560,0.84,3,26,50,20,72,1.0900000000000001,1.0900000000000001,200,0.8,16,20.7,0,33,null,114.99999999999999,null,560,0.71,2,26,50,19,73,1.1499999999999999,1.1499999999999999,200,0.8,16,21,0,37]
[null,570,101.32551829057233,1,338.77358490566036,71.113208865326683,0.70182921405242193,462.45283018867929,92.462059354744895,0.91252490897298355,570,109.38289956404039,1.0795197637219265,677.54716981132071,125.0446416655669,1.2340883498564987,null,null,null,null,null,null,null,null,null,null,110.00000000000001,0,570,0.85,3,26,50,20,71,1.1000000000000001,1.1000000000000001,200,0.8,16,20.7,null,33,null,89,null,570,1.44,7,26,50,21,67,0.89,0.89,200,0.8,16,19.899999999999999,0,23,null,102.00000000000001,null,570,1.05,4,26,50,20,69,1.02,1.02,200,0.8,16,20.399999999999999,0,28,null,110.00000000000001,null,570,0.85,3,26,50,20,71,1.1000000000000001,1.1000000000000001,200,0.8,16,20.7,0,33,null,115.99999999999999,null,570,0.72,2,26,50,19,73,1.1599999999999999,1.1599999999999999,200,0.8,16,21,0,37]
[null,580,102.06721819727005,1,344.71698113207543,71.739887354590849,0.70286903691188918,470.56603773584908,93.19899747721243,0.91311391770355099,580,110.21125026601904,1.0797908693172047,689.43396226415086,125.94150255848533,1.2339074659120457,null,null,null,null,null,null,null,null,null,null,110.00000000000001,0,580,0.87,3,26,50,20,71,1.1000000000000001,1.1000000000000001,200,0.8,16,20.8,null,33,null,90,null,580,1.46,8,26,50,21,66,0.9,0.9,200,0.8,16,19.899999999999999,0,23,null,102.00000000000001,null,580,1.07,4,26,50,20,69,1.02,1.02,200,0.8,16,20.399999999999999,0,28,null,110.00000000000001,null,580,0.87,3,26,50,20,71,1.1000000000000001,1.1000000000000001,200,0.8,16,20.8,0,33,null,117,null,580,0.73,2,26,50,19,73,1.17,1.17,200,0.8,16,21,0,37]
[null,590,102.79720001356945,1,350.66037735849056,72.354378030573301,0.70385553323458583,478.67924528301887,93.922757070430251,0.9136703826371948,590,111.02636582990016,1.080052431537478,701.32075471698113,126.81868959274986,1.2336784423701184,null,null,null,null,null,null,null,null,null,null,111.00000000000001,0,590,0.88,3,26,50,20,71,1.1100000000000001,1.1100000000000001,200,0.8,16,20.8,null,33,null,91,null,590,1.49,8,26,50,21,66,0.91,0.91,200,0.8,16,19.899999999999999,0,23,null,103.00000000000001,null,590,1.0900000000000001,5,26,50,20,69,1.03,1.03,200,0.8,16,20.399999999999999,0,28,null,111.00000000000001,null,590,0.88,3,26,50,20,71,1.1100000000000001,1.1100000000000001,200,0.8,16,20.8,0,33,null,118,null,590,0.74,2,26,50,19,72,1.18,1.18,200,0.8,16,21.1,0,37]
[null,600,103.51573301831056,1,356.60377358490564,72.95706737056841,0.70479206631965086,486.79245283018872,94.633976892982844,0.91419897375641779,600,111.82868641628656,1.080306182988682,713.20754716981128,127.67596677933032,1.2333967316518557,null,null,null,null,null,null,null,null,null,null,112.00000000000001,0,600,0.9,3,26,50,20,71,1.1200000000000001,1.1200000000000001,200,0.8,16,20.8,null,33,null,91,null,600,1.51,8,26,50,21,66,0.91,0.91,200,0.8,16,19.899999999999999,0,23,null,104.00000000000001,null,600,1.1100000000000001,5,26,50,20,69,1.04,1.04,200,0.8,16,20.5,0,28,null,112.00000000000001,null,600,0.9,3,26,50,20,71,1.1200000000000001,1.1200000000000001,200,0.8,16,20.8,0,33,null,119,null,600,0.76,2,26,50,19,72,1.19,1.19,200,0.8,16,21.1,0,37]
[null,610,104.22301556380306,1,362.54716981132071,73.54833383229942,0.70568226638265652,494.90566037735852,95.333258369246494,0.91470447149828971,610,112.61857120218632,1.0805537586200784,725.09433962264143,128.51306975467898,1.2330584474022064,null,null,null,null,null,null,null,null,null,null,112.99999999999999,0,610,0.91,3,26,50,20,70,1.1299999999999999,1.1299999999999999,200,0.8,16,20.9,null,{"$f":"IF($AA$13=$AS$13,BI78,IF($AA$13=$BK$13,CA78,IF($AA$13=$CC$13,CS78,IF($AA$13=$CU$13,DK78,\"-\"))))","v":33},null,92,null,610,1.54,8,26,50,21,66,0.92,0.92,200,0.8,16,20,0,23,null,104.00000000000001,null,610,1.1299999999999999,5,26,50,20,68,1.04,1.04,200,0.8,16,20.5,0,28,null,112.99999999999999,null,610,0.91,3,26,50,20,70,1.1299999999999999,1.1299999999999999,200,0.8,16,20.9,0,33,null,120,null,610,0.77,2,26,50,19,72,1.2,1.2,200,0.8,16,21.2,0,37]
[null,620,104.91917926001094,1,368.49056603773585,74.128547735485895,0.70653000012305067,503.01886792452831,96.021165227204335,0.91519173047707969,620,113.39630145246836,1.0807966880054352,736.98113207547169,129.32972953731667,1.2326605149742114,null,null,null,null,null,null,null,null,null,null,113.99999999999999,0,620,0.93,3,26,50,20,70,1.1399999999999999,1.1399999999999999,200,0.8,16,20.9,null,33,null,92,null,620,1.56,8,26,50,21,66,0.92,0.92,200,0.8,16,20,0,23,null,105.00000000000001,null,620,1.1399999999999999,5,26,50,20,68,1.05,1.05,200,0.8,16,20.5,0,28,null,113.99999999999999,null,620,0.93,3,26,50,20,70,1.1399999999999999,1.1399999999999999,200,0.8,16,20.9,0,33,null,121,null,620,0.78,3,26,50,20,72,1.21,1.21,200,0.8,16,21.2,0,37]
[null,630,105.60429362321996,0.99999999999999989,374.43396226415092,74.698071151934471,0.70733933809969707,511.13207547169816,96.698223268733628,0.91566564152910446,630,114.16208410832996,1.0810363877404727,748.86792452830184,130.12569801023244,1.2322008276907861,null,null,null,null,null,null,null,null,null,null,113.99999999999999,0,630,0.94,4,26,50,20,70,1.1399999999999999,1.1399999999999999,200,0.8,16,20.9,null,33,null,93,null,630,1.59,9,26,50,21,65,0.93,0.93,200,0.8,16,20,0,23,null,106.00000000000001,null,630,1.1599999999999999,5,26,50,20,68,1.06,1.06,200,0.8,16,20.6,0,28,null,113.99999999999999,null,630,0.94,4,26,50,20,70,1.1399999999999999,1.1399999999999999,200,0.8,16,20.9,0,33,null,121,null,630,0.79,3,26,50,20,71,1.21,1.21,200,0.8,16,21.2,0,37]
[null,640,106.27837118919049,1,380.37735849056605,75.257257804152815,0.70811452002952024,519.24528301886789,97.36492027236622,0.91613109217719313,640,114.91605589277252,1.0812741539687858,760.75471698113211,130.90077512909033,1.2316784089216843,null,null,null,null,null,null,null,null,null,null,114.99999999999999,0,640,0.96,4,26,50,20,70,1.1499999999999999,1.1499999999999999,200,0.8,16,21,null,33,null,93,null,640,1.61,9,26,50,21,65,0.93,0.93,200,0.8,16,20,0,23,null,106.00000000000001,null,640,1.18,5,26,50,20,68,1.06,1.06,200,0.8,16,20.6,0,28,null,114.99999999999999,null,640,0.96,4,26,50,20,70,1.1499999999999999,1.1499999999999999,200,0.8,16,21,0,33,null,122,null,640,0.81,3,26,50,20,71,1.22,1.22,200,0.8,16,21.3,0,37]
[null,{"$f":"AC82","v":650},{"$f":"$J$4*B82^6+$K$4*B82^5+$L$4*B82^4+$M$4*B82^3+$N$4*B82^2+$O$4*B82","v":106.94137309079457},1,{"$f":"IF($B82*$F$3>$B$11,\"\",$B82*$F$3)","v":386.32075471698113},75.806452972486824,0.70885991811724913,{"$f":"IF($B82*$F$4>$B$11,\"\",$B82*$F$4)","v":527.35849056603774},98.021706028521493,0.91659292559578265,{"$f":"IF($B82*$F$5>$B$11,\"\",$B82*$F$5)","v":650},{"$f":"IF(K82>$B$11,\"\",$J$5*K82^6+$K$5*K82^5+$L$5*K82^4+$M$5*K82^3+$N$5*K82^2+$O$5*K82)","v":115.65828793308788},{"$f":"IF(K82>$B$11,\"\",1/$C82*L82)","v":1.0815111550409264},{"$f":"IF($B82*$F$6>$B$11,\"\",$B82*$F$6)","v":772.64150943396226},131.65483785625031,{"$f":"IF(N82>$B$11,\"\",1/$C82*O82)","v":1.2310935800728282},null,null,null,null,null,null,null,null,null,null,{"$f":"IF($AA$13=$AS$13,AS82,IF($AA$13=$BK$13,BK82,IF($AA$13=$CC$13,CC82,IF($AA$13=$CU$13,CU82,\"-\"))))","v":115.99999999999999},0,650,0.97,4,26,50,20,69,1.1599999999999999,1.1599999999999999,200,0.8,16,21,null,33,null,{"$f":"BC82/(AX82-BF82)*1000","v":94},null,650,1.64,9,26,50,21,65,0.94,0.94,200,0.8,16,20,0,23,null,{"$f":"BU82/(BP82-BX82)*1000","v":107.00000000000001},null,650,1.2,5,26,50,20,68,1.07,1.07,200,0.8,16,20.6,0,28,null,{"$f":"CM82/(CH82-CP82)*1000","v":115.99999999999999},null,650,0.97,4,26,50,20,69,1.1599999999999999,1.1599999999999999,200,0.8,16,21,0,33,null,{"$f":"DE82/(CZ82-DH82)*1000","v":123},null,650,0.82,3,26,50,20,71,1.23,1.23,200,0.8,16,21.3,0,37]
[null,660,107.59321510013649,{"$f":"1/C83*C83","v":1},392.2641509433962,{"$f":"IF(E83>$B$11,\"\",$J$3*E83^6+$K$3*E83^5+$L$3*E83^4+$M$3*E83^3+$N$3*E83^2+$O$3*E83)","v":76.345993410781176},{"$f":"IF(E83>$B$11,\"\",1/$C83*F83)","v":0.709579998513162},535.47169811320759,{"$f":"IF(H83>$B$11,\"\",$J$4*H83^6+$K$4*H83^5+$L$4*H83^4+$M$4*H83^3+$N$4*H83^2+$O$4*H83)","v":98.66899250721211},{"$f":"IF(H83>$B$11,\"\",1/$C83*I83)","v":0.91705589813801314},660,116.38879090035509,1.0817484243038242,784.52830188679241,{"$f":"IF(N83>$B$11,\"\",$J$6*N83^6+$K$6*N83^5+$L$6*N83^4+$M$6*N83^3+$N$6*N83^2+$O$6*N83)","v":132.38787082059801},{"$f":"IF(N83>$B$11,\"\",1/$C83*O83)","v":1.2304481346466434},null,null,null,null,null,null,null,null,null,null,115.99999999999999,0,660,0.99,4,26,50,20,69,1.1599999999999999,1.1599999999999999,200,0.8,16,21,null,33,null,94,null,660,1.66,9,26,50,21,65,0.94,0.94,200,0.8,16,20.100000000000001,0,23,null,108.00000000000001,null,660,1.22,5,26,50,21,67,1.08,1.08,200,0.8,16,20.6,0,28,null,115.99999999999999,null,660,0.99,4,26,50,20,69,1.1599999999999999,1.1599999999999999,200,0.8,16,21,0,33,null,124,null,660,0.83,3,26,50,20,71,1.24,1.24,200,0.8,16,21.3,0,37]
[null,670,108.23377413515888,1,398.20754716981133,76.876207270562873,0.71027928098083615,543.58490566037733,99.307154158222716,0.91752463546370577,670,117.10752066594641,1.0819868530104686,796.41509433962267,133.0999987031858,{"$f":"IF(N84>$B$11,\"\",1/$C84*O84)","v":1.229745518593621},null,null,null,null,null,null,null,null,null,null,117,0,670,1,4,26,50,20,69,1.17,1.17,200,0.8,16,21,null,33,null,95,null,670,1.69,10,26,50,21,65,0.95,0.95,200,0.8,16,20.100000000000001,0,23,null,108.00000000000001,null,670,1.24,6,26,50,21,67,1.08,1.08,200,0.8,16,20.7,0,28,null,117,null,670,1,4,26,50,20,69,1.17,1.17,200,0.8,16,21,0,33,null,125,null,670,0.84,3,26,50,20,71,1.25,1.25,200,0.8,16,21.4,0,37]
[null,680,108.86289523073202,1,404.15094339622641,77.397414033748205,0.71096229683866519,551.69811320754718,99.93652834376114,0.91800358728240983,680,117.81438447504308,1.0822271833331147,808.30188679245282,133.791520348685,{"$f":"IF(N85>$B$11,\"\",1/$C85*O85)","v":1.2289910172342691},null,null,null,null,null,null,null,null,null,null,118,0,680,1.02,4,26,50,20,69,1.18,1.18,200,0.8,16,21.1,null,33,null,96,null,680,1.71,10,26,50,21,64,0.96,0.96,200,0.8,16,20.100000000000001,0,23,null,109.00000000000001,null,680,1.26,6,26,50,21,67,1.0900000000000001,1.0900000000000001,200,0.8,16,20.7,0,28,null,118,null,680,1.02,4,26,50,20,69,1.18,1.18,200,0.8,16,21.1,0,33,null,125,null,680,0.86,3,26,50,20,70,1.25,1.25,200,0.8,16,21.4,0,37]
[null,690,109.48039897422797,1,410.09433962264148,77.90992445387306,0.7116335452176541,559.81132075471703,100.55741590358238,0.9184969806992932,690,118.50924763716174,1.0824700014571484,820.18867924528297,134.46294460264738,1.228191949083967,null,null,null,null,null,null,null,null,null,null,119,0,690,1.03,4,26,50,20,69,1.19,1.19,200,0.8,16,21.1,null,33,null,96,null,690,1.74,10,26,50,21,64,0.96,0.96,200,0.8,16,20.100000000000001,0,23,null,109.00000000000001,null,690,1.27,6,26,50,21,67,1.0900000000000001,1.0900000000000001,200,0.8,16,20.7,0,28,null,119,null,690,1.03,4,26,50,20,69,1.19,1.19,200,0.8,16,21.1,0,33,null,126,null,690,0.87,3,26,50,20,70,1.26,1.26,200,0.8,16,21.4,0,37]
[null,700,110.08608940557912,1,416.03773584905662,78.414040505846089,0.71229744765438185,567.92452830188677,101.17008185258554,0.91900877212428522,700,119.19194073369074,1.082715730727466,832.07547169811323,135.11502787458028,1.2273578669580092,null,null,null,null,null,null,null,null,null,null,119,0,700,1.05,4,26,50,20,68,1.19,1.19,200,0.8,16,21.1,null,33,null,96,null,700,1.76,10,26,50,21,64,0.96,0.96,200,0.8,16,20.2,0,23,null,110.00000000000001,null,700,1.29,6,26,50,21,67,1.1000000000000001,1.1000000000000001,200,0.8,16,20.7,0,28,null,119,null,700,1.05,4,26,50,20,68,1.19,1.19,200,0.8,16,21.1,0,33,null,127,null,700,0.88,3,26,50,20,70,1.27,1.27,200,0.8,16,21.5,0,37]
[null,710,110.67976238182061,0.99999999999999989,421.98113207547169,78.910055344225498,0.71295830101263968,576.03773584905662,101.7747562108833,0.91954259767727886,710,119.8622673424355,1.0829646248149438,843.96226415094338,135.74881342683005,1.2265007667664372,null,null,null,null,null,null,null,null,null,null,120,0,710,1.06,4,26,50,20,68,1.2,1.2,200,0.8,16,21.2,null,33,null,97,null,710,1.79,11,26,50,21,64,0.97,0.97,200,0.8,16,20.2,0,23,null,111.00000000000001,null,710,1.31,6,26,50,21,66,1.1100000000000001,1.1100000000000001,200,0.8,16,20.8,0,28,null,120,null,710,1.06,4,26,50,20,68,1.2,1.2,200,0.8,16,21.2,0,33,null,127,null,710,0.89,3,26,50,20,69,1.27,1.27,200,0.8,16,21.5,0,37]
[null,720,111.26121440611743,1,427.92452830188677,79.398253270018927,0.71362022870077002,584.15094339622647,102.3716349663442,0.9201017219951857,720,120.52001227917454,1.0832167608674603,855.84905660377353,136.36567238927586,1.225635304424451,null,null,null,null,null,null,null,null,null,null,120,0,720,1.08,4,26,50,20,68,1.2,1.2,200,0.8,16,21.2,null,33,null,97,null,720,1.81,11,26,50,21,64,0.97,0.97,200,0.8,16,20.2,0,23,null,111.00000000000001,null,720,1.33,6,26,50,21,66,1.1100000000000001,1.1100000000000001,200,0.8,16,20.8,0,28,null,120,null,720,1.08,4,26,50,20,68,1.2,1.2,200,0.8,16,21.2,0,33,null,128,null,720,0.91,3,26,50,20,69,1.28,1.28,200,0.8,16,21.5,0,37]
[null,730,111.83025192127585,1,433.8679245283019,79.87890970600651,0.71428713012502343,592.2641509433962,102.9608811696078,0.92068898532114796,730,121.16495035622555,1.0834720326081442,867.7358490566038,136.96734649983728,1.2247790212996836,null,null,null,null,null,null,null,null,null,null,121,0,730,1.0900000000000001,5,26,50,20,68,1.21,1.21,200,0.8,16,21.2,null,33,null,98,null,730,1.84,11,26,50,21,64,0.98,0.98,200,0.8,16,20.2,0,23,null,112.00000000000001,null,730,1.35,7,26,50,21,66,1.1200000000000001,1.1200000000000001,200,0.8,16,20.8,0,28,null,121,null,730,1.0900000000000001,5,26,50,20,68,1.21,1.21,200,0.8,16,21.2,0,33,null,129,null,730,0.92,3,26,50,20,69,1.29,1.29,200,0.8,16,21.5,0,37]
[null,740,112.38670106773878,1,439.81132075471697,80.352291180587258,0.71496262829315149,600.37735849056605,103.5426261615724,0.92130674873323493,740,121.7968556580207,1.083730143343296,879.62264150943395,137.55599257079041,1.2239525785874019,null,null,null,null,null,null,null,null,null,null,122,0,740,1.1100000000000001,5,26,50,20,68,1.22,1.22,200,0.8,16,21.2,null,33,null,98,null,740,1.86,12,26,50,21,64,0.98,0.98,200,0.8,16,20.2,0,23,null,112.00000000000001,null,740,1.37,7,26,50,21,66,1.1200000000000001,1.1200000000000001,200,0.8,16,20.8,0,28,null,122,null,740,1.1100000000000001,5,26,50,20,68,1.22,1.22,200,0.8,16,21.2,0,33,null,129,null,740,0.93,3,26,50,20,69,1.29,1.29,200,0.8,16,21.6,0,37]
[null,750,112.93041790606566,1,445.75471698113205,80.818655320148622,0.71565001545794993,608.4905660377359,104.11697093335576,0.92195683735058143,750,122.41551133369276,1.0839905988439422,891.5094339622641,138.13422868089313,1.2231800009435168,null,null,null,null,null,null,null,null,null,null,122,0,750,1.1200000000000001,5,26,50,21,67,1.22,1.22,200,0.8,16,21.3,null,33,null,99,null,750,1.89,12,26,50,21,63,0.99,0.99,200,0.8,16,20.3,0,23,null,112.99999999999999,null,750,1.38,7,26,50,21,66,1.1299999999999999,1.1299999999999999,200,0.8,16,20.9,0,28,null,122,null,750,1.1200000000000001,5,26,50,21,67,1.22,1.22,200,0.8,16,21.3,0,33,null,130,null,750,0.94,4,26,50,20,69,1.3,1.3,200,0.8,16,21.6,0,37]
[null,760,113.46129910389675,0.99999999999999989,451.69811320754718,81.278250849959448,0.71635219666868766,616.60377358490564,104.68398761872805,0.92264048134041454,760,123.02071990667005,1.0842527000684146,903.39622641509436,138.70518209332721,1.2224889296068659,null,null,null,null,null,null,null,null,null,null,123,0,760,1.1399999999999999,5,26,50,21,67,1.23,1.23,200,0.8,16,21.3,null,33,null,99,null,760,1.91,12,26,50,22,63,0.99,0.99,200,0.8,16,20.3,0,23,null,112.99999999999999,null,760,1.4,7,26,50,21,65,1.1299999999999999,1.1299999999999999,200,0.8,16,20.9,0,28,null,123,null,760,1.1399999999999999,5,26,50,21,67,1.23,1.23,200,0.8,16,21.3,0,33,null,131,null,760,0.96,4,26,50,20,69,1.31,1.31,200,0.8,16,21.6,0,37]
[null,770,113.97929308740189,1,457.64150943396226,81.731317603585751,0.71707163108050109,624.71698113207549,105.24372111901845,0.92335825454115772,770,123.61231410128295,1.0845155356990523,915.28301886792451,139.27253889944262,1.2219108850995004,null,null,null,null,null,null,null,null,null,null,123,0,770,1.1499999999999999,5,26,50,21,67,1.23,1.23,200,0.8,16,21.3,null,33,null,100,null,770,1.94,12,26,50,22,63,1,1,200,0.8,16,20.3,0,23,null,113.99999999999999,null,770,1.42,7,26,50,21,66,1.1399999999999999,1.1399999999999999,200,0.8,16,20.9,0,28,null,123,null,770,1.1499999999999999,5,26,50,21,67,1.23,1.23,200,0.8,16,21.3,0,33,null,131,null,770,0.97,4,26,50,20,68,1.31,1.31,200,0.8,16,21.7,0,37]
[null,780,114.48441165721238,1,463.58490566037733,82.178086540830435,0.71781027085929316,632.83018867924534,105.79619086049343,0.92411001051625175,780,124.19016818637817,1.0847779744741723,927.16981132075466,139.84059538832093,1.2214815393997018,null,null,null,null,null,null,null,null,null,null,124,0,780,1.17,5,26,50,21,67,1.24,1.24,200,0.8,16,21.3,null,33,null,100,null,780,1.97,13,26,50,22,63,1,1,200,0.8,16,20.3,0,23,null,113.99999999999999,null,780,1.44,7,26,50,21,65,1.1399999999999999,1.1399999999999999,200,0.8,16,20.9,0,28,null,124,null,780,1.17,5,26,50,21,67,1.24,1.24,200,0.8,16,21.3,0,33,null,132,null,780,0.98,4,26,50,20,68,1.32,1.32,200,0.8,16,21.7,0,37]
[null,790,114.97674206883974,1,469.52830188679246,82.618779774195474,0.71856949751393495,640.94339622641508,106.34139268420877,0.92489481586231814,790,124.75420983594503,1.0850386573073296,939.05660377358492,140.41431114214203,1.2212409972277012,null,null,null,null,null,null,null,null,null,null,125,0,790,1.18,5,26,50,21,67,1.25,1.25,200,0.8,16,21.4,null,33,null,100,null,790,1.99,13,26,50,22,63,1,1,200,0.8,16,20.3,0,23,null,114.99999999999999,null,790,1.46,8,26,50,21,65,1.1499999999999999,1.1499999999999999,200,0.8,16,20.9,0,28,null,125,null,790,1.18,5,26,50,21,67,1.25,1.25,200,0.8,16,21.4,0,33,null,133,null,790,1,4,26,50,20,68,1.33,1.33,200,0.8,16,21.7,0,37]
[null,800,115.45645957757526,1,475.47169811320754,83.053610603867853,0.71935005549052089,649.05660377358492,106.87930086833373,0.92571088061574813,800,125.3044325067504,1.0852959891997924,950.94339622641508,140.99936385737192,1.2212340857605664,null,null,null,null,null,null,null,null,null,null,125,0,800,1.2,5,26,50,21,67,1.25,1.25,200,0.8,16,21.4,null,33,null,101,null,800,2.02,13,26,50,22,63,1.01,1.01,200,0.8,16,20.3,0,23,null,114.99999999999999,null,800,1.48,8,26,50,21,65,1.1499999999999999,1.1499999999999999,200,0.8,16,21,0,28,null,125,null,800,1.2,5,26,50,21,67,1.25,1.25,200,0.8,16,21.4,0,33,null,133,null,800,1.01,4,26,50,20,68,1.33,1.33,200,0.8,16,21.7,0,37]
[null,810,115.92384044787732,1,481.41509433962261,83.4827835612287,0.72015198287676596,657.16981132075477,107.40987028294808,0.92655548563578372,810,125.84090833298379,1.0855481309693622,962.83018867924523,141.60220589174395,1.2215106516887038,null,null,null,null,null,null,null,null,null,null,126,0,810,1.21,5,26,50,21,66,1.26,1.26,200,0.8,16,21.4,null,33,null,101,null,810,2.04,13,26,50,22,63,1.01,1.01,200,0.8,16,20.399999999999999,0,23,null,115.99999999999999,null,810,1.5,8,26,50,21,65,1.1599999999999999,1.1599999999999999,200,0.8,16,21,0,28,null,126,null,810,1.21,5,26,50,21,66,1.26,1.26,200,0.8,16,21.4,0,33,null,134,null,810,1.02,4,26,50,20,68,1.34,1.34,200,0.8,16,21.8,0,37]
[null,820,116.37927542724012,0.99999999999999989,487.35849056603774,83.906494460885256,0.72097453909088194,665.28301886792451,107.93303867731164,0.9274249068923871,820,126.36380153791293,1.085792990839809,974.71698113207549,142.23012253707421,1.2221258640332053,null,null,null,null,null,null,null,null,null,null,{"$f":"IF($AA$13=$AS$13,AS99,IF($AA$13=$BK$13,BK99,IF($AA$13=$CC$13,CC99,IF($AA$13=$CU$13,CU99,\"-\"))))","v":126},0,820,1.23,6,26,50,21,66,1.26,1.26,200,0.8,16,21.4,null,33,null,102.00000000000001,null,820,2.0699999999999998,14,26,50,22,62,1.02,1.02,200,0.8,16,20.399999999999999,0,23,null,115.99999999999999,null,820,1.51,8,26,50,21,65,1.1599999999999999,1.1599999999999999,200,0.8,16,21,0,28,null,126,null,820,1.23,6,26,50,21,66,1.26,1.26,200,0.8,16,21.4,0,33,null,134,null,820,1.03,4,26,50,21,67,1.34,1.34,200,0.8,16,21.8,0,37]
[null,830,116.82328368454927,1,493.30188679245282,84.324930461226643,0.72181612947059481,673.39622641509436,108.44872909960773,0.92831433665608287,830,126.8733823625488,1.0860282159602463,986.60377358490564,142.89129201786409,1.2231405205464405,null,null,null,null,null,null,null,null,null,null,127,0,830,1.24,6,26,50,21,66,1.27,1.27,200,0.8,16,21.5,null,33,null,102.00000000000001,null,830,2.09,14,26,50,22,62,1.02,1.02,200,0.8,16,20.399999999999999,0,23,null,117,null,830,1.53,8,26,50,21,64,1.17,1.17,200,0.8,16,21,0,28,null,127,null,830,1.24,6,26,50,21,66,1.27,1.27,200,0.8,16,21.5,0,33,null,135,null,830,1.05,4,26,50,21,67,1.35,1.35,200,0.8,16,21.8,0,37]
[null,840,117.25652721291917,0.99999999999999989,499.24528301886789,84.738270133502439,0.72267422673734183,681.50943396226421,108.95685244915761,0.92921780167776347,840,127.37004151132001,1.0862511839535918,998.49056603773579,143.59484721573114,1.2246213548094067,null,null,null,null,null,null,null,null,null,null,127,0,840,1.26,6,26,50,21,66,1.27,1.27,200,0.8,16,21.5,null,33,null,103.00000000000001,null,840,2.12,14,26,50,22,62,1.03,1.03,200,0.8,16,20.399999999999999,0,23,null,117,null,840,1.55,8,26,50,21,64,1.17,1.17,200,0.8,16,21,0,28,null,127,null,840,1.26,6,26,50,21,66,1.27,1.27,200,0.8,16,21.5,0,33,null,135,null,840,1.06,4,26,50,21,67,1.35,1.35,200,0.8,16,21.8,0,37]
[null,850,117.67982569701724,0.99999999999999989,505.18867924528303,85.146683539424743,0.72354528939094864,689.62264150943395,109.45731016110915,0.93012807856226709,850,127.85430511475874,1.0864589946278225,"","","",null,null,null,null,null,null,null,null,null,null,128,0,850,1.27,6,26,50,21,66,1.28,1.28,200,0.8,16,21.5,null,33,null,103.00000000000001,null,850,2.14,15,26,50,22,62,1.03,1.03,200,0.8,16,20.399999999999999,0,23,null,118,null,850,1.57,9,26,50,21,64,1.18,1.18,200,0.8,16,21.1,0,28,null,128,null,850,1.27,6,26,50,21,66,1.28,1.28,200,0.8,16,21.5,0,33,null,136,null,850,1.07,4,26,50,21,67,1.36,1.36,200,0.8,16,21.9,0,37]
[null,860,118.09417184487012,0.99999999999999989,511.1320754716981,85.550332317293382,0.72442467719468229,697.7358490566038,109.94999702359704,0.93103660668393207,860,128.32685020919487,1.0866484620237358,"","","",null,null,null,null,null,null,null,null,null,null,128,0,860,1.29,6,26,50,21,65,1.28,1.28,200,0.8,16,21.5,null,33,null,103.00000000000001,null,860,2.17,15,26,50,22,62,1.03,1.03,200,0.8,16,20.399999999999999,0,23,null,118,null,860,1.59,9,26,50,21,64,1.18,1.18,200,0.8,16,21.1,0,28,null,128,null,860,1.29,6,26,50,21,65,1.28,1.28,200,0.8,16,21.5,0,33,null,137,null,860,1.08,4,26,50,21,67,1.37,1.37,200,0.8,16,21.9,0,37]
[null,870,118.5007471841555,1,517.07547169811323,85.949369776644232,0.72530656404279914,705.84905660377365,110.43480412737733,0.93193339916883966,870,128.78852073346164,1.0868161070184517,"","","",null,null,null,null,null,null,null,null,null,null,129,0,870,1.3,6,26,50,21,65,1.29,1.29,200,0.8,16,21.5,null,33,null,104.00000000000001,null,870,2.19,15,26,50,22,62,1.04,1.04,200,0.8,16,20.5,0,23,null,119,null,870,1.61,9,26,50,21,64,1.19,1.19,200,0.8,16,21.1,0,28,null,129,null,870,1.3,6,26,50,21,65,1.29,1.29,200,0.8,16,21.5,0,33,null,137,null,870,1.1000000000000001,5,26,50,21,67,1.37,1.37,200,0.8,16,21.9,0,37]
[null,880,118.90093832297879,1,523.01886792452831,86.34394100142103,0.72618384866634988,713.96226415094338,110.91162194793299,0.93280695268069391,880,129.24034404260888,1.0869581507552484,"","","",null,null,null,null,null,null,null,null,null,null,129,0,880,1.32,6,26,50,21,65,1.29,1.29,200,0.8,16,21.6,null,33,null,104.00000000000001,null,880,2.2200000000000002,16,26,50,22,62,1.04,1.04,200,0.8,16,20.5,0,23,null,119,null,880,1.62,9,26,50,21,64,1.19,1.19,200,0.8,16,21.1,0,28,null,129,null,880,1.32,6,26,50,21,65,1.29,1.29,200,0.8,16,21.6,0,33,null,137.99999999999997,null,880,1.1100000000000001,5,26,50,21,67,1.38,1.38,200,0.8,16,21.9,0,37]
[null,890,119.29635367513217,1,528.96226415094338,86.734182961670371,0.7270480638315644,722.07547169811323,111.38034356005326,0.93364415699883185,890,129.68354793862937,1.0870705092276636,"","","",null,null,null,null,null,null,null,null,null,null,130,0,890,1.33,6,26,50,21,65,1.3,1.3,200,0.8,16,21.6,null,33,null,104.00000000000001,null,890,2.2400000000000002,16,26,50,22,62,1.04,1.04,200,0.8,16,20.5,0,23,null,119,null,890,1.64,9,26,50,21,64,1.19,1.19,200,0.8,16,21.1,0,28,null,130,null,890,1.33,6,26,50,21,65,1.3,1.3,200,0.8,16,21.6,0,33,null,137.99999999999997,null,890,1.1200000000000001,5,26,50,21,66,1.38,1.38,200,0.8,16,21.9,0,37]
[null,900,119.68884064983985,1,534.90566037735846,87.120224633759634,0.72788928492203764,730.18867924528308,111.84086798488551,0.93443020567043289,900,130.11957821819297,1.0871487894086063,"","","",null,null,null,null,null,null,null,null,null,null,130,0,900,1.35,7,26,50,21,65,1.3,1.3,200,0.8,16,21.6,null,33,null,105.00000000000001,null,900,2.27,16,26,50,22,62,1.05,1.05,200,0.8,16,20.5,0,23,null,120,null,900,1.66,9,26,50,21,64,1.2,1.2,200,0.8,16,21.2,0,28,null,130,null,900,1.35,7,26,50,21,65,1.3,1.3,200,0.8,16,21.6,0,33,null,138.99999999999997,null,900,1.1299999999999999,5,26,50,21,66,1.39,1.39,200,0.8,16,22,0,37]
[null,910,120.08050330598593,1,540.84905660377353,87.50218712911861,0.72869603907428571,738.30188679245282,112.29310366945998,0.93514850935724092,910,130.55011673739043,1.0871882873835572,"","","",null,null,null,null,null,null,null,null,null,null,131,0,910,1.36,7,26,50,21,65,1.31,1.31,200,0.8,16,21.6,null,33,null,105.00000000000001,null,910,2.29,17,26,50,22,61,1.05,1.05,200,0.8,16,20.5,0,23,null,120,null,910,1.68,10,26,50,21,63,1.2,1.2,200,0.8,16,21.2,0,28,null,131,null,910,1.36,7,26,50,21,65,1.31,1.31,200,0.8,16,21.6,0,33,null,138.99999999999997,null,910,1.1499999999999999,5,26,50,21,66,1.39,1.39,200,0.8,16,22,0,37]
[null,920,120.47372047082908,0.99999999999999989,546.79245283018861,87.880183831503984,0.72945521635801769,746.41509433962267,112.73697209868681,0.93578061388072076,920,130.97709999348862,1.0871839890194375,"","","",null,null,null,null,null,null,null,null,null,null,131,0,920,1.38,7,26,50,21,65,1.31,1.31,200,0.8,16,21.6,null,33,null,105.00000000000001,null,920,2.3199999999999998,17,26,50,22,61,1.05,1.05,200,0.8,16,20.5,0,23,null,121,null,920,1.7,10,26,50,22,63,1.21,1.21,200,0.8,16,21.2,0,28,null,131,null,920,1.38,7,26,50,21,65,1.31,1.31,200,0.8,16,21.6,0,33,null,139.99999999999997,null,920,1.1599999999999999,5,26,50,21,66,1.4,1.4,200,0.8,16,22,0,37]
[null,930,120.87116432319834,0.99999999999999989,552.7358490566038,88.254320542787411,0.73015198485888244,754.52830188679252,113.17241153982658,0.93630612539822966,930,131.40273822369423,1.087130573776351,"","","",null,null,null,null,null,null,null,null,null,null,132,0,930,1.39,7,26,50,21,65,1.32,1.32,200,0.8,16,21.7,null,33,null,106.00000000000001,null,930,2.34,17,26,50,22,61,1.06,1.06,200,0.8,16,20.6,0,23,null,121,null,930,1.72,10,26,50,22,63,1.21,1.21,200,0.8,16,21.2,0,28,null,132,null,930,1.39,7,26,50,21,65,1.32,1.32,200,0.8,16,21.7,0,33,null,139.99999999999997,null,930,1.17,5,26,50,21,66,1.4,1.4,200,0.8,16,22,0,37]
[null,940,121.27581944117588,1,558.67924528301887,88.624695637266328,0.73076971193134843,762.64150943396226,113.59938091943275,0.9367026456129901,940,131.8295350209292,1.0870224223458853,"","","",null,null,null,null,null,null,null,null,null,null,132,0,940,1.41,7,26,50,21,64,1.32,1.32,200,0.8,16,21.7,null,33,null,106.00000000000001,null,940,2.37,17,26,50,22,61,1.06,1.06,200,0.8,16,20.6,0,23,null,121,null,940,1.73,10,26,50,22,63,1.21,1.21,200,0.8,16,21.2,0,28,null,132,null,940,1.41,7,26,50,21,64,1.32,1.32,200,0.8,16,21.7,0,33,null,139.99999999999997,null,940,1.18,5,26,50,21,66,1.4,1.4,200,0.8,16,22,0,37]
[null,950,121.69100231426231,1,564.62264150943395,88.991400224498591,0.73128989433977831,770.75471698113211,114.01786383276777,0.9369457204265691,950,132.26030746661462,1.086853628874364,"","","",null,null,null,null,null,null,null,null,null,null,132,0,950,1.42,7,26,50,21,64,1.32,1.32,200,0.8,16,21.7,null,33,null,106.00000000000001,null,950,2.39,18,26,50,22,61,1.06,1.06,200,0.8,16,20.6,0,23,null,122,null,950,1.75,10,26,50,22,63,1.22,1.22,200,0.8,16,21.2,0,28,null,132,null,950,1.42,7,26,50,21,64,1.32,1.32,200,0.8,16,21.7,0,33,null,141,null,950,1.2,5,26,50,21,66,1.41,1.41,200,0.8,16,22.1,0,37]
[null,960,122.12038132002738,1,570.56603773584902,89.354518320659977,0.73169210048974931,778.86792452830196,114.42787268569072,0.93700880597336367,960,132.69820678046383,1.0866180185985199,"","","",null,null,null,null,null,null,null,null,null,null,133,0,960,1.44,7,26,50,21,64,1.33,1.33,200,0.8,16,21.7,null,33,null,107.00000000000001,null,960,2.42,18,26,50,22,61,1.07,1.07,200,0.8,16,20.6,0,23,null,122,null,960,1.77,11,26,50,22,63,1.22,1.22,200,0.8,16,21.3,0,28,null,133,null,960,1.44,7,26,50,21,64,1.33,1.33,200,0.8,16,21.7,0,33,null,142,null,960,1.21,5,26,50,21,65,1.42,1.42,200,0.8,16,22.1,0,37]
[null,970,{"$f":"$J$4*B114^6+$K$4*B114^5+$L$4*B114^4+$M$4*B114^3+$N$4*B114^2+$O$4*B114","v":122.56799716524472},1,576.5094339622641,89.714127028424912,0.73195392845877527,786.98113207547169,114.82945296901946,0.93686325651717839,970,133.14673948728716,1.0863091717798106,"","","",null,null,null,null,null,null,null,null,null,null,133,0,970,1.45,7,26,50,21,64,1.33,1.33,200,0.8,16,21.7,null,33,null,107.00000000000001,null,970,2.44,18,26,50,22,61,1.07,1.07,200,0.8,16,20.6,0,23,null,123,null,970,1.79,11,26,50,22,63,1.23,1.23,200,0.8,16,21.3,0,28,null,133,null,970,1.45,7,26,50,21,64,1.33,1.33,200,0.8,16,21.7,0,33,null,142,null,970,1.22,6,26,50,21,65,1.42,1.42,200,0.8,16,22.1,0,37]
[null,980,{"$f":"$J$4*B115^6+$K$4*B115^5+$L$4*B115^4+$M$4*B115^3+$N$4*B115^2+$O$4*B115","v":123.03828379151111},0.99999999999999989,582.45283018867917,90.070296725370724,0.7320509840497712,795.09433962264154,115.22268766536328,0.93647833921845502,980,133.60978910080757,1.0859204548659824,"","","",null,null,null,null,null,null,null,null,null,null,134,0,980,1.47,8,26,50,21,64,1.34,1.34,200,0.8,16,21.8,null,33,null,107.00000000000001,null,980,2.4700000000000002,19,26,50,22,61,1.07,1.07,200,0.8,16,20.6,0,23,null,123,null,980,1.81,11,26,50,22,63,1.23,1.23,200,0.8,16,21.3,0,28,null,134,null,980,1.47,8,26,50,21,64,1.34,1.34,200,0.8,16,21.8,0,33,null,142,null,980,1.23,6,26,50,21,65,1.42,1.42,200,0.8,16,22.1,0,37]
[null,990,{"$f":"$J$4*B116^6+$K$4*B116^5+$L$4*B116^4+$M$4*B116^3+$N$4*B116^2+$O$4*B116","v":123.53608974534779},1,588.39622641509436,90.423091260904755,0.73195688359004396,803.20754716981139,115.60770178843055,0.93582128126881381,990,134.0916383244826,1.0854450598274041,"","","",null,null,null,null,null,null,null,null,null,null,{"$f":"IF($AA$13=$AS$13,AS116,IF($AA$13=$BK$13,BK116,IF($AA$13=$CC$13,CC116,IF($AA$13=$CU$13,CU116,\"-\"))))","v":134},0,990,1.48,8,26,50,21,64,1.34,1.34,200,0.8,16,21.8,null,33,null,108.00000000000001,null,990,2.4900000000000002,19,26,50,22,61,1.08,1.08,200,0.8,16,20.6,0,23,null,123,null,990,1.83,11,26,50,22,63,1.23,1.23,200,0.8,16,21.3,0,28,null,134,null,990,1.48,8,26,50,21,64,1.34,1.34,200,0.8,16,21.8,0,33,null,143,null,990,1.25,6,26,50,21,65,1.43,1.43,200,0.8,16,22.2,0,37]
[null,1000,{"$f":"$J$4*B117^6+$K$4*B117^5+$L$4*B117^4+$M$4*B117^3+$N$4*B117^2+$O$4*B117","v":124.06670001279065},1,594.33962264150944,90.772568161715014,0.73164328665433043,811.32075471698113,115.98466705480774,0.93485735530041758,1000,134.59699176933839,1.0848760526028509,"","","",null,null,null,null,null,null,null,null,null,null,134,0,1000,1.5,8,26,50,21,64,1.34,1.34,200,0.8,16,21.8,null,33,null,108.00000000000001,null,1000,2.52,19,26,50,22,61,1.08,1.08,200,0.8,16,20.7,0,23,null,124,null,1000,1.85,11,26,50,22,62,1.24,1.24,200,0.8,16,21.3,0,28,null,134,null,1000,1.5,8,26,50,21,64,1.34,1.34,200,0.8,16,21.8,0,33,null,143,null,1000,1.26,6,26,50,21,65,1.43,1.43,200,0.8,16,22.2,0,37]
[]
[]
[]
[]
[]
[]
[]
[]
[]
[]
[]
[]
[]
[]
[]
[]
[]
[]
[]
[]
[]
[]
[]
[]
[]
[]
[]
[]
[]
[]
[]
[]
[]
[]
[]
[]
[]
[]
[]
[]
[]
[]
[]
[]
[]
[]
[]
[]
[]
[]
[]
[]
[]
[]
[]
[]
[]
[]
[]
[]
[]
[]
[]
[]
[]
[]
[]
[]
[]
[]
[]
[]
[]
[]
[]
[]
[]
[]
[]
[]
[]
[]
[]
[]
[]
[]
[]
[]
[]
[]
[]
[]
[]
[]
[]
[]
[]
[]
[]
[]
[]
[]
[]
[]
[]
[]
[]
[]
[]
[]
[]
[]
[]
[null,null,null,null,null,null,null,null,null,null,null,null,null,null,null,null,null,null,null,null,null,null,null,null,null,null,null,null,null,null,null,null,null,null,null,null,null,null,null,null,null,null,null,null,null,null,null,null,null,null,null,null,null,null,null,null,null,null,null,null,null,null,"q sensibel"]
[null,null,null,null,null,null,null,null,null,null,null,null,null,null,null,null,null,null,null,null,null,null,null,null,null,null,null,null,null,null,null,null,null,null,null,null,null,null,null,null,null,null,null,null,null,null,null,null,null,null,null,null,null,null,null,null,null,null,null,null,null,null,"W/K"]
[]
[]
[null,null,null,null,null,null,null,null,null,null,null,null,null,null,null,null,null,null,null,null,null,null,null,null,null,null,null,null,null,null,null,null,null,null,null,null,null,null,null,null,null,null,null,null,null,null,null,null,null,null,null,null,null,null,null,null,null,null,null,null,null,null,{"$f":"DW18/(DT18-DP18)*1000","v":{"$error":"#DIV/0!"}}]
[null,null,null,null,null,null,null,null,null,null,null,null,null,null,null,null,null,null,null,null,null,null,null,null,null,null,null,null,null,null,null,null,null,null,null,null,null,null,null,null,null,null,null,null,null,null,null,null,null,null,null,null,null,null,null,null,null,null,null,null,null,null,{"$error":"#DIV/0!"}]
[null,null,null,null,null,null,null,null,null,null,null,null,null,null,null,null,null,null,null,null,null,null,null,null,null,null,null,null,null,null,null,null,null,null,null,null,null,null,null,null,null,null,null,null,null,null,null,null,null,null,null,null,null,null,null,null,null,null,null,null,null,null,{"$error":"#DIV/0!"}]
[null,null,null,null,null,null,null,null,null,null,null,null,null,null,null,null,null,null,null,null,null,null,null,null,null,null,null,null,null,null,null,null,null,null,null,null,null,null,null,null,null,null,null,null,null,null,null,null,null,null,null,null,null,null,null,null,null,null,null,null,null,null,{"$error":"#DIV/0!"}]
[null,null,null,null,null,null,null,null,null,null,null,null,null,null,null,null,null,null,null,null,null,null,null,null,null,null,null,null,null,null,null,null,null,null,null,null,null,null,null,null,null,null,null,null,null,null,null,null,null,null,null,null,null,null,null,null,null,null,null,null,null,null,{"$error":"#DIV/0!"}]
[null,null,null,null,null,null,null,null,null,null,null,null,null,null,null,null,null,null,null,null,null,null,null,null,null,null,null,null,null,null,null,null,null,null,null,null,null,null,null,null,null,null,null,null,null,null,null,null,null,null,null,null,null,null,null,null,null,null,null,null,null,null,{"$error":"#DIV/0!"}]
[null,null,null,null,null,null,null,null,null,null,null,null,null,null,null,null,null,null,null,null,null,null,null,null,null,null,null,null,null,null,null,null,null,null,null,null,null,null,null,null,null,null,null,null,null,null,null,null,null,null,null,null,null,null,null,null,null,null,null,null,null,null,{"$error":"#DIV/0!"}]
[null,null,null,null,null,null,null,null,null,null,null,null,null,null,null,null,null,null,null,null,null,null,null,null,null,null,null,null,null,null,null,null,null,null,null,null,null,null,null,null,null,null,null,null,null,null,null,null,null,null,null,null,null,null,null,null,null,null,null,null,null,null,{"$error":"#DIV/0!"}]
[null,null,null,null,null,null,null,null,null,null,null,null,null,null,null,null,null,null,null,null,null,null,null,null,null,null,null,null,null,null,null,null,null,null,null,null,null,null,null,null,null,null,null,null,null,null,null,null,null,null,null,null,null,null,null,null,null,null,null,null,null,null,{"$error":"#DIV/0!"}]
[null,null,null,null,null,null,null,null,null,null,null,null,null,null,null,null,null,null,null,null,null,null,null,null,null,null,null,null,null,null,null,null,null,null,null,null,null,null,null,null,null,null,null,null,null,null,null,null,null,null,null,null,null,null,null,null,null,null,null,null,null,null,{"$error":"#DIV/0!"}]
[null,null,null,null,null,null,null,null,null,null,null,null,null,null,null,null,null,null,null,null,null,null,null,null,null,null,null,null,null,null,null,null,null,null,null,null,null,null,null,null,null,null,null,null,null,null,null,null,null,null,null,null,null,null,null,null,null,null,null,null,null,null,{"$error":"#DIV/0!"}]
[null,null,null,null,null,null,null,null,null,null,null,null,null,null,null,null,null,null,null,null,null,null,null,null,null,null,null,null,null,null,null,null,null,null,null,null,null,null,null,null,null,null,null,null,null,null,null,null,null,null,null,null,null,null,null,null,null,null,null,null,null,null,{"$error":"#DIV/0!"}]
[null,null,null,null,null,null,null,null,null,null,null,null,null,null,null,null,null,null,null,null,null,null,null,null,null,null,null,null,null,null,null,null,null,null,null,null,null,null,null,null,null,null,null,null,null,null,null,null,null,null,null,null,null,null,null,null,null,null,null,null,null,null,{"$error":"#DIV/0!"}]
[null,null,null,null,null,null,null,null,null,null,null,null,null,null,null,null,null,null,null,null,null,null,null,null,null,null,null,null,null,null,null,null,null,null,null,null,null,null,null,null,null,null,null,null,null,null,null,null,null,null,null,null,null,null,null,null,null,null,null,null,null,null,{"$error":"#DIV/0!"}]
[null,null,null,null,null,null,null,null,null,null,null,null,null,null,null,null,null,null,null,null,null,null,null,null,null,null,null,null,null,null,null,null,null,null,null,null,null,null,null,null,null,null,null,null,null,null,null,null,null,null,null,null,null,null,null,null,null,null,null,null,null,null,{"$error":"#DIV/0!"}]
[null,null,null,null,null,null,null,null,null,null,null,null,null,null,null,null,null,null,null,null,null,null,null,null,null,null,null,null,null,null,null,null,null,null,null,null,null,null,null,null,null,null,null,null,null,null,null,null,null,null,null,null,null,null,null,null,null,null,null,null,null,null,{"$error":"#DIV/0!"}]
[null,null,null,null,null,null,null,null,null,null,null,null,null,null,null,null,null,null,null,null,null,null,null,null,null,null,null,null,null,null,null,null,null,null,null,null,null,null,null,null,null,null,null,null,null,null,null,null,null,null,null,null,null,null,null,null,null,null,null,null,null,null,{"$error":"#DIV/0!"}]
[null,null,null,null,null,null,null,null,null,null,null,null,null,null,null,null,null,null,null,null,null,null,null,null,null,null,null,null,null,null,null,null,null,null,null,null,null,null,null,null,null,null,null,null,null,null,null,null,null,null,null,null,null,null,null,null,null,null,null,null,null,null,{"$error":"#DIV/0!"}]
[null,null,null,null,null,null,null,null,null,null,null,null,null,null,null,null,null,null,null,null,null,null,null,null,null,null,null,null,null,null,null,null,null,null,null,null,null,null,null,null,null,null,null,null,null,null,null,null,null,null,null,null,null,null,null,null,null,null,null,null,null,null,{"$error":"#DIV/0!"}]
[null,null,null,null,null,null,null,null,null,null,null,null,null,null,null,null,null,null,null,null,null,null,null,null,null,null,null,null,null,null,null,null,null,null,null,null,null,null,null,null,null,null,null,null,null,null,null,null,null,null,null,null,null,null,null,null,null,null,null,null,null,null,{"$error":"#DIV/0!"}]
[null,null,null,null,null,null,null,null,null,null,null,null,null,null,null,null,null,null,null,null,null,null,null,null,null,null,null,null,null,null,null,null,null,null,null,null,null,null,null,null,null,null,null,null,null,null,null,null,null,null,null,null,null,null,null,null,null,null,null,null,null,null,{"$error":"#DIV/0!"}]
[null,null,null,null,null,null,null,null,null,null,null,null,null,null,null,null,null,null,null,null,null,null,null,null,null,null,null,null,null,null,null,null,null,null,null,null,null,null,null,null,null,null,null,null,null,null,null,null,null,null,null,null,null,null,null,null,null,null,null,null,null,null,{"$error":"#DIV/0!"}]
[null,null,null,null,null,null,null,null,null,null,null,null,null,null,null,null,null,null,null,null,null,null,null,null,null,null,null,null,null,null,null,null,null,null,null,null,null,null,null,null,null,null,null,null,null,null,null,null,null,null,null,null,null,null,null,null,null,null,null,null,null,null,{"$error":"#DIV/0!"}]
[null,null,null,null,null,null,null,null,null,null,null,null,null,null,null,null,null,null,null,null,null,null,null,null,null,null,null,null,null,null,null,null,null,null,null,null,null,null,null,null,null,null,null,null,null,null,null,null,null,null,null,null,null,null,null,null,null,null,null,null,null,null,{"$error":"#DIV/0!"}]
[null,null,null,null,null,null,null,null,null,null,null,null,null,null,null,null,null,null,null,null,null,null,null,null,null,null,null,null,null,null,null,null,null,null,null,null,null,null,null,null,null,null,null,null,null,null,null,null,null,null,null,null,null,null,null,null,null,null,null,null,null,null,{"$error":"#DIV/0!"}]
[null,null,null,null,null,null,null,null,null,null,null,null,null,null,null,null,null,null,null,null,null,null,null,null,null,null,null,null,null,null,null,null,null,null,null,null,null,null,null,null,null,null,null,null,null,null,null,null,null,null,null,null,null,null,null,null,null,null,null,null,null,null,{"$error":"#DIV/0!"}]
[null,null,null,null,null,null,null,null,null,null,null,null,null,null,null,null,null,null,null,null,null,null,null,null,null,null,null,null,null,null,null,null,null,null,null,null,null,null,null,null,null,null,null,null,null,null,null,null,null,null,null,null,null,null,null,null,null,null,null,null,null,null,{"$error":"#DIV/0!"}]
[null,null,null,null,null,null,null,null,null,null,null,null,null,null,null,null,null,null,null,null,null,null,null,null,null,null,null,null,null,null,null,null,null,null,null,null,null,null,null,null,null,null,null,null,null,null,null,null,null,null,null,null,null,null,null,null,null,null,null,null,null,null,{"$error":"#DIV/0!"}]
[null,null,null,null,null,null,null,null,null,null,null,null,null,null,null,null,null,null,null,null,null,null,null,null,null,null,null,null,null,null,null,null,null,null,null,null,null,null,null,null,null,null,null,null,null,null,null,null,null,null,null,null,null,null,null,null,null,null,null,null,null,null,{"$error":"#DIV/0!"}]
[null,null,null,null,null,null,null,null,null,null,null,null,null,null,null,null,null,null,null,null,null,null,null,null,null,null,null,null,null,null,null,null,null,null,null,null,null,null,null,null,null,null,null,null,null,null,null,null,null,null,null,null,null,null,null,null,null,null,null,null,null,null,{"$error":"#DIV/0!"}]
[null,null,null,null,null,null,null,null,null,null,null,null,null,null,null,null,null,null,null,null,null,null,null,null,null,null,null,null,null,null,null,null,null,null,null,null,null,null,null,null,null,null,null,null,null,null,null,null,null,null,null,null,null,null,null,null,null,null,null,null,null,null,{"$error":"#DIV/0!"}]
[null,null,null,null,null,null,null,null,null,null,null,null,null,null,null,null,null,null,null,null,null,null,null,null,null,null,null,null,null,null,null,null,null,null,null,null,null,null,null,null,null,null,null,null,null,null,null,null,null,null,null,null,null,null,null,null,null,null,null,null,null,null,{"$error":"#DIV/0!"}]
[null,null,null,null,null,null,null,null,null,null,null,null,null,null,null,null,null,null,null,null,null,null,null,null,null,null,null,null,null,null,null,null,null,null,null,null,null,null,null,null,null,null,null,null,null,null,null,null,null,null,null,null,null,null,null,null,null,null,null,null,null,null,{"$error":"#DIV/0!"}]
[null,null,null,null,null,null,null,null,null,null,null,null,null,null,null,null,null,null,null,null,null,null,null,null,null,null,null,null,null,null,null,null,null,null,null,null,null,null,null,null,null,null,null,null,null,null,null,null,null,null,null,null,null,null,null,null,null,null,null,null,null,null,{"$error":"#DIV/0!"}]
[null,null,null,null,null,null,null,null,null,null,null,null,null,null,null,null,null,null,null,null,null,null,null,null,null,null,null,null,null,null,null,null,null,null,null,null,null,null,null,null,null,null,null,null,null,null,null,null,null,null,null,null,null,null,null,null,null,null,null,null,null,null,{"$error":"#DIV/0!"}]
[null,null,null,null,null,null,null,null,null,null,null,null,null,null,null,null,null,null,null,null,null,null,null,null,null,null,null,null,null,null,null,null,null,null,null,null,null,null,null,null,null,null,null,null,null,null,null,null,null,null,null,null,null,null,null,null,null,null,null,null,null,null,{"$error":"#DIV/0!"}]
[null,null,null,null,null,null,null,null,null,null,null,null,null,null,null,null,null,null,null,null,null,null,null,null,null,null,null,null,null,null,null,null,null,null,null,null,null,null,null,null,null,null,null,null,null,null,null,null,null,null,null,null,null,null,null,null,null,null,null,null,null,null,{"$error":"#DIV/0!"}]
[null,null,null,null,null,null,null,null,null,null,null,null,null,null,null,null,null,null,null,null,null,null,null,null,null,null,null,null,null,null,null,null,null,null,null,null,null,null,null,null,null,null,null,null,null,null,null,null,null,null,null,null,null,null,null,null,null,null,null,null,null,null,{"$error":"#DIV/0!"}]
[null,null,null,null,null,null,null,null,null,null,null,null,null,null,null,null,null,null,null,null,null,null,null,null,null,null,null,null,null,null,null,null,null,null,null,null,null,null,null,null,null,null,null,null,null,null,null,null,null,null,null,null,null,null,null,null,null,null,null,null,null,null,{"$error":"#DIV/0!"}]
[null,null,null,null,null,null,null,null,null,null,null,null,null,null,null,null,null,null,null,null,null,null,null,null,null,null,null,null,null,null,null,null,null,null,null,null,null,null,null,null,null,null,null,null,null,null,null,null,null,null,null,null,null,null,null,null,null,null,null,null,null,null,{"$error":"#DIV/0!"}]
[null,null,null,null,null,null,null,null,null,null,null,null,null,null,null,null,null,null,null,null,null,null,null,null,null,null,null,null,null,null,null,null,null,null,null,null,null,null,null,null,null,null,null,null,null,null,null,null,null,null,null,null,null,null,null,null,null,null,null,null,null,null,{"$error":"#DIV/0!"}]
[null,null,null,null,null,null,null,null,null,null,null,null,null,null,null,null,null,null,null,null,null,null,null,null,null,null,null,null,null,null,null,null,null,null,null,null,null,null,null,null,null,null,null,null,null,null,null,null,null,null,null,null,null,null,null,null,null,null,null,null,null,null,{"$error":"#DIV/0!"}]
[null,null,null,null,null,null,null,null,null,null,null,null,null,null,null,null,null,null,null,null,null,null,null,null,null,null,null,null,null,null,null,null,null,null,null,null,null,null,null,null,null,null,null,null,null,null,null,null,null,null,null,null,null,null,null,null,null,null,null,null,null,null,{"$error":"#DIV/0!"}]
[null,null,null,null,null,null,null,null,null,null,null,null,null,null,null,null,null,null,null,null,null,null,null,null,null,null,null,null,null,null,null,null,null,null,null,null,null,null,null,null,null,null,null,null,null,null,null,null,null,null,null,null,null,null,null,null,null,null,null,null,null,null,{"$error":"#DIV/0!"}]
[null,null,null,null,null,null,null,null,null,null,null,null,null,null,null,null,null,null,null,null,null,null,null,null,null,null,null,null,null,null,null,null,null,null,null,null,null,null,null,null,null,null,null,null,null,null,null,null,null,null,null,null,null,null,null,null,null,null,null,null,null,null,{"$error":"#DIV/0!"}]
[null,null,null,null,null,null,null,null,null,null,null,null,null,null,null,null,null,null,null,null,null,null,null,null,null,null,null,null,null,null,null,null,null,null,null,null,null,null,null,null,null,null,null,null,null,null,null,null,null,null,null,null,null,null,null,null,null,null,null,null,null,null,{"$error":"#DIV/0!"}]
[null,null,null,null,null,null,null,null,null,null,null,null,null,null,null,null,null,null,null,null,null,null,null,null,null,null,null,null,null,null,null,null,null,null,null,null,null,null,null,null,null,null,null,null,null,null,null,null,null,null,null,null,null,null,null,null,null,null,null,null,null,null,{"$error":"#DIV/0!"}]
[null,null,null,null,null,null,null,null,null,null,null,null,null,null,null,null,null,null,null,null,null,null,null,null,null,null,null,null,null,null,null,null,null,null,null,null,null,null,null,null,null,null,null,null,null,null,null,null,null,null,null,null,null,null,null,null,null,null,null,null,null,null,{"$error":"#DIV/0!"}]
[null,null,null,null,null,null,null,null,null,null,null,null,null,null,null,null,null,null,null,null,null,null,null,null,null,null,null,null,null,null,null,null,null,null,null,null,null,null,null,null,null,null,null,null,null,null,null,null,null,null,null,null,null,null,null,null,null,null,null,null,null,null,{"$error":"#DIV/0!"}]
[null,null,null,null,null,null,null,null,null,null,null,null,null,null,null,null,null,null,null,null,null,null,null,null,null,null,null,null,null,null,null,null,null,null,null,null,null,null,null,null,null,null,null,null,null,null,null,null,null,null,null,null,null,null,null,null,null,null,null,null,null,null,{"$error":"#DIV/0!"}]
[null,null,null,null,null,null,null,null,null,null,null,null,null,null,null,null,null,null,null,null,null,null,null,null,null,null,null,null,null,null,null,null,null,null,null,null,null,null,null,null,null,null,null,null,null,null,null,null,null,null,null,null,null,null,null,null,null,null,null,null,null,null,{"$error":"#DIV/0!"}]
[null,null,null,null,null,null,null,null,null,null,null,null,null,null,null,null,null,null,null,null,null,null,null,null,null,null,null,null,null,null,null,null,null,null,null,null,null,null,null,null,null,null,null,null,null,null,null,null,null,null,null,null,null,null,null,null,null,null,null,null,null,null,{"$error":"#DIV/0!"}]
[null,null,null,null,null,null,null,null,null,null,null,null,null,null,null,null,null,null,null,null,null,null,null,null,null,null,null,null,null,null,null,null,null,null,null,null,null,null,null,null,null,null,null,null,null,null,null,null,null,null,null,null,null,null,null,null,null,null,null,null,null,null,{"$error":"#DIV/0!"}]
[null,null,null,null,null,null,null,null,null,null,null,null,null,null,null,null,null,null,null,null,null,null,null,null,null,null,null,null,null,null,null,null,null,null,null,null,null,null,null,null,null,null,null,null,null,null,null,null,null,null,null,null,null,null,null,null,null,null,null,null,null,null,{"$error":"#DIV/0!"}]
[null,null,null,null,null,null,null,null,null,null,null,null,null,null,null,null,null,null,null,null,null,null,null,null,null,null,null,null,null,null,null,null,null,null,null,null,null,null,null,null,null,null,null,null,null,null,null,null,null,null,null,null,null,null,null,null,null,null,null,null,null,null,{"$error":"#DIV/0!"}]
[null,null,null,null,null,null,null,null,null,null,null,null,null,null,null,null,null,null,null,null,null,null,null,null,null,null,null,null,null,null,null,null,null,null,null,null,null,null,null,null,null,null,null,null,null,null,null,null,null,null,null,null,null,null,null,null,null,null,null,null,null,null,{"$error":"#DIV/0!"}]
[null,null,null,null,null,null,null,null,null,null,null,null,null,null,null,null,null,null,null,null,null,null,null,null,null,null,null,null,null,null,null,null,null,null,null,null,null,null,null,null,null,null,null,null,null,null,null,null,null,null,null,null,null,null,null,null,null,null,null,null,null,null,{"$error":"#DIV/0!"}]
[null,null,null,null,null,null,null,null,null,null,null,null,null,null,null,null,null,null,null,null,null,null,null,null,null,null,null,null,null,null,null,null,null,null,null,null,null,null,null,null,null,null,null,null,null,null,null,null,null,null,null,null,null,null,null,null,null,null,null,null,null,null,{"$error":"#DIV/0!"}]
[null,null,null,null,null,null,null,null,null,null,null,null,null,null,null,null,null,null,null,null,null,null,null,null,null,null,null,null,null,null,null,null,null,null,null,null,null,null,null,null,null,null,null,null,null,null,null,null,null,null,null,null,null,null,null,null,null,null,null,null,null,null,{"$error":"#DIV/0!"}]
[null,null,null,null,null,null,null,null,null,null,null,null,null,null,null,null,null,null,null,null,null,null,null,null,null,null,null,null,null,null,null,null,null,null,null,null,null,null,null,null,null,null,null,null,null,null,null,null,null,null,null,null,null,null,null,null,null,null,null,null,null,null,{"$error":"#DIV/0!"}]
[null,null,null,null,null,null,null,null,null,null,null,null,null,null,null,null,null,null,null,null,null,null,null,null,null,null,null,null,null,null,null,null,null,null,null,null,null,null,null,null,null,null,null,null,null,null,null,null,null,null,null,null,null,null,null,null,null,null,null,null,null,null,{"$error":"#DIV/0!"}]
[null,null,null,null,null,null,null,null,null,null,null,null,null,null,null,null,null,null,null,null,null,null,null,null,null,null,null,null,null,null,null,null,null,null,null,null,null,null,null,null,null,null,null,null,null,null,null,null,null,null,null,null,null,null,null,null,null,null,null,null,null,null,{"$error":"#DIV/0!"}]
[null,null,null,null,null,null,null,null,null,null,null,null,null,null,null,null,null,null,null,null,null,null,null,null,null,null,null,null,null,null,null,null,null,null,null,null,null,null,null,null,null,null,null,null,null,null,null,null,null,null,null,null,null,null,null,null,null,null,null,null,null,null,{"$error":"#DIV/0!"}]
[null,null,null,null,null,null,null,null,null,null,null,null,null,null,null,null,null,null,null,null,null,null,null,null,null,null,null,null,null,null,null,null,null,null,null,null,null,null,null,null,null,null,null,null,null,null,null,null,null,null,null,null,null,null,null,null,null,null,null,null,null,null,{"$error":"#DIV/0!"}]
[null,null,null,null,null,null,null,null,null,null,null,null,null,null,null,null,null,null,null,null,null,null,null,null,null,null,null,null,null,null,null,null,null,null,null,null,null,null,null,null,null,null,null,null,null,null,null,null,null,null,null,null,null,null,null,null,null,null,null,null,null,null,{"$f":"DW82/(DT82-DP82)*1000","v":{"$error":"#DIV/0!"}}]
[null,null,null,null,null,null,null,null,null,null,null,null,null,null,null,null,null,null,null,null,null,null,null,null,null,null,null,null,null,null,null,null,null,null,null,null,null,null,null,null,null,null,null,null,null,null,null,null,null,null,null,null,null,null,null,null,null,null,null,null,null,null,{"$error":"#DIV/0!"}]
[null,null,null,null,null,null,null,null,null,null,null,null,null,null,null,null,null,null,null,null,null,null,null,null,null,null,null,null,null,null,null,null,null,null,null,null,null,null,null,null,null,null,null,null,null,null,null,null,null,null,null,null,null,null,null,null,null,null,null,null,null,null,{"$error":"#DIV/0!"}]
[null,null,null,null,null,null,null,null,null,null,null,null,null,null,null,null,null,null,null,null,null,null,null,null,null,null,null,null,null,null,null,null,null,null,null,null,null,null,null,null,null,null,null,null,null,null,null,null,null,null,null,null,null,null,null,null,null,null,null,null,null,null,{"$error":"#DIV/0!"}]
[null,null,null,null,null,null,null,null,null,null,null,null,null,null,null,null,null,null,null,null,null,null,null,null,null,null,null,null,null,null,null,null,null,null,null,null,null,null,null,null,null,null,null,null,null,null,null,null,null,null,null,null,null,null,null,null,null,null,null,null,null,null,{"$error":"#DIV/0!"}]
[null,null,null,null,null,null,null,null,null,null,null,null,null,null,null,null,null,null,null,null,null,null,null,null,null,null,null,null,null,null,null,null,null,null,null,null,null,null,null,null,null,null,null,null,null,null,null,null,null,null,null,null,null,null,null,null,null,null,null,null,null,null,{"$error":"#DIV/0!"}]
[null,null,null,null,null,null,null,null,null,null,null,null,null,null,null,null,null,null,null,null,null,null,null,null,null,null,null,null,null,null,null,null,null,null,null,null,null,null,null,null,null,null,null,null,null,null,null,null,null,null,null,null,null,null,null,null,null,null,null,null,null,null,{"$error":"#DIV/0!"}]
[null,null,null,null,null,null,null,null,null,null,null,null,null,null,null,null,null,null,null,null,null,null,null,null,null,null,null,null,null,null,null,null,null,null,null,null,null,null,null,null,null,null,null,null,null,null,null,null,null,null,null,null,null,null,null,null,null,null,null,null,null,null,{"$error":"#DIV/0!"}]
[null,null,null,null,null,null,null,null,null,null,null,null,null,null,null,null,null,null,null,null,null,null,null,null,null,null,null,null,null,null,null,null,null,null,null,null,null,null,null,null,null,null,null,null,null,null,null,null,null,null,null,null,null,null,null,null,null,null,null,null,null,null,{"$error":"#DIV/0!"}]
[null,null,null,null,null,null,null,null,null,null,null,null,null,null,null,null,null,null,null,null,null,null,null,null,null,null,null,null,null,null,null,null,null,null,null,null,null,null,null,null,null,null,null,null,null,null,null,null,null,null,null,null,null,null,null,null,null,null,null,null,null,null,{"$error":"#DIV/0!"}]
[null,null,null,null,null,null,null,null,null,null,null,null,null,null,null,null,null,null,null,null,null,null,null,null,null,null,null,null,null,null,null,null,null,null,null,null,null,null,null,null,null,null,null,null,null,null,null,null,null,null,null,null,null,null,null,null,null,null,null,null,null,null,{"$error":"#DIV/0!"}]
[null,null,null,null,null,null,null,null,null,null,null,null,null,null,null,null,null,null,null,null,null,null,null,null,null,null,null,null,null,null,null,null,null,null,null,null,null,null,null,null,null,null,null,null,null,null,null,null,null,null,null,null,null,null,null,null,null,null,null,null,null,null,{"$error":"#DIV/0!"}]
[null,null,null,null,null,null,null,null,null,null,null,null,null,null,null,null,null,null,null,null,null,null,null,null,null,null,null,null,null,null,null,null,null,null,null,null,null,null,null,null,null,null,null,null,null,null,null,null,null,null,null,null,null,null,null,null,null,null,null,null,null,null,{"$error":"#DIV/0!"}]
[null,null,null,null,null,null,null,null,null,null,null,null,null,null,null,null,null,null,null,null,null,null,null,null,null,null,null,null,null,null,null,null,null,null,null,null,null,null,null,null,null,null,null,null,null,null,null,null,null,null,null,null,null,null,null,null,null,null,null,null,null,null,{"$error":"#DIV/0!"}]
[null,null,null,null,null,null,null,null,null,null,null,null,null,null,null,null,null,null,null,null,null,null,null,null,null,null,null,null,null,null,null,null,null,null,null,null,null,null,null,null,null,null,null,null,null,null,null,null,null,null,null,null,null,null,null,null,null,null,null,null,null,null,{"$error":"#DIV/0!"}]
[null,null,null,null,null,null,null,null,null,null,null,null,null,null,null,null,null,null,null,null,null,null,null,null,null,null,null,null,null,null,null,null,null,null,null,null,null,null,null,null,null,null,null,null,null,null,null,null,null,null,null,null,null,null,null,null,null,null,null,null,null,null,{"$error":"#DIV/0!"}]
[null,null,null,null,null,null,null,null,null,null,null,null,null,null,null,null,null,null,null,null,null,null,null,null,null,null,null,null,null,null,null,null,null,null,null,null,null,null,null,null,null,null,null,null,null,null,null,null,null,null,null,null,null,null,null,null,null,null,null,null,null,null,{"$error":"#DIV/0!"}]
[null,null,null,null,null,null,null,null,null,null,null,null,null,null,null,null,null,null,null,null,null,null,null,null,null,null,null,null,null,null,null,null,null,null,null,null,null,null,null,null,null,null,null,null,null,null,null,null,null,null,null,null,null,null,null,null,null,null,null,null,null,null,{"$error":"#DIV/0!"}]
[null,null,null,null,null,null,null,null,null,null,null,null,null,null,null,null,null,null,null,null,null,null,null,null,null,null,null,null,null,null,null,null,null,null,null,null,null,null,null,null,null,null,null,null,null,null,null,null,null,null,null,null,null,null,null,null,null,null,null,null,null,null,{"$error":"#DIV/0!"}]
[null,null,null,null,null,null,null,null,null,null,null,null,null,null,null,null,null,null,null,null,null,null,null,null,null,null,null,null,null,null,null,null,null,null,null,null,null,null,null,null,null,null,null,null,null,null,null,null,null,null,null,null,null,null,null,null,null,null,null,null,null,null,{"$error":"#DIV/0!"}]
[null,null,null,null,null,null,null,null,null,null,null,null,null,null,null,null,null,null,null,null,null,null,null,null,null,null,null,null,null,null,null,null,null,null,null,null,null,null,null,null,null,null,null,null,null,null,null,null,null,null,null,null,null,null,null,null,null,null,null,null,null,null,{"$error":"#DIV/0!"}]
[null,null,null,null,null,null,null,null,null,null,null,null,null,null,null,null,null,null,null,null,null,null,null,null,null,null,null,null,null,null,null,null,null,null,null,null,null,null,null,null,null,null,null,null,null,null,null,null,null,null,null,null,null,null,null,null,null,null,null,null,null,null,{"$error":"#DIV/0!"}]
[null,null,null,null,null,null,null,null,null,null,null,null,null,null,null,null,null,null,null,null,null,null,null,null,null,null,null,null,null,null,null,null,null,null,null,null,null,null,null,null,null,null,null,null,null,null,null,null,null,null,null,null,null,null,null,null,null,null,null,null,null,null,{"$error":"#DIV/0!"}]
[null,null,null,null,null,null,null,null,null,null,null,null,null,null,null,null,null,null,null,null,null,null,null,null,null,null,null,null,null,null,null,null,null,null,null,null,null,null,null,null,null,null,null,null,null,null,null,null,null,null,null,null,null,null,null,null,null,null,null,null,null,null,{"$error":"#DIV/0!"}]
[null,null,null,null,null,null,null,null,null,null,null,null,null,null,null,null,null,null,null,null,null,null,null,null,null,null,null,null,null,null,null,null,null,null,null,null,null,null,null,null,null,null,null,null,null,null,null,null,null,null,null,null,null,null,null,null,null,null,null,null,null,null,{"$error":"#DIV/0!"}]
[null,null,null,null,null,null,null,null,null,null,null,null,null,null,null,null,null,null,null,null,null,null,null,null,null,null,null,null,null,null,null,null,null,null,null,null,null,null,null,null,null,null,null,null,null,null,null,null,null,null,null,null,null,null,null,null,null,null,null,null,null,null,{"$error":"#DIV/0!"}]
[null,null,null,null,null,null,null,null,null,null,null,null,null,null,null,null,null,null,null,null,null,null,null,null,null,null,null,null,null,null,null,null,null,null,null,null,null,null,null,null,null,null,null,null,null,null,null,null,null,null,null,null,null,null,null,null,null,null,null,null,null,null,{"$error":"#DIV/0!"}]
[null,null,null,null,null,null,null,null,null,null,null,null,null,null,null,null,null,null,null,null,null,null,null,null,null,null,null,null,null,null,null,null,null,null,null,null,null,null,null,null,null,null,null,null,null,null,null,null,null,null,null,null,null,null,null,null,null,null,null,null,null,null,{"$error":"#DIV/0!"}]
[null,null,null,null,null,null,null,null,null,null,null,null,null,null,null,null,null,null,null,null,null,null,null,null,null,null,null,null,null,null,null,null,null,null,null,null,null,null,null,null,null,null,null,null,null,null,null,null,null,null,null,null,null,null,null,null,null,null,null,null,null,null,{"$error":"#DIV/0!"}]
[null,null,null,null,null,null,null,null,null,null,null,null,null,null,null,null,null,null,null,null,null,null,null,null,null,null,null,null,null,null,null,null,null,null,null,null,null,null,null,null,null,null,null,null,null,null,null,null,null,null,null,null,null,null,null,null,null,null,null,null,null,null,{"$error":"#DIV/0!"}]
[null,null,null,null,null,null,null,null,null,null,null,null,null,null,null,null,null,null,null,null,null,null,null,null,null,null,null,null,null,null,null,null,null,null,null,null,null,null,null,null,null,null,null,null,null,null,null,null,null,null,null,null,null,null,null,null,null,null,null,null,null,null,{"$error":"#DIV/0!"}]
[null,null,null,null,null,null,null,null,null,null,null,null,null,null,null,null,null,null,null,null,null,null,null,null,null,null,null,null,null,null,null,null,null,null,null,null,null,null,null,null,null,null,null,null,null,null,null,null,null,null,null,null,null,null,null,null,null,null,null,null,null,null,{"$error":"#DIV/0!"}]
[null,null,null,null,null,null,null,null,null,null,null,null,null,null,null,null,null,null,null,null,null,null,null,null,null,null,null,null,null,null,null,null,null,null,null,null,null,null,null,null,null,null,null,null,null,null,null,null,null,null,null,null,null,null,null,null,null,null,null,null,null,null,{"$f":"DW114/(DT114-DP114)*1000","v":{"$error":"#DIV/0!"}}]
[null,null,null,null,null,null,null,null,null,null,null,null,null,null,null,null,null,null,null,null,null,null,null,null,null,null,null,null,null,null,null,null,null,null,null,null,null,null,null,null,null,null,null,null,null,null,null,null,null,null,null,null,null,null,null,null,null,null,null,null,null,null,{"$f":"DW115/(DT115-DP115)*1000","v":{"$error":"#DIV/0!"}}]
[null,null,null,null,null,null,null,null,null,null,null,null,null,null,null,null,null,null,null,null,null,null,null,null,null,null,null,null,null,null,null,null,null,null,null,null,null,null,null,null,null,null,null,null,null,null,null,null,null,null,null,null,null,null,null,null,null,null,null,null,null,null,{"$f":"DW116/(DT116-DP116)*1000","v":{"$error":"#DIV/0!"}}]
[null,null,null,null,null,null,null,null,null,null,null,null,null,null,null,null,null,null,null,null,null,null,null,null,null,null,null,null,null,null,null,null,null,null,null,null,null,null,null,null,null,null,null,null,null,null,null,null,null,null,null,null,null,null,null,null,null,null,null,null,null,null,{"$f":"DW117/(DT117-DP117)*1000","v":{"$error":"#DIV/0!"}}]
[]
[]
[]
[null,null,null,null,null,null,null,null,null,null,null,null,null,null,null,null,null,null,null,null,null,null,null,null,null,null,null,null,null,null,null,null,null,null,null,null,null,null,null,null,null,null,null,null,null,null,null,null,null,null,null,null,null,null,null,null,null,null,null,null,null,null,"q sensibel"]
[null,null,null,null,null,null,null,null,null,null,null,null,null,null,null,null,null,null,null,null,null,null,null,null,null,null,null,null,null,null,null,null,null,null,null,null,null,null,null,null,null,null,null,null,null,null,null,null,null,null,null,null,null,null,null,null,null,null,null,null,null,null,"W/K"]
[]
[]
[null,null,null,null,null,null,null,null,null,null,null,null,null,null,null,null,null,null,null,null,null,null,null,null,null,null,null,null,null,null,null,null,null,null,null,null,null,null,null,null,null,null,null,null,null,null,null,null,null,null,null,null,null,null,null,null,null,null,null,null,null,null,{"$f":"EM18/(EJ18-EF18)*1000","v":{"$error":"#DIV/0!"}}]
[null,null,null,null,null,null,null,null,null,null,null,null,null,null,null,null,null,null,null,null,null,null,null,null,null,null,null,null,null,null,null,null,null,null,null,null,null,null,null,null,null,null,null,null,null,null,null,null,null,null,null,null,null,null,null,null,null,null,null,null,null,null,{"$error":"#DIV/0!"}]
[null,null,null,null,null,null,null,null,null,null,null,null,null,null,null,null,null,null,null,null,null,null,null,null,null,null,null,null,null,null,null,null,null,null,null,null,null,null,null,null,null,null,null,null,null,null,null,null,null,null,null,null,null,null,null,null,null,null,null,null,null,null,{"$error":"#DIV/0!"}]
[null,null,null,null,null,null,null,null,null,null,null,null,null,null,null,null,null,null,null,null,null,null,null,null,null,null,null,null,null,null,null,null,null,null,null,null,null,null,null,null,null,null,null,null,null,null,null,null,null,null,null,null,null,null,null,null,null,null,null,null,null,null,{"$error":"#DIV/0!"}]
[null,null,null,null,null,null,null,null,null,null,null,null,null,null,null,null,null,null,null,null,null,null,null,null,null,null,null,null,null,null,null,null,null,null,null,null,null,null,null,null,null,null,null,null,null,null,null,null,null,null,null,null,null,null,null,null,null,null,null,null,null,null,{"$error":"#DIV/0!"}]
[null,null,null,null,null,null,null,null,null,null,null,null,null,null,null,null,null,null,null,null,null,null,null,null,null,null,null,null,null,null,null,null,null,null,null,null,null,null,null,null,null,null,null,null,null,null,null,null,null,null,null,null,null,null,null,null,null,null,null,null,null,null,{"$error":"#DIV/0!"}]
[null,null,null,null,null,null,null,null,null,null,null,null,null,null,null,null,null,null,null,null,null,null,null,null,null,null,null,null,null,null,null,null,null,null,null,null,null,null,null,null,null,null,null,null,null,null,null,null,null,null,null,null,null,null,null,null,null,null,null,null,null,null,{"$error":"#DIV/0!"}]
[null,null,null,null,null,null,null,null,null,null,null,null,null,null,null,null,null,null,null,null,null,null,null,null,null,null,null,null,null,null,null,null,null,null,null,null,null,null,null,null,null,null,null,null,null,null,null,null,null,null,null,null,null,null,null,null,null,null,null,null,null,null,{"$error":"#DIV/0!"}]
[null,null,null,null,null,null,null,null,null,null,null,null,null,null,null,null,null,null,null,null,null,null,null,null,null,null,null,null,null,null,null,null,null,null,null,null,null,null,null,null,null,null,null,null,null,null,null,null,null,null,null,null,null,null,null,null,null,null,null,null,null,null,{"$error":"#DIV/0!"}]
[null,null,null,null,null,null,null,null,null,null,null,null,null,null,null,null,null,null,null,null,null,null,null,null,null,null,null,null,null,null,null,null,null,null,null,null,null,null,null,null,null,null,null,null,null,null,null,null,null,null,null,null,null,null,null,null,null,null,null,null,null,null,{"$error":"#DIV/0!"}]
[null,null,null,null,null,null,null,null,null,null,null,null,null,null,null,null,null,null,null,null,null,null,null,null,null,null,null,null,null,null,null,null,null,null,null,null,null,null,null,null,null,null,null,null,null,null,null,null,null,null,null,null,null,null,null,null,null,null,null,null,null,null,{"$error":"#DIV/0!"}]
[null,null,null,null,null,null,null,null,null,null,null,null,null,null,null,null,null,null,null,null,null,null,null,null,null,null,null,null,null,null,null,null,null,null,null,null,null,null,null,null,null,null,null,null,null,null,null,null,null,null,null,null,null,null,null,null,null,null,null,null,null,null,{"$error":"#DIV/0!"}]
[null,null,null,null,null,null,null,null,null,null,null,null,null,null,null,null,null,null,null,null,null,null,null,null,null,null,null,null,null,null,null,null,null,null,null,null,null,null,null,null,null,null,null,null,null,null,null,null,null,null,null,null,null,null,null,null,null,null,null,null,null,null,{"$error":"#DIV/0!"}]
[null,null,null,null,null,null,null,null,null,null,null,null,null,null,null,null,null,null,null,null,null,null,null,null,null,null,null,null,null,null,null,null,null,null,null,null,null,null,null,null,null,null,null,null,null,null,null,null,null,null,null,null,null,null,null,null,null,null,null,null,null,null,{"$error":"#DIV/0!"}]
[null,null,null,null,null,null,null,null,null,null,null,null,null,null,null,null,null,null,null,null,null,null,null,null,null,null,null,null,null,null,null,null,null,null,null,null,null,null,null,null,null,null,null,null,null,null,null,null,null,null,null,null,null,null,null,null,null,null,null,null,null,null,{"$error":"#DIV/0!"}]
[null,null,null,null,null,null,null,null,null,null,null,null,null,null,null,null,null,null,null,null,null,null,null,null,null,null,null,null,null,null,null,null,null,null,null,null,null,null,null,null,null,null,null,null,null,null,null,null,null,null,null,null,null,null,null,null,null,null,null,null,null,null,{"$error":"#DIV/0!"}]
[null,null,null,null,null,null,null,null,null,null,null,null,null,null,null,null,null,null,null,null,null,null,null,null,null,null,null,null,null,null,null,null,null,null,null,null,null,null,null,null,null,null,null,null,null,null,null,null,null,null,null,null,null,null,null,null,null,null,null,null,null,null,{"$error":"#DIV/0!"}]
[null,null,null,null,null,null,null,null,null,null,null,null,null,null,null,null,null,null,null,null,null,null,null,null,null,null,null,null,null,null,null,null,null,null,null,null,null,null,null,null,null,null,null,null,null,null,null,null,null,null,null,null,null,null,null,null,null,null,null,null,null,null,{"$error":"#DIV/0!"}]
[null,null,null,null,null,null,null,null,null,null,null,null,null,null,null,null,null,null,null,null,null,null,null,null,null,null,null,null,null,null,null,null,null,null,null,null,null,null,null,null,null,null,null,null,null,null,null,null,null,null,null,null,null,null,null,null,null,null,null,null,null,null,{"$error":"#DIV/0!"}]
[null,null,null,null,null,null,null,null,null,null,null,null,null,null,null,null,null,null,null,null,null,null,null,null,null,null,null,null,null,null,null,null,null,null,null,null,null,null,null,null,null,null,null,null,null,null,null,null,null,null,null,null,null,null,null,null,null,null,null,null,null,null,{"$error":"#DIV/0!"}]
[null,null,null,null,null,null,null,null,null,null,null,null,null,null,null,null,null,null,null,null,null,null,null,null,null,null,null,null,null,null,null,null,null,null,null,null,null,null,null,null,null,null,null,null,null,null,null,null,null,null,null,null,null,null,null,null,null,null,null,null,null,null,{"$error":"#DIV/0!"}]
[null,null,null,null,null,null,null,null,null,null,null,null,null,null,null,null,null,null,null,null,null,null,null,null,null,null,null,null,null,null,null,null,null,null,null,null,null,null,null,null,null,null,null,null,null,null,null,null,null,null,null,null,null,null,null,null,null,null,null,null,null,null,{"$error":"#DIV/0!"}]
[null,null,null,null,null,null,null,null,null,null,null,null,null,null,null,null,null,null,null,null,null,null,null,null,null,null,null,null,null,null,null,null,null,null,null,null,null,null,null,null,null,null,null,null,null,null,null,null,null,null,null,null,null,null,null,null,null,null,null,null,null,null,{"$error":"#DIV/0!"}]
[null,null,null,null,null,null,null,null,null,null,null,null,null,null,null,null,null,null,null,null,null,null,null,null,null,null,null,null,null,null,null,null,null,null,null,null,null,null,null,null,null,null,null,null,null,null,null,null,null,null,null,null,null,null,null,null,null,null,null,null,null,null,{"$error":"#DIV/0!"}]
[null,null,null,null,null,null,null,null,null,null,null,null,null,null,null,null,null,null,null,null,null,null,null,null,null,null,null,null,null,null,null,null,null,null,null,null,null,null,null,null,null,null,null,null,null,null,null,null,null,null,null,null,null,null,null,null,null,null,null,null,null,null,{"$error":"#DIV/0!"}]
[null,null,null,null,null,null,null,null,null,null,null,null,null,null,null,null,null,null,null,null,null,null,null,null,null,null,null,null,null,null,null,null,null,null,null,null,null,null,null,null,null,null,null,null,null,null,null,null,null,null,null,null,null,null,null,null,null,null,null,null,null,null,{"$error":"#DIV/0!"}]
[null,null,null,null,null,null,null,null,null,null,null,null,null,null,null,null,null,null,null,null,null,null,null,null,null,null,null,null,null,null,null,null,null,null,null,null,null,null,null,null,null,null,null,null,null,null,null,null,null,null,null,null,null,null,null,null,null,null,null,null,null,null,{"$error":"#DIV/0!"}]
[null,null,null,null,null,null,null,null,null,null,null,null,null,null,null,null,null,null,null,null,null,null,null,null,null,null,null,null,null,null,null,null,null,null,null,null,null,null,null,null,null,null,null,null,null,null,null,null,null,null,null,null,null,null,null,null,null,null,null,null,null,null,{"$error":"#DIV/0!"}]
[null,null,null,null,null,null,null,null,null,null,null,null,null,null,null,null,null,null,null,null,null,null,null,null,null,null,null,null,null,null,null,null,null,null,null,null,null,null,null,null,null,null,null,null,null,null,null,null,null,null,null,null,null,null,null,null,null,null,null,null,null,null,{"$error":"#DIV/0!"}]
[null,null,null,null,null,null,null,null,null,null,null,null,null,null,null,null,null,null,null,null,null,null,null,null,null,null,null,null,null,null,null,null,null,null,null,null,null,null,null,null,null,null,null,null,null,null,null,null,null,null,null,null,null,null,null,null,null,null,null,null,null,null,{"$error":"#DIV/0!"}]
[null,null,null,null,null,null,null,null,null,null,null,null,null,null,null,null,null,null,null,null,null,null,null,null,null,null,null,null,null,null,null,null,null,null,null,null,null,null,null,null,null,null,null,null,null,null,null,null,null,null,null,null,null,null,null,null,null,null,null,null,null,null,{"$error":"#DIV/0!"}]
[null,null,null,null,null,null,null,null,null,null,null,null,null,null,null,null,null,null,null,null,null,null,null,null,null,null,null,null,null,null,null,null,null,null,null,null,null,null,null,null,null,null,null,null,null,null,null,null,null,null,null,null,null,null,null,null,null,null,null,null,null,null,{"$error":"#DIV/0!"}]
[null,null,null,null,null,null,null,null,null,null,null,null,null,null,null,null,null,null,null,null,null,null,null,null,null,null,null,null,null,null,null,null,null,null,null,null,null,null,null,null,null,null,null,null,null,null,null,null,null,null,null,null,null,null,null,null,null,null,null,null,null,null,{"$error":"#DIV/0!"}]
[null,null,null,null,null,null,null,null,null,null,null,null,null,null,null,null,null,null,null,null,null,null,null,null,null,null,null,null,null,null,null,null,null,null,null,null,null,null,null,null,null,null,null,null,null,null,null,null,null,null,null,null,null,null,null,null,null,null,null,null,null,null,{"$error":"#DIV/0!"}]
[null,null,null,null,null,null,null,null,null,null,null,null,null,null,null,null,null,null,null,null,null,null,null,null,null,null,null,null,null,null,null,null,null,null,null,null,null,null,null,null,null,null,null,null,null,null,null,null,null,null,null,null,null,null,null,null,null,null,null,null,null,null,{"$error":"#DIV/0!"}]
[null,null,null,null,null,null,null,null,null,null,null,null,null,null,null,null,null,null,null,null,null,null,null,null,null,null,null,null,null,null,null,null,null,null,null,null,null,null,null,null,null,null,null,null,null,null,null,null,null,null,null,null,null,null,null,null,null,null,null,null,null,null,{"$error":"#DIV/0!"}]
[null,null,null,null,null,null,null,null,null,null,null,null,null,null,null,null,null,null,null,null,null,null,null,null,null,null,null,null,null,null,null,null,null,null,null,null,null,null,null,null,null,null,null,null,null,null,null,null,null,null,null,null,null,null,null,null,null,null,null,null,null,null,{"$error":"#DIV/0!"}]
[null,null,null,null,null,null,null,null,null,null,null,null,null,null,null,null,null,null,null,null,null,null,null,null,null,null,null,null,null,null,null,null,null,null,null,null,null,null,null,null,null,null,null,null,null,null,null,null,null,null,null,null,null,null,null,null,null,null,null,null,null,null,{"$error":"#DIV/0!"}]
[null,null,null,null,null,null,null,null,null,null,null,null,null,null,null,null,null,null,null,null,null,null,null,null,null,null,null,null,null,null,null,null,null,null,null,null,null,null,null,null,null,null,null,null,null,null,null,null,null,null,null,null,null,null,null,null,null,null,null,null,null,null,{"$error":"#DIV/0!"}]
[null,null,null,null,null,null,null,null,null,null,null,null,null,null,null,null,null,null,null,null,null,null,null,null,null,null,null,null,null,null,null,null,null,null,null,null,null,null,null,null,null,null,null,null,null,null,null,null,null,null,null,null,null,null,null,null,null,null,null,null,null,null,{"$error":"#DIV/0!"}]
[null,null,null,null,null,null,null,null,null,null,null,null,null,null,null,null,null,null,null,null,null,null,null,null,null,null,null,null,null,null,null,null,null,null,null,null,null,null,null,null,null,null,null,null,null,null,null,null,null,null,null,null,null,null,null,null,null,null,null,null,null,null,{"$error":"#DIV/0!"}]
[null,null,null,null,null,null,null,null,null,null,null,null,null,null,null,null,null,null,null,null,null,null,null,null,null,null,null,null,null,null,null,null,null,null,null,null,null,null,null,null,null,null,null,null,null,null,null,null,null,null,null,null,null,null,null,null,null,null,null,null,null,null,{"$error":"#DIV/0!"}]
[null,null,null,null,null,null,null,null,null,null,null,null,null,null,null,null,null,null,null,null,null,null,null,null,null,null,null,null,null,null,null,null,null,null,null,null,null,null,null,null,null,null,null,null,null,null,null,null,null,null,null,null,null,null,null,null,null,null,null,null,null,null,{"$error":"#DIV/0!"}]
[null,null,null,null,null,null,null,null,null,null,null,null,null,null,null,null,null,null,null,null,null,null,null,null,null,null,null,null,null,null,null,null,null,null,null,null,null,null,null,null,null,null,null,null,null,null,null,null,null,null,null,null,null,null,null,null,null,null,null,null,null,null,{"$error":"#DIV/0!"}]
[null,null,null,null,null,null,null,null,null,null,null,null,null,null,null,null,null,null,null,null,null,null,null,null,null,null,null,null,null,null,null,null,null,null,null,null,null,null,null,null,null,null,null,null,null,null,null,null,null,null,null,null,null,null,null,null,null,null,null,null,null,null,{"$error":"#DIV/0!"}]
[null,null,null,null,null,null,null,null,null,null,null,null,null,null,null,null,null,null,null,null,null,null,null,null,null,null,null,null,null,null,null,null,null,null,null,null,null,null,null,null,null,null,null,null,null,null,null,null,null,null,null,null,null,null,null,null,null,null,null,null,null,null,{"$error":"#DIV/0!"}]
[null,null,null,null,null,null,null,null,null,null,null,null,null,null,null,null,null,null,null,null,null,null,null,null,null,null,null,null,null,null,null,null,null,null,null,null,null,null,null,null,null,null,null,null,null,null,null,null,null,null,null,null,null,null,null,null,null,null,null,null,null,null,{"$error":"#DIV/0!"}]
[null,null,null,null,null,null,null,null,null,null,null,null,null,null,null,null,null,null,null,null,null,null,null,null,null,null,null,null,null,null,null,null,null,null,null,null,null,null,null,null,null,null,null,null,null,null,null,null,null,null,null,null,null,null,null,null,null,null,null,null,null,null,{"$error":"#DIV/0!"}]
[null,null,null,null,null,null,null,null,null,null,null,null,null,null,null,null,null,null,null,null,null,null,null,null,null,null,null,null,null,null,null,null,null,null,null,null,null,null,null,null,null,null,null,null,null,null,null,null,null,null,null,null,null,null,null,null,null,null,null,null,null,null,{"$error":"#DIV/0!"}]
[null,null,null,null,null,null,null,null,null,null,null,null,null,null,null,null,null,null,null,null,null,null,null,null,null,null,null,null,null,null,null,null,null,null,null,null,null,null,null,null,null,null,null,null,null,null,null,null,null,null,null,null,null,null,null,null,null,null,null,null,null,null,{"$error":"#DIV/0!"}]
[null,null,null,null,null,null,null,null,null,null,null,null,null,null,null,null,null,null,null,null,null,null,null,null,null,null,null,null,null,null,null,null,null,null,null,null,null,null,null,null,null,null,null,null,null,null,null,null,null,null,null,null,null,null,null,null,null,null,null,null,null,null,{"$error":"#DIV/0!"}]
[null,null,null,null,null,null,null,null,null,null,null,null,null,null,null,null,null,null,null,null,null,null,null,null,null,null,null,null,null,null,null,null,null,null,null,null,null,null,null,null,null,null,null,null,null,null,null,null,null,null,null,null,null,null,null,null,null,null,null,null,null,null,{"$error":"#DIV/0!"}]
[null,null,null,null,null,null,null,null,null,null,null,null,null,null,null,null,null,null,null,null,null,null,null,null,null,null,null,null,null,null,null,null,null,null,null,null,null,null,null,null,null,null,null,null,null,null,null,null,null,null,null,null,null,null,null,null,null,null,null,null,null,null,{"$error":"#DIV/0!"}]
[null,null,null,null,null,null,null,null,null,null,null,null,null,null,null,null,null,null,null,null,null,null,null,null,null,null,null,null,null,null,null,null,null,null,null,null,null,null,null,null,null,null,null,null,null,null,null,null,null,null,null,null,null,null,null,null,null,null,null,null,null,null,{"$error":"#DIV/0!"}]
[null,null,null,null,null,null,null,null,null,null,null,null,null,null,null,null,null,null,null,null,null,null,null,null,null,null,null,null,null,null,null,null,null,null,null,null,null,null,null,null,null,null,null,null,null,null,null,null,null,null,null,null,null,null,null,null,null,null,null,null,null,null,{"$error":"#DIV/0!"}]
[null,null,null,null,null,null,null,null,null,null,null,null,null,null,null,null,null,null,null,null,null,null,null,null,null,null,null,null,null,null,null,null,null,null,null,null,null,null,null,null,null,null,null,null,null,null,null,null,null,null,null,null,null,null,null,null,null,null,null,null,null,null,{"$error":"#DIV/0!"}]
[null,null,null,null,null,null,null,null,null,null,null,null,null,null,null,null,null,null,null,null,null,null,null,null,null,null,null,null,null,null,null,null,null,null,null,null,null,null,null,null,null,null,null,null,null,null,null,null,null,null,null,null,null,null,null,null,null,null,null,null,null,null,{"$error":"#DIV/0!"}]
[null,null,null,null,null,null,null,null,null,null,null,null,null,null,null,null,null,null,null,null,null,null,null,null,null,null,null,null,null,null,null,null,null,null,null,null,null,null,null,null,null,null,null,null,null,null,null,null,null,null,null,null,null,null,null,null,null,null,null,null,null,null,{"$error":"#DIV/0!"}]
[null,null,null,null,null,null,null,null,null,null,null,null,null,null,null,null,null,null,null,null,null,null,null,null,null,null,null,null,null,null,null,null,null,null,null,null,null,null,null,null,null,null,null,null,null,null,null,null,null,null,null,null,null,null,null,null,null,null,null,null,null,null,{"$error":"#DIV/0!"}]
[null,null,null,null,null,null,null,null,null,null,null,null,null,null,null,null,null,null,null,null,null,null,null,null,null,null,null,null,null,null,null,null,null,null,null,null,null,null,null,null,null,null,null,null,null,null,null,null,null,null,null,null,null,null,null,null,null,null,null,null,null,null,{"$error":"#DIV/0!"}]
[null,null,null,null,null,null,null,null,null,null,null,null,null,null,null,null,null,null,null,null,null,null,null,null,null,null,null,null,null,null,null,null,null,null,null,null,null,null,null,null,null,null,null,null,null,null,null,null,null,null,null,null,null,null,null,null,null,null,null,null,null,null,{"$error":"#DIV/0!"}]
[null,null,null,null,null,null,null,null,null,null,null,null,null,null,null,null,null,null,null,null,null,null,null,null,null,null,null,null,null,null,null,null,null,null,null,null,null,null,null,null,null,null,null,null,null,null,null,null,null,null,null,null,null,null,null,null,null,null,null,null,null,null,{"$error":"#DIV/0!"}]
[null,null,null,null,null,null,null,null,null,null,null,null,null,null,null,null,null,null,null,null,null,null,null,null,null,null,null,null,null,null,null,null,null,null,null,null,null,null,null,null,null,null,null,null,null,null,null,null,null,null,null,null,null,null,null,null,null,null,null,null,null,null,{"$error":"#DIV/0!"}]
[null,null,null,null,null,null,null,null,null,null,null,null,null,null,null,null,null,null,null,null,null,null,null,null,null,null,null,null,null,null,null,null,null,null,null,null,null,null,null,null,null,null,null,null,null,null,null,null,null,null,null,null,null,null,null,null,null,null,null,null,null,null,{"$error":"#DIV/0!"}]
[null,null,null,null,null,null,null,null,null,null,null,null,null,null,null,null,null,null,null,null,null,null,null,null,null,null,null,null,null,null,null,null,null,null,null,null,null,null,null,null,null,null,null,null,null,null,null,null,null,null,null,null,null,null,null,null,null,null,null,null,null,null,{"$f":"EM82/(EJ82-EF82)*1000","v":{"$error":"#DIV/0!"}}]
[null,null,null,null,null,null,null,null,null,null,null,null,null,null,null,null,null,null,null,null,null,null,null,null,null,null,null,null,null,null,null,null,null,null,null,null,null,null,null,null,null,null,null,null,null,null,null,null,null,null,null,null,null,null,null,null,null,null,null,null,null,null,{"$error":"#DIV/0!"}]
[null,null,null,null,null,null,null,null,null,null,null,null,null,null,null,null,null,null,null,null,null,null,null,null,null,null,null,null,null,null,null,null,null,null,null,null,null,null,null,null,null,null,null,null,null,null,null,null,null,null,null,null,null,null,null,null,null,null,null,null,null,null,{"$error":"#DIV/0!"}]
[null,null,null,null,null,null,null,null,null,null,null,null,null,null,null,null,null,null,null,null,null,null,null,null,null,null,null,null,null,null,null,null,null,null,null,null,null,null,null,null,null,null,null,null,null,null,null,null,null,null,null,null,null,null,null,null,null,null,null,null,null,null,{"$error":"#DIV/0!"}]
[null,null,null,null,null,null,null,null,null,null,null,null,null,null,null,null,null,null,null,null,null,null,null,null,null,null,null,null,null,null,null,null,null,null,null,null,null,null,null,null,null,null,null,null,null,null,null,null,null,null,null,null,null,null,null,null,null,null,null,null,null,null,{"$error":"#DIV/0!"}]
[null,null,null,null,null,null,null,null,null,null,null,null,null,null,null,null,null,null,null,null,null,null,null,null,null,null,null,null,null,null,null,null,null,null,null,null,null,null,null,null,null,null,null,null,null,null,null,null,null,null,null,null,null,null,null,null,null,null,null,null,null,null,{"$error":"#DIV/0!"}]
[null,null,null,null,null,null,null,null,null,null,null,null,null,null,null,null,null,null,null,null,null,null,null,null,null,null,null,null,null,null,null,null,null,null,null,null,null,null,null,null,null,null,null,null,null,null,null,null,null,null,null,null,null,null,null,null,null,null,null,null,null,null,{"$error":"#DIV/0!"}]
[null,null,null,null,null,null,null,null,null,null,null,null,null,null,null,null,null,null,null,null,null,null,null,null,null,null,null,null,null,null,null,null,null,null,null,null,null,null,null,null,null,null,null,null,null,null,null,null,null,null,null,null,null,null,null,null,null,null,null,null,null,null,{"$error":"#DIV/0!"}]
[null,null,null,null,null,null,null,null,null,null,null,null,null,null,null,null,null,null,null,null,null,null,null,null,null,null,null,null,null,null,null,null,null,null,null,null,null,null,null,null,null,null,null,null,null,null,null,null,null,null,null,null,null,null,null,null,null,null,null,null,null,null,{"$error":"#DIV/0!"}]
[null,null,null,null,null,null,null,null,null,null,null,null,null,null,null,null,null,null,null,null,null,null,null,null,null,null,null,null,null,null,null,null,null,null,null,null,null,null,null,null,null,null,null,null,null,null,null,null,null,null,null,null,null,null,null,null,null,null,null,null,null,null,{"$error":"#DIV/0!"}]
[null,null,null,null,null,null,null,null,null,null,null,null,null,null,null,null,null,null,null,null,null,null,null,null,null,null,null,null,null,null,null,null,null,null,null,null,null,null,null,null,null,null,null,null,null,null,null,null,null,null,null,null,null,null,null,null,null,null,null,null,null,null,{"$error":"#DIV/0!"}]
[null,null,null,null,null,null,null,null,null,null,null,null,null,null,null,null,null,null,null,null,null,null,null,null,null,null,null,null,null,null,null,null,null,null,null,null,null,null,null,null,null,null,null,null,null,null,null,null,null,null,null,null,null,null,null,null,null,null,null,null,null,null,{"$error":"#DIV/0!"}]
[null,null,null,null,null,null,null,null,null,null,null,null,null,null,null,null,null,null,null,null,null,null,null,null,null,null,null,null,null,null,null,null,null,null,null,null,null,null,null,null,null,null,null,null,null,null,null,null,null,null,null,null,null,null,null,null,null,null,null,null,null,null,{"$error":"#DIV/0!"}]
[null,null,null,null,null,null,null,null,null,null,null,null,null,null,null,null,null,null,null,null,null,null,null,null,null,null,null,null,null,null,null,null,null,null,null,null,null,null,null,null,null,null,null,null,null,null,null,null,null,null,null,null,null,null,null,null,null,null,null,null,null,null,{"$error":"#DIV/0!"}]
[null,null,null,null,null,null,null,null,null,null,null,null,null,null,null,null,null,null,null,null,null,null,null,null,null,null,null,null,null,null,null,null,null,null,null,null,null,null,null,null,null,null,null,null,null,null,null,null,null,null,null,null,null,null,null,null,null,null,null,null,null,null,{"$error":"#DIV/0!"}]
[null,null,null,null,null,null,null,null,null,null,null,null,null,null,null,null,null,null,null,null,null,null,null,null,null,null,null,null,null,null,null,null,null,null,null,null,null,null,null,null,null,null,null,null,null,null,null,null,null,null,null,null,null,null,null,null,null,null,null,null,null,null,{"$error":"#DIV/0!"}]
[null,null,null,null,null,null,null,null,null,null,null,null,null,null,null,null,null,null,null,null,null,null,null,null,null,null,null,null,null,null,null,null,null,null,null,null,null,null,null,null,null,null,null,null,null,null,null,null,null,null,null,null,null,null,null,null,null,null,null,null,null,null,{"$error":"#DIV/0!"}]
[null,null,null,null,null,null,null,null,null,null,null,null,null,null,null,null,null,null,null,null,null,null,null,null,null,null,null,null,null,null,null,null,null,null,null,null,null,null,null,null,null,null,null,null,null,null,null,null,null,null,null,null,null,null,null,null,null,null,null,null,null,null,{"$error":"#DIV/0!"}]
[null,null,null,null,null,null,null,null,null,null,null,null,null,null,null,null,null,null,null,null,null,null,null,null,null,null,null,null,null,null,null,null,null,null,null,null,null,null,null,null,null,null,null,null,null,null,null,null,null,null,null,null,null,null,null,null,null,null,null,null,null,null,{"$error":"#DIV/0!"}]
[null,null,null,null,null,null,null,null,null,null,null,null,null,null,null,null,null,null,null,null,null,null,null,null,null,null,null,null,null,null,null,null,null,null,null,null,null,null,null,null,null,null,null,null,null,null,null,null,null,null,null,null,null,null,null,null,null,null,null,null,null,null,{"$error":"#DIV/0!"}]
[null,null,null,null,null,null,null,null,null,null,null,null,null,null,null,null,null,null,null,null,null,null,null,null,null,null,null,null,null,null,null,null,null,null,null,null,null,null,null,null,null,null,null,null,null,null,null,null,null,null,null,null,null,null,null,null,null,null,null,null,null,null,{"$error":"#DIV/0!"}]
[null,null,null,null,null,null,null,null,null,null,null,null,null,null,null,null,null,null,null,null,null,null,null,null,null,null,null,null,null,null,null,null,null,null,null,null,null,null,null,null,null,null,null,null,null,null,null,null,null,null,null,null,null,null,null,null,null,null,null,null,null,null,{"$error":"#DIV/0!"}]
[null,null,null,null,null,null,null,null,null,null,null,null,null,null,null,null,null,null,null,null,null,null,null,null,null,null,null,null,null,null,null,null,null,null,null,null,null,null,null,null,null,null,null,null,null,null,null,null,null,null,null,null,null,null,null,null,null,null,null,null,null,null,{"$error":"#DIV/0!"}]
[null,null,null,null,null,null,null,null,null,null,null,null,null,null,null,null,null,null,null,null,null,null,null,null,null,null,null,null,null,null,null,null,null,null,null,null,null,null,null,null,null,null,null,null,null,null,null,null,null,null,null,null,null,null,null,null,null,null,null,null,null,null,{"$error":"#DIV/0!"}]
[null,null,null,null,null,null,null,null,null,null,null,null,null,null,null,null,null,null,null,null,null,null,null,null,null,null,null,null,null,null,null,null,null,null,null,null,null,null,null,null,null,null,null,null,null,null,null,null,null,null,null,null,null,null,null,null,null,null,null,null,null,null,{"$error":"#DIV/0!"}]
[null,null,null,null,null,null,null,null,null,null,null,null,null,null,null,null,null,null,null,null,null,null,null,null,null,null,null,null,null,null,null,null,null,null,null,null,null,null,null,null,null,null,null,null,null,null,null,null,null,null,null,null,null,null,null,null,null,null,null,null,null,null,{"$error":"#DIV/0!"}]
[null,null,null,null,null,null,null,null,null,null,null,null,null,null,null,null,null,null,null,null,null,null,null,null,null,null,null,null,null,null,null,null,null,null,null,null,null,null,null,null,null,null,null,null,null,null,null,null,null,null,null,null,null,null,null,null,null,null,null,null,null,null,{"$error":"#DIV/0!"}]
[null,null,null,null,null,null,null,null,null,null,null,null,null,null,null,null,null,null,null,null,null,null,null,null,null,null,null,null,null,null,null,null,null,null,null,null,null,null,null,null,null,null,null,null,null,null,null,null,null,null,null,null,null,null,null,null,null,null,null,null,null,null,{"$error":"#DIV/0!"}]
[null,null,null,null,null,null,null,null,null,null,null,null,null,null,null,null,null,null,null,null,null,null,null,null,null,null,null,null,null,null,null,null,null,null,null,null,null,null,null,null,null,null,null,null,null,null,null,null,null,null,null,null,null,null,null,null,null,null,null,null,null,null,{"$error":"#DIV/0!"}]
[null,null,null,null,null,null,null,null,null,null,null,null,null,null,null,null,null,null,null,null,null,null,null,null,null,null,null,null,null,null,null,null,null,null,null,null,null,null,null,null,null,null,null,null,null,null,null,null,null,null,null,null,null,null,null,null,null,null,null,null,null,null,{"$error":"#DIV/0!"}]
[null,null,null,null,null,null,null,null,null,null,null,null,null,null,null,null,null,null,null,null,null,null,null,null,null,null,null,null,null,null,null,null,null,null,null,null,null,null,null,null,null,null,null,null,null,null,null,null,null,null,null,null,null,null,null,null,null,null,null,null,null,null,{"$error":"#DIV/0!"}]
[null,null,null,null,null,null,null,null,null,null,null,null,null,null,null,null,null,null,null,null,null,null,null,null,null,null,null,null,null,null,null,null,null,null,null,null,null,null,null,null,null,null,null,null,null,null,null,null,null,null,null,null,null,null,null,null,null,null,null,null,null,null,{"$error":"#DIV/0!"}]
[null,null,null,null,null,null,null,null,null,null,null,null,null,null,null,null,null,null,null,null,null,null,null,null,null,null,null,null,null,null,null,null,null,null,null,null,null,null,null,null,null,null,null,null,null,null,null,null,null,null,null,null,null,null,null,null,null,null,null,null,null,null,{"$f":"EM114/(EJ114-EF114)*1000","v":{"$error":"#DIV/0!"}}]
[null,null,null,null,null,null,null,null,null,null,null,null,null,null,null,null,null,null,null,null,null,null,null,null,null,null,null,null,null,null,null,null,null,null,null,null,null,null,null,null,null,null,null,null,null,null,null,null,null,null,null,null,null,null,null,null,null,null,null,null,null,null,{"$f":"EM115/(EJ115-EF115)*1000","v":{"$error":"#DIV/0!"}}]
[null,null,null,null,null,null,null,null,null,null,null,null,null,null,null,null,null,null,null,null,null,null,null,null,null,null,null,null,null,null,null,null,null,null,null,null,null,null,null,null,null,null,null,null,null,null,null,null,null,null,null,null,null,null,null,null,null,null,null,null,null,null,{"$f":"EM116/(EJ116-EF116)*1000","v":{"$error":"#DIV/0!"}}]
[null,null,null,null,null,null,null,null,null,null,null,null,null,null,null,null,null,null,null,null,null,null,null,null,null,null,null,null,null,null,null,null,null,null,null,null,null,null,null,null,null,null,null,null,null,null,null,null,null,null,null,null,null,null,null,null,null,null,null,null,null,null,{"$f":"BU441/(BP441-BX441)*1000","v":{"$error":"#DIV/0!"}}]

{"sheet":"BG1000;WT3,2;h","index":8,"n_rows":441,"n_cols":95,"rows_kept":441,"cut":false,"hidden":true,"merged":[]}
["TT - Anfrage Frank Barnert",null,"Master auswählen ->","BG","WT","Verhältnis","DpK =","Verhältnis","Polynom 6 Ordnung",6,5,4,3,2,1,0]
["2017-09-12",null,null,"BG 1000",{"$f":"VLOOKUP(D2,D3:F6,2,0)","v":1060},{"$f":"VLOOKUP(D2,D3:F6,3,0)","v":1},{"$f":"VLOOKUP(D2,D3:G6,4,0)","v":27},{"$f":"VLOOKUP(E2,E3:H6,4,0)","v":1},{"$f":"D2","v":"BG 1000"},{"$f":"VLOOKUP($I2,$I$3:$P$6,2,0)","v":1.9485708789739833E-16},{"$f":"VLOOKUP($I2,$I$3:$P$6,3,0)","v":-6.7327602085221496E-13},{"$f":"VLOOKUP($I2,$I$3:$P$6,4,0)","v":7.9236557612636591E-10},{"$f":"VLOOKUP($I2,$I$3:$P$6,5,0)","v":-2.1054204488608154E-7},{"$f":"VLOOKUP($I2,$I$3:$P$6,6,0)","v":-3.3507396872610478E-4},{"$f":"VLOOKUP($I2,$I$3:$P$6,7,0)","v":0.36917413743362726},{"$f":"VLOOKUP($I2,$I$3:$P$6,8,0)","v":0},null,null,null,null,null,null,null,null,null,null,null,null,null,null,null,null,null,null,null,null,null,null,null,null,"  Datentabelle aus Eurocoil entnehmen"]
[{"$f":"MID(CELL(\"dateiname\",A1),FIND(\"]\",CELL(\"dateiname\",A1))+1,255)","v":"BG1000;WT3,2;h"},null,null,"BG 600",630,{"$f":"E3/$E$2","v":0.59433962264150941},{"$f":"BA18","v":19},{"$f":"G3/$G$2","v":0.70370370370370372},{"$f":"D3","v":"BG 600"},{"$f":"LINEST(AO18:AO117,AP18:AP117^{1,2,3,4,5,6},0,0)","v":1.8037728041066379E-16},-4.2314699945109711E-13,1.2922552076071334E-10,4.7626959972687321E-7,-6.2331322432212296E-4,0.37214673220307359,0]
[null,null,null,"BG 800",860,{"$f":"E4/$E$2","v":0.81132075471698117},{"$f":"BO18","v":23},{"$f":"G4/$G$2","v":0.85185185185185186},{"$f":"D4","v":"BG 800"},{"$f":"LINEST(BC18:BC117,BD18:BD117^{1,2,3,4,5,6},0,0)","v":3.1048396967580903E-16},-9.4715280355226561E-13,9.5775533659709552E-10,-1.5947088812439884E-7,-4.0271671913251662E-4,0.36816393794444613,0]
["WT 2L",2.1,"mm","BG 1000",1060,{"$f":"E5/$E$2","v":1},{"$f":"CC18","v":27},{"$f":"G5/$G$2","v":1},{"$f":"D5","v":"BG 1000"},{"$f":"LINEST(BQ18:BQ117,BR18:BR117^{1,2,3,4,5,6},0,0)","v":1.9485708789739833E-16},-6.7327602085221496E-13,7.9236557612636591E-10,-2.1054204488608154E-7,-3.3507396872610478E-4,0.36917413743362726,0,null,null,null,null,null,null,null,null,null,null,null,null,null,null,null,null,null,null,null,null,null,null,null,null,null,null,null,null,null,null,null,null,null,null,null,null,null,null,null,11,9,10,1,2,4,6,5,7,8,12,3]
["Länge",830,"mm","BG 1200",1260,{"$f":"E6/$E$2","v":1.1886792452830188},{"$f":"CQ18","v":31},{"$f":"G6/$G$2","v":1.1481481481481481},{"$f":"D6","v":"BG 1200"},{"$f":"LINEST(CE18:CE116,CF18:CF116^{1,2,3,4,5,6},0,0)","v":-4.3324584521784946E-17},-1.5761457033565104E-14,1.620999141320682E-10,8.4741245732871239E-9,-3.3946069518892816E-4,0.37381743759930913,0]
["Rohrreihen",3,null,null,null,null,"Wassermenge =",{"$f":"CL18","v":200}]
[null,null,null,"Beispiel:","mit Korrektur",null,null,null,"Korrekturfaktoren",6,5,4,3,2,1,0]
[null,null,null,30,{"$f":"(J9*$D$9^$J$8+K9*$D$9^$K$8+L9*$D$9^$L$8+M9*$D$9^$M$8+N9*$D$9^$N$8+O9*$D$9^$O$8+P9)*$D$9","v":18.328602528426188},{"$f":"I9","v":"BG 600"},null,null,{"$f":"D3","v":"BG 600"},{"$f":"LINEST(G18:G117,C18:C117^{0,1,2,3,4,5,6},0,0)","v":6.0217736575425581E-13},-2.4130131911495854E-10,3.5935194693215959E-8,-2.4631931794201655E-6,8.701503748831831E-5,-1.0169972863747041E-3,0.60597314536365909]
["Grenzen",null,null,null,{"$f":"(J10*$D$9^$J$8+K10*$D$9^$K$8+L10*$D$9^$L$8+M10*$D$9^$M$8+N10*$D$9^$N$8+O10*$D$9^$O$8+P10)*$D$9","v":24.869157801674945},{"$f":"I10","v":"BG 800"},null,null,{"$f":"D4","v":"BG 800"},{"$f":"LINEST(J18:J117,C18:C117^{0,1,2,3,4,5,6},0,0)","v":5.8965278996073187E-13},-2.2405434502301029E-10,3.1601122630452683E-8,-2.0677710884321025E-6,6.9667651430457112E-5,-4.5707108894218112E-4,0.8152307468605301]
["Maximum",{"$f":"MAX(B18:B117)","v":1005},"m³/h",null,30.60681010875685,"BG 1000",null,null,{"$f":"D5","v":"BG 1000"},{"$f":"LINEST(M18:M97,C18:C97^{0,1,2,3,4,5,6},0,0)","v":3.9174564212426974E-13},-1.475605743790181E-10,2.0353710434986923E-8,-1.3044999438511426E-6,4.2865216000616384E-5,-4.6791001792415025E-5,1.005087171694389]
[null,null,null,null,36.370399453391713,"BG 1200",null,null,{"$f":"D6","v":"BG 1200"},{"$f":"LINEST(P18:P84,C18:C84^{0,1,2,3,4,5,6},0,0)","v":5.8540017995686317E-13},-1.9557889629887185E-10,2.397117916254345E-8,-1.4036963581131555E-6,4.4170410202550779E-5,-4.5030457618492736E-4,1.2089113735459116,null,null,null,null,null,null,null,null,null,null,null,null,null,null,null,null,null,null,null,null,null,null,null,null,{"$f":"E3","v":630},1,2,3,4,5,6,7,8,9,10,11,12,null,{"$f":"E4","v":860},1,2,3,4,5,6,7,8,9,10,11,12,null,{"$f":"E5","v":1060},1,2,3,4,5,6,7,8,9,10,11,12,null,{"$f":"E6","v":1260},1,2,3,4,5,6,7,8,9,10,11,12]
[null,{"$f":"CONCATENATE(\"Master - \",AA13)","v":"Master - BG 1000"},null,null,{"$f":"AO13","v":"BG 600"},null,null,{"$f":"BC13","v":"BG 800"},null,null,{"$f":"BQ13","v":"BG 1000"},null,null,{"$f":"CE13","v":"BG 1200"},null,null,null,null,null,null,null,null,null,null,null,null,{"$f":"D2","v":"BG 1000"},null,null,null,null,null,null,null,null,null,null,null,null,null,{"$f":"D3","v":"BG 600"},null,null,null,null,null,null,null,null,null,null,null,null,null,{"$f":"D4","v":"BG 800"},null,null,null,null,null,null,null,null,null,null,null,null,null,{"$f":"D5","v":"BG 1000"},null,null,null,null,null,null,null,null,null,null,null,null,null,{"$f":"D6","v":"BG 1200"}]
[null,"Volumen-nstrom","spez. \nLeistung","Korrektur-faktor","Volumen-nstrom","spez. \nLeistung","Korrektur-faktor","Volumen-nstrom","spez. \nLeistung","Korrektur-faktor","Volumen-nstrom","spez. \nLeistung","Korrektur-faktor","Volumen-nstrom","spez. \nLeistung","Korrektur-faktor",null,null,null,null,null,null,null,null,null,null,{"$f":"IF($AA$13=$AO$13,AO14,IF($AA$13=$BC$13,BC14,IF($AA$13=$BQ$13,BQ14,IF($AA$13=$CE$13,CE14,\"-\"))))","v":"q sensibel"},{"$f":"IF($AA$13=$AO$13,AZ14,IF($AA$13=$BC$13,BN14,IF($AA$13=$BQ$13,CB14,IF($AA$13=$CE$13,CP14,\"-\"))))","v":"S"},{"$f":"IF($AA$13=$AO$13,AX14,IF($AA$13=$BC$13,BL14,IF($AA$13=$BQ$13,BZ14,IF($AA$13=$CE$13,CN14,\"-\"))))","v":"TWI"},{"$f":"IF($AA$13=$AO$13,AY14,IF($AA$13=$BC$13,BM14,IF($AA$13=$BQ$13,CA14,IF($AA$13=$CE$13,CO14,\"-\"))))","v":"TWO"},{"$f":"IF($AA$13=$AO$13,AP14,IF($AA$13=$BC$13,BD14,IF($AA$13=$BQ$13,BR14,IF($AA$13=$CE$13,CF14,\"-\"))))","v":"QA"},{"$f":"IF($AA$13=$AO$13,AQ14,IF($AA$13=$BC$13,BE14,IF($AA$13=$BQ$13,BS14,IF($AA$13=$CE$13,CG14,\"-\"))))","v":"VA"},{"$f":"IF($AA$13=$AO$13,AS14,IF($AA$13=$BC$13,BG14,IF($AA$13=$BQ$13,BU14,IF($AA$13=$CE$13,CI14,\"-\"))))","v":"TAI"},{"$f":"IF($AA$13=$AO$13,AU14,IF($AA$13=$BC$13,BI14,IF($AA$13=$BQ$13,BW14,IF($AA$13=$CE$13,CK14,\"-\"))))","v":"PT"},{"$f":"IF($AA$13=$AO$13,AT14,IF($AA$13=$BC$13,BH14,IF($AA$13=$BQ$13,BV14,IF($AA$13=$CE$13,CJ14,\"-\"))))","v":"TAO"},{"$f":"IF($AA$13=$AO$13,AV14,IF($AA$13=$BC$13,BJ14,IF($AA$13=$BQ$13,BX14,IF($AA$13=$CE$13,CL14,\"-\"))))","v":"QW"},{"$f":"IF($AA$13=$AO$13,AW14,IF($AA$13=$BC$13,BK14,IF($AA$13=$BQ$13,BY14,IF($AA$13=$CE$13,CM14,\"-\"))))","v":"VW"},{"$f":"IF($AA$13=$AO$13,BA14,IF($AA$13=$BC$13,BO14,IF($AA$13=$BQ$13,CC14,IF($AA$13=$CE$13,CQ14,\"-\"))))","v":"DPW"},{"$f":"IF($AA$13=$AO$13,AR14,IF($AA$13=$BC$13,BF14,IF($AA$13=$BQ$13,BT14,IF($AA$13=$CE$13,CH14,\"-\"))))","v":"DPA"},null,"q sensibel","QA","VA","DPA","TAI","TAO","PT","QW","VW","TWI","TWO","S","DPW",null,"q sensibel","QA","VA","DPA","TAI","TAO","PT","QW","VW","TWI","TWO","S","DPW",null,"q sensibel","QA","VA","DPA","TAI","TAO","PT","QW","VW","TWI","TWO","S","DPW",null,"q sensibel","QA","VA","DPA","TAI","TAO","PT","QW","VW","TWI","TWO","S","DPW"]
[null,"[m³/h]","[W/K]","[-]","[m³/h]","[W/K]","[-]","[m³/h]","[W/K]","[-]","[m³/h]","[W/K]","[-]","[m³/h]","[W/K]","[-]",null,null,null,null,null,null,null,null,null,null,"W/K",0,"°C","°C","m3/h","m/s","°C","kW","°C","l/h","m/s","kPa","Pa",null,"W/K","m3/h","m/s","Pa","°C","°C","kW","l/h","m/s","°C","°C",null,"kPa",null,"W/K","m3/h","m/s","Pa","°C","°C","kW","l/h","m/s","°C","°C",null,"kPa",null,"W/K","m3/h","m/s","Pa","°C","°C","kW","l/h","m/s","°C","°C",null,"kPa",null,"W/K","m3/h","m/s","Pa","°C","°C","kW","l/h","m/s","°C","°C",null,"kPa"]
[null,null,null,null,null,null,null,null,null,null,null,null,null,null,null,null,null,null,null,null,null,null,null,null,null,null,0,"GLI","TWI","TWO","QA","VA","TAI","QTOT","TAO","QW","VW","DPW","DPA",null,null,"QA","VA","DPA","TAI","TAO","QTOT","QW","VW","TWI","TWO","GLI","DPW",null,null,"QA","VA","DPA","TAI","TAO","QTOT","QW","VW","TWI","TWO","GLI","DPW",null,null,"QA","VA","DPA","TAI","TAO","QTOT","QW","VW","TWI","TWO","GLI","DPW",null,null,"QA","VA","DPA","TAI","TAO","QTOT","QW","VW","TWI","TWO","GLI","DPW"]
[null,null,null,null,null,null,null,null,null,null,null,null,null,null,null,null,null,null,null,null,null,null,null,null,null,null,0,"%","°C","°C","m3/h","m/s","°C","kW","°C","l/h","m/s","kPa","Pa",null,null,"m3/h","m/s","Pa","°C","°C","kW","l/h","m/s","°C","°C","%","kPa",null,null,"m3/h","m/s","Pa","°C","°C","kW","l/h","m/s","°C","°C","%","kPa",null,null,"m3/h","m/s","Pa","°C","°C","kW","l/h","m/s","°C","°C","%","kPa",null,null,"m3/h","m/s","Pa","°C","°C","kW","l/h","m/s","°C","°C","%","kPa"]
[null,{"$f":"AE18","v":15},{"$f":"$J$4*B18^6+$K$4*B18^5+$L$4*B18^4+$M$4*B18^3+$N$4*B18^2+$O$4*B18","v":5.4313573637708172},{"$f":"1/C18*C18","v":0.99999999999999989},{"$f":"IF($B18*$F$3>$B$11,\"\",$B18*$F$3)","v":8.915094339622641},{"$f":"IF(E18>$B$11,\"\",$J$3*E18^6+$K$3*E18^5+$L$3*E18^4+$M$3*E18^3+$N$3*E18^2+$O$3*E18)","v":3.2685212310158471},{"$f":"IF(E18>$B$11,\"\",1/$C18*F18)","v":0.60178717990793695},{"$f":"IF($B18*$F$4>$B$11,\"\",$B18*$F$4)","v":12.169811320754718},{"$f":"IF(H18>$B$11,\"\",$J$4*H18^6+$K$4*H18^5+$L$4*H18^4+$M$4*H18^3+$N$4*H18^2+$O$4*H18)","v":4.4205749049127014},{"$f":"IF(H18>$B$11,\"\",1/$C18*I18)","v":0.81389873816802916},{"$f":"IF($B18*$F$5>$B$11,\"\",$B18*$F$5)","v":15},{"$f":"IF(K18>$B$11,\"\",$J$5*K18^6+$K$5*K18^5+$L$5*K18^4+$M$5*K18^3+$N$5*K18^2+$O$5*K18)","v":5.4615494435974021},{"$f":"IF(K18>$B$11,\"\",1/$C18*L18)","v":1.0055588461234344},{"$f":"IF($B18*$F$6>$B$11,\"\",$B18*$F$6)","v":17.830188679245282},{"$f":"IF(N18>$B$11,\"\",$J$6*N18^6+$K$6*N18^5+$L$6*N18^4+$M$6*N18^3+$N$6*N18^2+$O$6*N18)","v":6.5573799730176416},{"$f":"IF(N18>$B$11,\"\",1/$C18*O18)","v":1.2073188217659576},null,null,null,null,null,null,null,null,null,null,11.61290322580645,0,55,53.4,15,0.02,24,0.36,96.3,200,0.8,27,0,null,{"$f":"ABS(AU18/(AS18-AX18)*1000)","v":8.064516129032258},15,0.04,0,24,73.900000000000006,0.25,200,0.8,55,53.9,0,19,null,{"$f":"ABS(BI18/(BG18-BL18)*1000)","v":10},15,0.03,0,24,86.3,0.31,200,0.8,55,53.6,0,23,null,{"$f":"ABS(BW18/(BU18-BZ18)*1000)","v":11.61290322580645},15,0.02,0,24,96.3,0.36,200,0.8,55,53.4,0,27,null,{"$f":"ABS(CK18/(CI18-CN18)*1000)","v":13.225806451612902},15,0.02,0,24,105.6,0.41,200,0.8,55,53.2,0,31]
[null,25,8.9502737159673984,{"$f":"1/C19*C19","v":1},14.858490566037736,{"$f":"IF(E19>$B$11,\"\",$J$3*E19^6+$K$3*E19^5+$L$3*E19^4+$M$3*E19^3+$N$3*E19^2+$O$3*E19)","v":5.3934952325225369},{"$f":"IF(E19>$B$11,\"\",1/$C19*F19)","v":0.60260673624991767},20.283018867924529,{"$f":"IF(H19>$B$11,\"\",$J$4*H19^6+$K$4*H19^5+$L$4*H19^4+$M$4*H19^3+$N$4*H19^2+$O$4*H19)","v":7.3006262712774204},{"$f":"IF(H19>$B$11,\"\",1/$C19*I19)","v":0.8156874865461391},25,9.0169454763500863,1.0074491308867732,29.716981132075471,{"$f":"IF(N19>$B$11,\"\",$J$6*N19^6+$K$6*N19^5+$L$6*N19^4+$M$6*N19^3+$N$6*N19^2+$O$6*N19)","v":10.809296758007207},1.2077057195159617,null,null,null,null,null,null,null,null,null,null,13.225806451612902,0,55,53.2,25,0.04,24,0.41,73.2,200,0.8,27,0,null,9.0322580645161299,25,0.06,0,24,58,0.28000000000000003,200,0.8,55,53.8,0,19,null,11.29032258064516,25,0.05,0,24,66.5,0.35,200,0.8,55,53.5,0,23,null,13.225806451612902,25,0.04,0,24,73.2,0.41,200,0.8,55,53.2,0,27,null,14.838709677419356,25,0.03,0,24,79.5,0.46,200,0.8,55,53,0,31]
[null,35,12.386960588902783,1,20.80188679245283,7.4759446716381683,0.60353341870932486,28.39622641509434,10.126691624057161,0.81752836390950101,35,12.502756248385737,1.0093481898688443,41.60377358490566,14.965746031808685,1.208185488635217,null,null,null,null,null,null,null,null,null,null,14.193548387096776,0,55,53.1,35,0.05,24,0.44,62.2,200,0.8,27,0,null,11.61290322580645,35,0.09,0,24,55,0.36,200,0.8,55,53.4,0,19,null,12.258064516129032,35,0.06,0,24,57,0.38,200,0.8,55,53.3,0,23,null,14.193548387096776,35,0.05,0,24,62.2,0.44,200,0.8,55,53.1,0,27,null,16.129032258064516,35,0.04,0,24,67.099999999999994,0.5,200,0.8,55,52.8,0,31]
[null,45,15.741099263908714,1,26.745283018867923,9.5164793847695979,0.6045625674052536,36.509433962264154,12.89854059156051,0.81941803271226177,45,15.918252327779078,1.0112541736063214,53.490566037735846,19.0270436957315,1.208749362209844,null,null,null,null,null,null,null,null,null,null,15.161290322580644,0,55,52.9,45,7.0000000000000007E-2,24,0.47,55.6,200,0.8,27,0,null,14.838709677419356,45,0.11,0,24,54.9,0.46,200,0.8,55,53,0,19,null,14.838709677419356,45,0.08,0,24,55,0.46,200,0.8,55,53,0,23,null,15.161290322580644,45,7.0000000000000007E-2,0,24,55.6,0.47,200,0.8,55,52.9,0,27,null,17.096774193548388,45,0.06,0,24,59.6,0.53,200,0.8,55,52.7,0,31]
[null,55,19.012562509672346,1,32.688679245283019,11.515711796230299,0.60568962181567365,44.622641509433961,15.616028813891592,0.82135318718595562,55,19.262867055452816,1.0131652188206157,65.377358490566039,22.993581196379505,1.2093888545892684,null,null,null,null,null,null,null,null,null,null,18.387096774193548,0,55,52.5,55,0.08,24,0.56999999999999995,54.9,200,0.8,27,0,null,18.06451612903226,55,0.14000000000000001,0,24,54.8,0.56000000000000005,200,0.8,55,52.5,0,19,null,18.387096774193548,55,0.1,0,24,54.9,0.56999999999999995,200,0.8,55,52.5,0,23,null,18.387096774193548,55,0.08,0,24,54.9,0.56999999999999995,200,0.8,55,52.5,0,27,null,18.387096774193548,55,7.0000000000000007E-2,0,24,55,0.56999999999999995,200,0.8,55,52.5,0,31]
[null,65,22.201404110596442,1,38.632075471698109,13.474256564567373,0.6069101079123318,52.735849056603776,18.279094202541252,0.82333054754031876,65,22.536189027053847,1.0150794478939114,77.264150943396217,26.865824724823632,1.2100957484937145,null,null,null,null,null,null,null,null,null,null,21.612903225806452,0,55,52.1,65,0.1,24,0.67,54.9,200,0.8,27,0,null,21.29032258064516,65,0.16,0,24,54.5,0.66,200,0.8,55,52.1,0,19,null,21.612903225806452,65,0.12,0,24,54.8,0.67,200,0.8,55,52.1,0,23,null,21.612903225806452,65,0.1,0,24,54.9,0.67,200,0.8,55,52.1,0,27,null,21.612903225806452,65,0.08,0,24,55,0.67,200,0.8,55,52.1,0,31]
[null,75,25.307848618708022,0.99999999999999989,44.575471698113205,15.392730234612872,0.60821962650884065,60.84905660377359,20.887753263735103,0.82534685497899241,75,25.737954715126477,1.0169949687505446,89.15094339622641,30.644314327780194,1.210862084307212,null,null,null,null,null,null,null,null,null,null,24.838709677419352,0,55,51.6,75,0.11,24,0.77,54.9,200,0.8,27,0,null,24.193548387096772,75,0.19,0,24,54.2,0.75,200,0.8,55,51.7,0,19,null,24.516129032258064,75,0.14000000000000001,0,24,54.7,0.76,200,0.8,55,51.7,0,24,null,24.838709677419352,75,0.11,0,24,54.9,0.77,200,0.8,55,51.6,0,27,null,24.838709677419352,75,0.09,0,24,55,0.77,200,0.8,55,51.6,0,31]
[null,85,28.332281329115464,1,50.518867924528301,17.271750895259405,0.60961384276211517,68.962264150943398,23.442097485538522,0.82739886750483527,85,28.868041231582833,1.0189098751436159,101.0377358490566,34.329662930794768,1.2116801514149917,null,null,null,null,null,null,null,null,null,null,28.06451612903226,0,55,51.2,85,0.13,24,0.87,54.8,200,0.8,27,0,null,27.096774193548388,85,0.21,0,24,53.9,0.84,200,0.8,55,51.3,0,19,null,27.741935483870968,85,0.16,0,24,54.5,0.86,200,0.8,55,51.2,0,24,null,28.06451612903226,85,0.13,0,24,54.8,0.87,200,0.8,55,51.2,0,27,null,28.06451612903226,85,0.11,0,24,54.9,0.87,200,0.8,55,51.2,0,31]
[null,95,31.275238479014078,1,56.462264150943398,19.111937842960074,0.61108847677642264,77.075471698113205,25.942289788718515,0.82948335649385985,95,31.9264592304703,1.0208222473473128,112.9245283018868,37.922555273431712,1.212542481454715,null,null,null,null,null,null,null,null,null,null,31.29032258064516,0,55,50.8,95,0.14000000000000001,24,0.97,54.6,200,0.8,27,0,null,30.000000000000004,95,0.24,0,24,53.6,0.93,200,0.8,55,50.9,0,19,null,30.967741935483872,95,0.18,0,24,54.4,0.96,200,0.8,55,50.8,0,24,null,31.29032258064516,95,0.14000000000000001,0,24,54.6,0.97,200,0.8,55,50.8,0,27,null,31.29032258064516,95,0.12,0,24,54.8,0.97,200,0.8,55,50.8,0,31]
[null,105,34.137397670240112,1,62.405660377358487,20.91391125095268,0.61263929526721828,85.188679245283026,28.3885610413625,0.83159710402034359,105,34.913345951036113,1.0227301532557196,124.81132075471697,41.423746756469235,1.2134418433594054,null,null,null,null,null,null,null,null,null,null,34.193548387096776,0,55,50.4,105,0.16,24,1.06,54.5,200,0.8,28,0,null,32.903225806451616,105,0.26,0,24,53.2,1.02,200,0.8,55,50.6,0,19,null,33.870967741935488,105,0.19,0,24,54.1,1.05,200,0.8,55,50.4,0,24,null,34.193548387096776,105,0.16,0,24,54.5,1.06,200,0.8,55,50.4,0,28,null,34.516129032258064,105,0.13,0,24,54.7,1.07,200,0.8,55,50.3,0,31]
[null,115,36.919568515373257,1,68.349056603773576,22.678291844208253,0.61426210424872774,93.301886792452834,30.781206637253955,0.83373690091845754,115,37.828958401089061,1.0246316498887882,136.69811320754715,44.83406220110021,1.2143712400764211,null,null,null,null,null,null,null,null,null,null,37.419354838709673,0,55,49.9,115,0.17,24,1.1599999999999999,54.3,200,0.8,28,0,null,35.483870967741936,115,0.28999999999999998,0,24,52.7,1.1000000000000001,200,0.8,55,50.2,0,19,null,36.774193548387096,115,0.21,0,24,53.8,1.1399999999999999,200,0.8,55,50,0,24,null,37.419354838709673,115,0.17,0,24,54.3,1.1599999999999999,200,0.8,55,49.9,0,28,null,37.741935483870968,115,0.14000000000000001,0,24,54.6,1.17,200,0.8,55,49.9,0,31]
[null,125,39.622683507387549,1,74.29245283018868,24.405700580103861,0.61595274271500267,101.41509433962264,33.12058313800501,0.8358995455678756,125,40.673666680658215,1.0265247853057382,148.58490566037736,48.154394520138403,1.2153239068514918,null,null,null,null,null,null,null,null,null,null,40.322580645161288,0,55,49.5,125,0.19,24,1.25,54.1,200,0.8,28,0,null,37.741935483870968,125,0.31,1,24,52.3,1.17,200,0.8,55,49.9,0,19,null,39.677419354838712,125,0.23,0,24,53.5,1.23,200,0.8,55,49.7,0,24,null,40.322580645161288,125,0.19,0,24,54.1,1.25,200,0.8,55,49.5,0,28,null,40.645161290322577,125,0.16,0,24,54.4,1.26,200,0.8,55,49.5,0,32]
[null,135,42.247789112850825,1,80.235849056603769,26.096758334819739,0.61770707728896734,109.52830188679246,35.407104978945938,0.83808184339227099,135,43.447947445948856,1.0284076009253931,160.47169811320754,51.385703301230485,1.2162933109699725,null,null,null,null,null,null,null,null,null,null,43.225806451612904,0,55,49.2,135,0.2,24,1.34,53.9,200,0.8,28,0,null,40.322580645161288,135,0.34,1,24,51.8,1.25,200,0.8,55,49.5,0,19,null,42.258064516129032,135,0.25,0,24,53.2,1.31,200,0.8,55,49.3,0,24,null,43.225806451612904,135,0.2,0,24,53.9,1.34,200,0.8,55,49.2,0,28,null,43.870967741935488,135,0.17,0,24,54.3,1.36,200,0.8,55,49.1,0,32]
[null,145,44.79603708867252,1,86.179245283018858,27.752085595460713,0.61952099781786996,117.64150943396227,37.641241238771492,0.84028060706043461,145,46.152377513595447,1.0302781342518779,172.35849056603772,54.529013302073579,1.2172731528490992,null,null,null,null,null,null,null,null,null,null,46.129032258064512,0,55,48.8,145,0.22,24,1.43,53.6,200,0.8,28,0,null,42.58064516129032,145,0.37,1,24,51.4,1.32,200,0.8,55,49.2,0,19,null,44.838709677419352,145,0.27,0,24,52.9,1.39,200,0.8,55,48.9,0,24,null,46.129032258064512,145,0.22,0,24,53.6,1.43,200,0.8,55,48.8,0,28,null,46.774193548387096,145,0.18,0,24,54.1,1.45,200,0.8,55,48.7,0,32]
[null,155,47.268676022400001,1,92.122641509433961,29.37230215790192,0.62139041389656813,125.75471698113208,39.823512472944209,0.84249265737996082,155,48.787627605211746,1.0321344220026796,184.24528301886792,57.585412857638431,1.2182573683754008,null,null,null,null,null,null,null,null,null,null,48.70967741935484,0,55,48.4,155,0.23,24,1.51,53.3,200,0.8,28,0,null,44.838709677419352,155,0.39,1,24,51,1.39,200,0.8,55,48.9,0,19,null,47.419354838709673,155,0.28999999999999998,0,24,52.5,1.47,200,0.8,55,48.6,0,24,null,48.70967741935484,155,0.23,0,24,53.3,1.51,200,0.8,55,48.4,0,28,null,49.677419354838705,155,0.2,0,24,53.9,1.54,200,0.8,55,48.3,0,32]
[null,165,49.66704309606336,0.99999999999999989,98.066037735849051,30.958026830358826,0.62331125230228523,133.8679245283019,41.954487610854585,0.84471482487307403,165,51.354456232237979,1.03397450363435,196.1320754716981,60.556052199398145,1.2192401323806179,null,null,null,null,null,null,null,null,null,null,51.29032258064516,0,55,48.1,165,0.25,24,1.59,53,200,0.8,28,0,null,46.774193548387096,165,0.42,1,24,50.5,1.45,200,0.8,55,48.7,0,19,null,49.677419354838705,165,0.3,0,24,52.2,1.54,200,0.8,55,48.3,0,24,null,51.29032258064516,165,0.25,0,24,53,1.59,200,0.8,55,48.1,0,28,null,52.580645161290313,165,0.21,0,24,53.7,1.63,200,0.8,55,47.9,0,32]
[null,175,51.992556073568593,0.99999999999999989,104.00943396226415,32.509877142681574,0.62527945532588636,141.98113207547169,44.034780916738114,0.84694395202324035,175,53.853703721085139,1.0357964252590899,208.01886792452831,63.442141686562628,1.2202158631476603,null,null,null,null,null,null,null,null,null,null,53.870967741935488,0,55,47.7,175,0.26,24,1.67,52.8,200,0.8,28,0,null,48.70967741935484,175,0.44,1,24,50.1,1.51,200,0.8,55,48.4,0,19,null,52.258064516129032,175,0.32,1,24,51.8,1.62,200,0.8,55,47.9,0,24,null,53.870967741935488,175,0.26,0,24,52.8,1.67,200,0.8,55,47.7,0,28,null,55.161290322580648,175,0.22,0,24,53.4,1.71,200,0.8,55,47.5,0,32]
[null,185,54.246705511639355,1,109.95283018867924,34.028469061373556,0.62729097998536132,150.09433962264151,46.065049014349327,0.84917689617972203,185,56.286286378576399,1.0375982439431168,219.90566037735849,66.244949949318539,1.2211792278354083,null,null,null,null,null,null,null,null,null,null,56.451612903225808,0,55,47.4,185,0.28000000000000003,24,1.75,52.5,200,0.8,28,0,null,50.967741935483872,185,0.47,1,24,49.7,1.58,200,0.8,55,48.1,0,19,null,54.516129032258064,185,0.34,1,24,51.5,1.69,200,0.8,55,47.6,0,24,null,56.451612903225808,185,0.28000000000000003,0,24,52.5,1.75,200,0.8,55,47.4,0,28,null,57.741935483870975,185,0.23,0,24,53.1,1.79,200,0.8,55,47.2,0,32]
[null,195,56.431047194307062,1,115.89622641509433,35.514416710334409,0.62934179810714574,158.20754716981133,48.045987975392613,0.85141053310525205,195,58.653190797685625,1.0393780323751061,231.79245283018867,68.96580194407494,1.2221251487077212,null,null,null,null,null,null,null,null,null,null,58.70967741935484,0,55,47,195,0.28999999999999998,24,1.82,52.2,200,0.8,28,0,null,52.580645161290313,195,0.49,1,24,49.2,1.63,200,0.8,55,47.9,0,19,null,56.774193548387103,195,0.36,1,24,51.1,1.76,200,0.8,55,47.3,0,24,null,58.70967741935484,195,0.28999999999999998,0,24,52.2,1.82,200,0.8,55,47,0,28,null,60.322580645161295,195,0.25,0,24,52.9,1.87,200,0.8,55,46.8,0,32]
[null,205,58.54719479094949,1,121.83962264150944,36.968332097327185,0.63142789726010806,166.32075471698113,49.978330471710009,0.85364176114951806,205,60.955468303572957,1.0411338838901254,243.67924528301887,71.606076920714543,1.2230488100479198,null,null,null,null,null,null,null,null,null,null,61.29032258064516,0,55,46.7,205,0.31,24,1.9,51.9,200,0.8,28,0,null,54.516129032258064,205,0.52,1,24,48.8,1.69,200,0.8,55,47.6,0,19,null,58.70967741935484,205,0.38,1,24,50.7,1.82,200,0.8,55,47.1,0,24,null,61.29032258064516,205,0.31,0,24,51.9,1.9,200,0.8,55,46.7,0,28,null,62.903225806451609,205,0.26,0,24,52.6,1.95,200,0.8,55,46.5,0,32]
[null,215,60.596812737877855,0.99999999999999989,127.78301886792453,38.390824846169892,0.63354528252560305,174.43396226415095,51.862842991225918,0.85586750602820882,215,63.194229539917558,1.0428639178313763,255.56603773584905,74.167206301850385,1.2239456656354788,null,null,null,null,null,null,null,null,null,null,63.548387096774199,0,55,46.4,215,0.32,24,1.97,51.5,200,0.8,28,1,null,56.12903225806452,215,0.54,1,24,48.4,1.74,200,0.8,55,47.4,0,19,null,60.645161290322577,215,0.4,1,24,50.4,1.88,200,0.8,55,46.8,0,24,null,63.548387096774199,215,0.32,1,24,51.5,1.97,200,0.8,55,46.4,0,28,null,65.161290322580641,215,0.27,0,24,52.4,2.02,200,0.8,55,46.2,0,32]
[null,225,62.581609343472365,0.99999999999999989,133.72641509433961,39.782501934651343,0.6356899790849001,182.54716981132077,53.700323117648615,0.8580847261840171,225,65.370639195547398,1.0445662852287441,267.45283018867923,76.650671474088469,1.2248114466567899,null,null,null,null,null,null,null,null,null,null,65.483870967741922,0,55,46.1,225,0.34,24,2.0299999999999998,51.2,200,0.8,28,1,null,57.741935483870975,225,0.56999999999999995,1,24,48,1.79,200,0.8,55,47.2,0,19,null,62.58064516129032,225,0.42,1,24,50,1.94,200,0.8,55,46.5,0,24,null,65.483870967741922,225,0.34,1,24,51.2,2.0299999999999998,200,0.8,55,46.1,0,28,null,67.741935483870975,225,0.28000000000000003,0,24,52.1,2.1,200,0.8,55,45.9,0,32]
[null,235,64.50333011686611,1,139.66981132075472,41.143967438171273,0.637858035602616,190.66037735849056,55.491596873928771,0.86029041870225886,235,67.485910871366173,1.0462391747696789,279.33962264150944,79.058001491295698,1.2256421699168039,null,null,null,null,null,null,null,null,null,null,67.741935483870975,0,55,45.8,235,0.35,24,2.1,50.9,200,0.8,28,1,null,59.354838709677423,235,0.59,2,24,47.6,1.84,200,0.8,55,47,0,19,null,64.516129032258064,235,0.43,1,24,49.7,2,200,0.8,55,46.3,0,24,null,67.741935483870975,235,0.35,1,24,50.9,2.1,200,0.8,55,45.8,0,28,null,69.999999999999986,235,0.3,0,24,51.8,2.17,200,0.8,55,45.5,0,32]
[null,245,66.363751320177585,1,145.61320754716979,42.475822279104719,0.64004552838154805,198.77358490566039,57.237516129474841,0.86248162574968912,245,69.54130208757735,1.0478808190343158,291.22641509433959,81.390770689873577,1.2264341462132973,null,null,null,null,null,null,null,null,null,null,69.677419354838719,0,55,45.6,245,0.37,24,2.16,50.6,200,0.8,28,1,null,60.967741935483872,245,0.62,2,24,47.2,1.89,200,0.8,55,46.8,0,19,null,66.451612903225808,245,0.45,1,24,49.3,2.06,200,0.8,55,46,0,24,null,69.677419354838719,245,0.37,1,24,50.6,2.16,200,0.8,55,45.6,0,28,null,72.258064516129039,245,0.31,1,24,51.5,2.2400000000000002,200,0.8,55,45.2,0,32]
[null,255,68.164673744291576,1,151.5566037735849,43.778663981890865,0.64224856626057114,206.88679245283021,58.938956071125304,0.86465544150075424,255,71.538109431205328,1.0494895009630447,303.11320754716979,83.650596216037457,1.2271839887305664,null,null,null,null,null,null,null,null,null,null,71.612903225806463,0,55,45.3,255,0.38,24,2.2200000000000002,50.3,200,0.8,28,1,null,62.58064516129032,255,0.64,2,24,46.9,1.94,200,0.8,55,46.6,0,19,null,68.387096774193552,255,0.47,1,24,49,2.12,200,0.8,55,45.8,0,24,null,71.612903225806463,255,0.38,1,24,50.3,2.2200000000000002,200,0.8,55,45.3,0,28,null,74.516129032258078,255,0.32,1,24,51.2,2.31,200,0.8,55,44.9,0,32]
[null,265,69.907916708188438,1,157.5,45.053086433845927,0.64446329622305543,215,60.596812737877855,0.86680901951094824,265,73.477663843913547,1.0510635605209928,315,85.839135465101407,1.2278886213047016,null,null,null,null,null,null,null,null,null,null,73.548387096774192,0,55,45,265,0.4,24,2.2799999999999998,50,200,0.8,28,1,null,63.870967741935488,265,0.67,2,24,46.5,1.98,200,0.8,55,46.4,0,19,null,69.999999999999986,265,0.49,1,24,48.6,2.17,200,0.8,55,45.5,0,24,null,73.548387096774192,265,0.4,1,24,50,2.2799999999999998,200,0.8,55,45,0,28,null,76.451612903225822,265,0.33,1,24,50.9,2.37,200,0.8,55,44.7,0,32]
[null,275,71.595312281822004,1,163.44339622641508,46.299679651700608,0.64668590967869921,223.11320754716982,62.21200061937553,0.86893958049221487,275,75.361326050119914,1.0526014015201677,326.88679245283015,87.958083432768831,1.2285452864083857,null,null,null,null,null,null,null,null,null,null,75.483870967741936,0,55,44.8,275,0.41,24,2.34,49.7,200,0.8,28,1,null,65.161290322580641,275,0.69,2,24,46.2,2.02,200,0.8,55,46.2,0,19,null,71.612903225806463,275,0.51,1,24,48.3,2.2200000000000002,200,0.8,55,45.3,0,24,null,75.483870967741936,275,0.41,1,24,49.7,2.34,200,0.8,55,44.8,0,28,null,78.387096774193566,275,0.35,1,24,50.6,2.4300000000000002,200,0.8,55,44.4,0,32]
[null,285,73.228699732545792,1,169.38679245283018,47.51902955386165,0.64891264937676163,231.22641509433964,63.7854503181496,0.87104442044053898,285,77.190482125409233,1.0541014985563462,338.77358490566036,90.009169978428361,1.229151552699558,null,null,null,null,null,null,null,null,null,null,77.41935483870968,0,55,44.5,285,0.43,24,2.4,49.3,200,0.8,28,1,null,66.451612903225808,285,0.72,2,24,45.8,2.06,200,0.8,55,46,0,19,null,73.225806451612911,285,0.53,1,24,48,2.27,200,0.8,55,45.1,0,24,null,77.41935483870968,285,0.43,1,24,49.3,2.4,200,0.8,55,44.5,0,28,null,80.32258064516131,285,0.36,1,24,50.4,2.4900000000000002,200,0.8,55,44.1,0,32]
[null,295,74.809920195087756,1,175.33018867924528,48.711717738397816,0.65113981690353917,239.33962264150944,65.318106275619499,0.87312091906105904,295,78.966539205242739,1.055562404014273,350.66037735849056,91.994157000455729,1.2297053219754182,null,null,null,null,null,null,null,null,null,null,{"$f":"IF($AA$13=$AO$13,AO46,IF($AA$13=$BC$13,BC46,IF($AA$13=$BQ$13,BQ46,IF($AA$13=$CE$13,CE46,\"-\"))))","v":79.032258064516142},{"$f":"IF($AA$13=$AO$13,AZ46,IF($AA$13=$BC$13,BN46,IF($AA$13=$BQ$13,CB46,IF($AA$13=$CE$13,CP46,\"-\"))))","v":0},{"$f":"IF($AA$13=$AO$13,AX46,IF($AA$13=$BC$13,BL46,IF($AA$13=$BQ$13,BZ46,IF($AA$13=$CE$13,CN46,\"-\"))))","v":55},{"$f":"IF($AA$13=$AO$13,AY46,IF($AA$13=$BC$13,BM46,IF($AA$13=$BQ$13,CA46,IF($AA$13=$CE$13,CO46,\"-\"))))","v":44.3},{"$f":"IF($AA$13=$AO$13,AP46,IF($AA$13=$BC$13,BD46,IF($AA$13=$BQ$13,BR46,IF($AA$13=$CE$13,CF46,\"-\"))))","v":295},{"$f":"IF($AA$13=$AO$13,AQ46,IF($AA$13=$BC$13,BE46,IF($AA$13=$BQ$13,BS46,IF($AA$13=$CE$13,CG46,\"-\"))))","v":0.44},{"$f":"IF($AA$13=$AO$13,AS46,IF($AA$13=$BC$13,BG46,IF($AA$13=$BQ$13,BU46,IF($AA$13=$CE$13,CI46,\"-\"))))","v":24},{"$f":"IF($AA$13=$AO$13,AU46,IF($AA$13=$BC$13,BI46,IF($AA$13=$BQ$13,BW46,IF($AA$13=$CE$13,CK46,\"-\"))))","v":2.4500000000000002},{"$f":"IF($AA$13=$AO$13,AT46,IF($AA$13=$BC$13,BH46,IF($AA$13=$BQ$13,BV46,IF($AA$13=$CE$13,CJ46,\"-\"))))","v":49},{"$f":"IF($AA$13=$AO$13,AV46,IF($AA$13=$BC$13,BJ46,IF($AA$13=$BQ$13,BX46,IF($AA$13=$CE$13,CL46,\"-\"))))","v":200},{"$f":"IF($AA$13=$AO$13,AW46,IF($AA$13=$BC$13,BK46,IF($AA$13=$BQ$13,BY46,IF($AA$13=$CE$13,CM46,\"-\"))))","v":0.8},{"$f":"IF($AA$13=$AO$13,BA46,IF($AA$13=$BC$13,BO46,IF($AA$13=$BQ$13,CC46,IF($AA$13=$CE$13,CQ46,\"-\"))))","v":28},{"$f":"IF($AA$13=$AO$13,AR46,IF($AA$13=$BC$13,BF46,IF($AA$13=$BQ$13,BT46,IF($AA$13=$CE$13,CH46,\"-\"))))","v":1},null,67.741935483870975,295,0.74,2,24,45.5,2.1,200,0.8,55,45.8,0,19,null,74.838709677419345,295,0.54,1,24,47.7,2.3199999999999998,200,0.8,55,44.9,0,24,null,79.032258064516142,295,0.44,1,24,49,2.4500000000000002,200,0.8,55,44.3,0,28,null,82.58064516129032,295,0.37,1,24,50.1,2.56,200,0.8,55,43.9,0,32]
[null,305,76.340811565073466,1,181.27358490566036,49.878321266750078,0.65336378071162404,247.45283018867926,66.810924561849646,0.87516654843130037,305,80.690921333964695,1.0569827550913991,362.54716981132071,93.91483552352112,1.23020483537128,null,null,null,null,null,null,null,null,null,null,80.967741935483872,0,55,44.1,305,0.46,24,2.5099999999999998,48.7,200,0.8,28,1,null,69.032258064516128,305,0.77,2,24,45.2,2.14,200,0.8,55,45.7,0,19,null,76.451612903225822,305,0.56000000000000005,1,24,47.3,2.37,200,0.8,55,44.7,0,24,null,80.967741935483872,305,0.46,1,24,48.7,2.5099999999999998,200,0.8,55,44.1,0,28,null,84.193548387096769,305,0.38,1,24,49.8,2.61,200,0.8,55,43.6,0,32]
[null,315,77.823203616097743,1,187.21698113207546,51.019412453166183,0.65558098462311065,255.56603773584908,68.264870729063006,0.87717888183855752,315,82.365065454106173,1.0583612807873273,374.43396226415092,95.773022697901965,1.2306486786428219,null,null,null,null,null,null,null,null,null,null,82.58064516129032,0,55,43.9,315,0.47,24,2.56,48.4,200,0.8,28,1,null,70.322580645161295,315,0.79,3,24,44.8,2.1800000000000002,200,0.8,55,45.5,0,19,null,77.741935483870975,315,0.57999999999999996,2,24,47,2.41,200,0.8,55,44.5,0,24,null,82.58064516129032,315,0.47,1,24,48.4,2.56,200,0.8,55,43.9,0,28,null,86.129032258064512,315,0.4,1,24,49.5,2.67,200,0.8,55,43.4,0,32]
[null,325,79.258913340344805,1,193.16037735849056,52.135558659859477,0.65778795674354962,263.67924528301887,69.680917728911822,0.87915560272313831,325,83.990417535985927,1.059696808803366,386.32075471698113,97.570558710801549,1.2310357863704857,null,null,null,null,null,null,null,null,null,null,84.193548387096769,0,55,43.6,325,0.49,24,2.61,48.1,200,0.8,28,1,null,71.612903225806463,325,0.82,3,24,44.5,2.2200000000000002,200,0.8,55,45.3,0,19,null,79.354838709677423,325,0.6,2,24,46.7,2.46,200,0.8,55,44.3,0,24,null,84.193548387096769,325,0.49,1,24,48.1,2.61,200,0.8,55,43.6,0,28,null,87.741935483870975,325,0.41,1,24,49.2,2.72,200,0.8,55,43.1,0,32]
[null,{"$f":"AE50","v":335},{"$f":"$J$4*B50^6+$K$4*B50^5+$L$4*B50^4+$M$4*B50^3+$N$4*B50^2+$O$4*B50","v":80.649740512756765},1,{"$f":"IF($B50*$F$3>$B$11,\"\",$B50*$F$3)","v":199.10377358490567},53.227322097892056,0.65998131871822741,{"$f":"IF($B50*$F$4>$B$11,\"\",$B50*$F$4)","v":271.79245283018867},71.06004389350494,0.88109451365519298,{"$f":"IF($B50*$F$5>$B$11,\"\",$B50*$F$5)","v":335},{"$f":"IF(K50>$B$11,\"\",$J$5*K50^6+$K$5*K50^5+$L$5*K50^4+$M$5*K50^3+$N$5*K50^2+$O$5*K50)","v":85.568428847608317},{"$f":"IF(K50>$B$11,\"\",1/$C50*L50)","v":1.0609882722942368},{"$f":"IF($B50*$F$6>$B$11,\"\",$B50*$F$6)","v":398.20754716981133},99.30930360967325,{"$f":"IF(N50>$B$11,\"\",1/$C50*O50)","v":1.2313654449261993},null,null,null,null,null,null,null,null,null,null,85.483870967741936,0,55,43.4,335,0.5,24,2.65,47.8,200,0.8,28,1,null,{"$f":"ABS(AU50/(AS50-AX50)*1000)","v":72.580645161290334},335,0.84,3,24,44.2,2.25,200,0.8,55,45.2,0,19,null,{"$f":"ABS(BI50/(BG50-BL50)*1000)","v":80.645161290322577},335,0.62,2,24,46.4,2.5,200,0.8,55,44.1,0,24,null,{"$f":"ABS(BW50/(BU50-BZ50)*1000)","v":85.483870967741936},335,0.5,1,24,47.8,2.65,200,0.8,55,43.4,0,28,null,{"$f":"ABS(CK50/(CI50-CN50)*1000)","v":89.677419354838705},335,0.42,1,24,49,2.78,200,0.8,55,42.9,0,32]
[null,345,81.997463478750689,1,205.04716981132074,54.295259633782138,0.66215779525731955,279.90566037735852,72.403230980192376,0.88299354526930429,345,87.100552364858331,1.062234716412052,410.09433962264148,100.99113403755017,1.2316372940453408,null,null,null,null,null,null,null,null,null,null,87.096774193548384,0,55,43.2,345,0.52,24,2.7,47.6,200,0.8,28,1,null,73.548387096774192,345,0.87,3,24,43.9,2.2799999999999998,200,0.8,55,45,0,19,null,81.935483870967744,345,0.64,2,24,46.2,2.54,200,0.8,55,43.9,0,24,null,87.096774193548384,345,0.52,1,24,47.6,2.7,200,0.8,55,43.2,0,28,null,91.290322580645167,345,0.43,1,24,48.7,2.83,200,0.8,55,42.7,0,32]
[null,355,83.303835165484074,1,210.99056603773585,55.339922601835923,0.66431422385178907,288.01886792452831,73.711462280106346,0.88485076507795402,355,88.588239321993811,1.0634353045812621,421.98113207547169,102.61793988038062,1.2318513268510249,null,null,null,null,null,null,null,null,null,null,88.709677419354847,0,55,43,355,0.53,24,2.75,47.3,200,0.8,28,1,null,74.838709677419345,355,0.89,3,24,43.7,2.3199999999999998,200,0.8,55,44.9,0,19,null,83.225806451612897,355,0.66,2,24,45.9,2.58,200,0.8,55,43.8,0,24,null,88.709677419354847,355,0.53,1,24,47.3,2.75,200,0.8,55,43,0,28,null,92.903225806451601,355,0.45,1,24,48.4,2.88,200,0.8,55,42.5,0,32]
[null,365,84.570579316668727,1,216.93396226415095,56.361856622203469,0.666447564597617,296.1320754716981,74.985720790459709,0.88666438608255038,365,90.032935902434645,1.0645893244423985,433.8679245283019,104.19162082636907,1.232007888183321,null,null,null,null,null,null,null,null,null,null,90,0,55,42.8,365,0.55000000000000004,24,2.79,47,200,0.8,28,1,null,75.806451612903231,365,0.92,3,24,43.4,2.35,200,0.8,55,44.8,0,19,null,84.516129032258064,365,0.67,2,24,45.6,2.62,200,0.8,55,43.6,0,24,null,90,365,0.55000000000000004,1,24,47,2.79,200,0.8,55,42.8,0,28,null,94.193548387096769,365,0.46,1,24,48.1,2.92,200,0.8,55,42.2,0,32]
[null,375,85.799386950933297,1,222.87735849056602,57.361601424659156,0.66855491004222378,304.24528301886795,76.226987450600888,0.88843277509888685,375,91.436080069849226,1.0656961934021676,445.75471698113205,105.71408283732272,1.2321076710930134,null,null,null,null,null,null,null,null,null,null,91.290322580645167,0,55,42.6,375,0.56000000000000005,24,2.83,46.7,200,0.8,28,1,null,76.774193548387089,375,0.94,4,24,43.1,2.38,200,0.8,55,44.6,0,19,null,85.806451612903231,375,0.69,2,24,45.3,2.66,200,0.8,55,43.4,0,24,null,91.290322580645167,375,0.56000000000000005,1,24,46.7,2.83,200,0.8,55,42.6,0,28,null,95.806451612903231,375,0.47,1,24,47.9,2.97,200,0.8,55,42,0,32]
[null,385,86.991913043733902,1,228.82075471698113,58.339690678106294,0.67063349496380054,312.35849056603774,77.436239441825862,0.8901544607128703,385,92.799098539537766,1.0667554637278109,457.64150943396226,107.18723453200383,1.2321517113678948,null,null,null,null,null,null,null,null,null,null,92.580645161290334,0,55,42.5,385,0.57999999999999996,24,2.87,46.5,200,0.8,28,1,null,77.741935483870975,385,0.97,4,24,42.9,2.41,200,0.8,55,44.5,0,19,null,86.774193548387103,385,0.71,2,24,45.1,2.69,200,0.8,55,43.3,0,24,null,92.580645161290334,385,0.57999999999999996,1,24,46.5,2.87,200,0.8,55,42.5,0,28,null,97.41935483870968,385,0.49,1,24,47.6,3.02,200,0.8,55,41.8,0,32]
[null,395,88.149773432813703,0.99999999999999989,234.76415094339623,59.296651825806023,0.67268070599184182,320.47169811320754,78.614448550947174,0.8918281407820724,395,94.123403890113082,1.0677668271246592,469.52830188679246,108.6129834814873,1.2321413799692895,null,null,null,null,null,null,null,null,null,null,94.193548387096769,0,55,42.3,395,0.59,24,2.92,46.2,200,0.8,28,2,null,78.709677419354833,395,1,4,24,42.6,2.44,200,0.8,55,44.4,0,19,null,88.064516129032256,395,0.73,2,24,44.8,2.73,200,0.8,55,43.1,0,24,null,94.193548387096769,395,0.59,2,24,46.2,2.92,200,0.8,55,42.3,0,28,null,98.709677419354833,395,0.5,1,24,47.4,3.06,200,0.8,55,41.6,0,32]
[null,405,89.274541947210423,1,240.70754716981131,60.233005926330556,0.67469409097553668,328.58490566037739,79.762579597619506,0.89345268939922973,405,95.410391815478036,1.0687301187374991,481.41509433962261,109.99323241652436,1.2320783732675464,null,null,null,null,null,null,null,null,null,null,95.483870967741936,0,55,42.1,405,0.61,24,2.96,46,200,0.8,28,2,null,79.677419354838719,405,1.02,4,24,42.4,2.4700000000000002,200,0.8,55,44.2,0,19,null,89.032258064516114,405,0.75,2,24,44.6,2.76,200,0.8,55,43,0,24,null,95.483870967741936,405,0.61,2,24,46,2.96,200,0.8,55,42.1,0,28,null,100.32258064516128,405,0.51,1,24,47.1,3.11,200,0.8,55,41.5,0,32]
[null,415,90.367747759812758,1,246.65094339622641,61.149267500240825,0.67667136800585814,336.69811320754718,80.881588925422591,0.89502716323523623,415,96.661438517100521,1.0696453205187284,493.30188679245282,111.32987534691152,1.2319647009773191,null,null,null,null,null,null,null,null,null,null,96.451612903225822,0,55,42,415,0.62,24,2.99,45.7,200,0.8,28,2,null,80.645161290322577,415,1.05,4,24,42.1,2.5,200,0.8,55,44.1,0,19,null,90.322580645161281,415,0.77,2,24,44.3,2.8,200,0.8,55,42.8,0,24,null,96.451612903225822,415,0.62,2,24,45.7,2.99,200,0.8,55,42,0,28,null,101.61290322580645,415,0.52,1,24,46.9,3.15,200,0.8,55,41.3,0,32]
[null,425,91.430872963465035,1,252.59433962264151,62.04594438248813,0.67861043399729037,344.81132075471697,81.972422956700598,0.8965508071814654,425,97.877898236585182,1.070512563909308,505.18867924528303,112.6247935928651,1.2318026717066235,null,null,null,null,null,null,null,null,null,null,97.741935483870961,0,55,41.8,425,0.64,24,3.03,45.5,200,0.8,28,2,null,81.612903225806448,425,1.07,4,24,41.9,2.5299999999999998,200,0.8,55,44,0,19,null,91.290322580645167,425,0.78,3,24,44.1,2.83,200,0.8,55,42.7,0,24,null,97.741935483870961,425,0.64,2,24,45.5,3.03,200,0.8,55,41.8,0,28,null,102.90322580645162,425,0.54,1,24,46.6,3.19,200,0.8,55,41.1,0,32]
[null,435,92.465350370620172,1,258.53773584905662,62.923537580540462,0.68050937273616507,352.92452830188682,83.036016811158731,0.89802305921443304,435,99.061100928542515,1.0713321317821782,517.07547169811323,113.87985172840175,1.231594876047599,null,null,null,null,null,null,null,null,null,null,99.032258064516128,0,55,41.6,435,0.65,24,3.07,45.2,200,0.8,28,2,null,82.258064516129025,435,1.1000000000000001,5,24,41.7,2.5499999999999998,200,0.8,55,43.9,0,19,null,92.258064516129025,435,0.8,3,24,43.8,2.86,200,0.8,55,42.5,0,24,null,99.032258064516128,435,0.65,2,24,45.2,3.07,200,0.8,55,41.6,0,28,null,104.19354838709677,435,0.55000000000000004,1,24,46.4,3.23,200,0.8,55,40.9,0,32]
[null,445,93.472561536541519,1,264.48113207547169,63.782541138232851,0.68236646230453568,361.03773584905662,84.073292988216593,0.89944355440981005,445,100.21235007375486,1.0721044596020677,528.96226415094338,115.09689343672402,1.2313441671514356,null,null,null,null,null,null,null,null,null,null,100,0,55,41.5,445,0.67,24,3.1,45,200,0.8,28,2,null,83.225806451612897,445,1.1200000000000001,5,24,41.4,2.58,200,0.8,55,43.8,0,19,null,93.225806451612911,445,0.82,3,24,43.6,2.89,200,0.8,55,42.4,0,24,null,100,445,0.67,2,24,45,3.1,200,0.8,55,41.5,0,28,null,105.48387096774194,445,0.56000000000000005,1,24,46.1,3.27,200,0.8,55,40.799999999999997,0,32]
[null,455,94.453835006052799,1,270.42452830188677,64.623442005342113,0.68418018179146356,369.15094339622641,85.085160113118476,0.9008121280376391,455,101.33292063263966,1.0728301357604595,540.84905660377353,116.27773727761206,1.2310536387449036,null,null,null,null,null,null,null,null,null,null,101.29032258064515,0,55,41.3,455,0.68,24,3.14,44.8,200,0.8,28,2,null,84.193548387096769,455,1.1499999999999999,5,24,41.2,2.61,200,0.8,55,43.6,0,19,null,94.516129032258078,455,0.84,3,24,43.4,2.93,200,0.8,55,42.2,0,24,null,101.29032258064515,455,0.68,2,24,44.8,3.14,200,0.8,55,41.3,0,28,null,106.7741935483871,455,0.56999999999999995,1,24,45.9,3.31,200,0.8,55,40.6,0,32]
[null,465,95.410444783836638,1,276.3679245283019,65.446719912885925,0.68594921720743485,377.26415094339626,86.072511746800529,0.90212881767617503,465,102.4240571390098,1.0735099010497573,552.7358490566038,117.42417236682071,1.2307266005609629,null,null,null,null,null,null,null,null,null,null,102.25806451612902,0,55,41.2,465,0.7,24,3.17,44.5,200,0.8,28,2,null,84.838709677419359,465,1.17,5,24,41,2.63,200,0.8,55,43.5,0,19,null,95.483870967741936,465,0.86,3,24,43.1,2.96,200,0.8,55,42.1,0,24,null,102.25806451612902,465,0.7,2,24,44.5,3.17,200,0.8,55,41.2,0,28,null,108.06451612903226,465,0.59,2,24,45.7,3.35,200,0.8,55,40.4,0,32]
[null,475,96.34360902828152,1,282.31132075471697,66.252847254146133,0.68767246652237946,385.37735849056605,87.036225259514779,0.90339386428803425,475,103.48697193413082,1.0741446472464238,564.62264150943395,118.53795396748205,1.2303665511708766,null,null,null,null,null,null,null,null,null,null,103.2258064516129,0,55,41,475,0.71,24,3.2,44.3,200,0.8,28,2,null,85.806451612903231,475,1.2,5,24,40.799999999999997,2.66,200,0.8,55,43.4,0,19,null,96.451612903225822,475,0.88,3,24,42.9,2.99,200,0.8,55,42,0,24,null,103.2258064516129,475,0.71,2,24,44.3,3.2,200,0.8,55,41,0,28,null,109.03225806451613,475,0.6,2,24,45.4,3.38,200,0.8,55,40.299999999999997,0,32]
[null,485,97.254488968877268,0.99999999999999989,288.25471698113205,67.04228897141644,0.68934904375335171,393.49056603773585,87.97716076821024,0.90460771220919267,485,104.52284354107564,1.0747354147788934,576.5094339622641,119.62079899351384,1.2299771482198019,null,null,null,null,null,null,null,null,null,null,104.51612903225806,0,55,40.9,485,0.73,24,3.24,44.1,200,0.8,28,2,null,86.451612903225808,485,1.22,6,24,40.6,2.68,200,0.8,55,43.3,0,19,null,97.096774193548384,485,0.9,3,24,42.7,3.01,200,0.8,55,41.9,0,24,null,104.51612903225806,485,0.73,2,24,44.1,3.24,200,0.8,55,40.9,0,28,null,110.3225806451613,485,0.61,2,24,45.2,3.42,200,0.8,55,40.1,0,32]
[null,495,98.144188047158877,1,294.19811320754718,67.815502448474319,0.69097828203427147,401.6037735849057,88.896160137670819,0.90577100800870325,495,105.53281517937599,1.0752833894623168,588.39622641509436,120.67438142503356,1.2295621760816728,null,null,null,null,null,null,null,null,null,null,105.48387096774194,0,55,40.799999999999997,495,0.74,24,3.27,43.9,200,0.8,28,2,null,87.096774193548384,495,1.25,6,24,40.4,2.7,200,0.8,55,43.2,0,19,null,98.064516129032256,495,0.91,3,24,42.5,3.04,200,0.8,55,41.7,0,24,null,105.48387096774194,495,0.74,2,24,43.9,3.27,200,0.8,55,40.799999999999997,0,28,null,111.29032258064517,495,0.62,2,24,45,3.45,200,0.8,55,40,0,32]
[null,505,99.013751281198935,1,300.14150943396226,68.572937408777278,0.69255973560713013,409.71698113207549,89.794046045409843,0.90688459818469924,505,106.51799341997125,1.0757898982885747,600.28301886792451,121.70032763577757,1.2291255109620964,null,null,null,null,null,null,null,null,null,null,106.45161290322579,0,55,40.6,505,0.76,24,3.3,43.7,200,0.8,28,2,null,87.741935483870975,505,1.27,6,24,40.200000000000003,2.72,200,0.8,55,43.1,0,19,null,99.032258064516128,505,0.93,3,24,42.3,3.07,200,0.8,55,41.6,0,24,null,106.45161290322579,505,0.76,2,24,43.7,3.3,200,0.8,55,40.6,0,28,null,112.58064516129033,505,0.64,2,24,44.8,3.49,200,0.8,55,39.799999999999997,0,32]
[null,515,99.864164853648361,1,306.08490566037733,69.315035819383311,0.69409318068162873,417.83018867924528,90.671621110322107,0.90794952567021414,515,107.47944698045409,1.0762564042663949,612.16981132075466,122.70021163252665,1.228671083489705,null,null,null,null,null,null,null,null,null,null,107.41935483870968,0,55,40.5,515,0.77,24,3.33,43.5,200,0.8,28,2,null,88.387096774193552,515,1.3,6,24,40,2.74,200,0.8,55,43,0,19,null,100,515,0.95,4,24,42.1,3.1,200,0.8,55,41.5,0,24,null,107.41935483870968,515,0.77,2,24,43.5,3.33,200,0.8,55,40.5,0,28,null,113.54838709677421,515,0.65,2,24,44.6,3.52,200,0.8,55,39.700000000000003,0,32]
[null,525,100.69635592332574,1,312.02830188679246,70.042231800595985,0.69557861511819707,425.94339622641513,91.529667085092171,0.90896702513034877,525,108.41820566061361,1.0766845003126786,624.05660377358492,123.6755502065366,1.2282028388466029,null,null,null,null,null,null,null,null,null,null,108.38709677419355,0,55,40.4,525,0.79,24,3.36,43.3,200,0.8,28,3,null,89.354838709677423,525,1.32,6,24,39.9,2.77,200,0.8,55,42.9,0,19,null,100.64516129032258,525,0.97,4,24,41.9,3.12,200,0.8,55,41.4,0,24,null,108.38709677419355,525,0.79,3,24,43.3,3.36,200,0.8,55,40.4,0,28,null,114.51612903225806,525,0.66,2,24,44.4,3.55,200,0.8,55,39.5,0,32]
[null,535,101.51119266035491,1,317.97169811320754,70.75495154133327,0.69701625689761548,434.05660377358492,92.368944112360026,0.90993851704034434,535,109.33525941827521,1.0770759022022209,635.94339622641508,124.62779799697455,1.2277246944971401,null,null,null,null,null,null,null,null,null,null,109.35483870967742,0,55,40.200000000000003,535,0.8,24,3.39,43.1,200,0.8,28,3,null,90,535,1.35,7,24,39.700000000000003,2.79,200,0.8,55,42.8,0,19,null,101.61290322580645,535,0.99,4,24,41.7,3.15,200,0.8,55,41.3,0,24,null,109.35483870967742,535,0.8,3,24,43.1,3.39,200,0.8,55,40.200000000000003,0,28,null,115.48387096774195,535,0.67,2,24,44.2,3.58,200,0.8,55,39.4,0,32]
[null,545,102.30948450485141,1,323.91509433962261,71.453613220221285,0.69840654134889157,442.16981132075472,93.190190044643316,0.91086560054189636,545,110.23155758543768,1.0774324405887377,647.83018867924523,125.55834246636101,1.2272404955809073,null,null,null,null,null,null,null,null,null,null,110.3225806451613,0,55,40.1,545,0.82,24,3.42,42.9,200,0.8,28,3,null,90.645161290322591,545,1.37,7,24,39.5,2.81,200,0.8,55,42.8,0,19,null,102.25806451612902,545,1.01,4,24,41.5,3.17,200,0.8,55,41.2,0,24,null,110.3225806451613,545,0.82,3,24,42.9,3.42,200,0.8,55,40.1,0,28,null,116.45161290322579,545,0.69,2,24,44,3.61,200,0.8,55,39.299999999999997,0,32]
[null,555,103.09198264915678,1,329.85849056603774,72.13862693241181,0.69975011711545398,450.28301886792457,93.994119828016878,0.91175004508253754,555,111.10800822470762,1.0777560521154299,659.71698113207549,126.46849878801756,1.2267539680405204,null,null,null,null,null,null,null,null,null,null,110.96774193548387,0,55,40,555,0.83,24,3.44,42.7,200,0.8,28,3,null,91.290322580645167,555,1.4,7,24,39.299999999999997,2.83,200,0.8,55,42.7,0,19,null,103.2258064516129,555,1.02,4,24,41.4,3.2,200,0.8,55,41.1,0,24,null,110.96774193548387,555,0.83,3,24,42.7,3.44,200,0.8,55,40,0,28,null,117.41935483870968,555,0.7,2,24,43.8,3.64,200,0.8,55,39.1,0,32]
[null,565,103.85938074362188,1,335.80188679245282,72.810394622124491,0.701047840847981,458.39622641509436,94.781424949548622,0.9125937808498753,565,111.96547762603041,1.078048769638041,671.60377358490564,127.35950464551976,1.2262686695572373,null,null,null,null,null,null,null,null,null,null,111.93548387096774,0,55,39.9,565,0.85,24,3.47,42.5,200,0.8,28,3,null,91.935483870967744,565,1.42,7,24,39.200000000000003,2.85,200,0.8,55,42.6,0,19,null,103.87096774193549,565,1.04,4,24,41.2,3.22,200,0.8,55,41,0,24,null,111.93548387096774,565,0.85,3,24,42.5,3.47,200,0.8,55,39.9,0,28,null,118.38709677419354,565,0.71,2,24,43.6,3.67,200,0.8,55,39,0,32]
[null,575,104.61231582593854,1,341.74528301886789,73.469310020913099,0.70230077062013041,466.50943396226415,95.552772948492873,0.91339888801888702,575,112.80478994371907,1.0783127115875319,683.49056603773579,128.23251494415632,1.2257879383677803,null,null,null,null,null,null,null,null,null,null,112.90322580645162,0,55,39.799999999999997,575,0.86,24,3.5,42.3,200,0.8,28,3,null,92.580645161290334,575,1.45,7,24,39,2.87,200,0.8,55,42.5,0,19,null,104.83870967741936,575,1.06,4,24,41,3.25,200,0.8,55,40.9,0,24,null,112.90322580645162,575,0.86,3,24,42.3,3.5,200,0.8,55,39.799999999999997,0,28,null,119.35483870967742,575,0.72,2,24,43.4,3.7,200,0.8,55,38.9,0,32]
[null,585,105.35136947401919,0.99999999999999989,347.68867924528303,74.115758591656288,0.70351015807093087,474.622641509434,96.308806991240232,0.91416758483610439,585,113.62672697377948,1.0785500705028905,695.37735849056605,129.08859643439328,1.2253148400337399,null,null,null,null,null,null,null,null,null,null,113.54838709677421,0,55,39.700000000000003,585,0.88,24,3.52,42.1,200,0.8,28,3,null,93.225806451612911,585,1.47,8,24,38.9,2.89,200,0.8,55,42.4,0,19,null,105.48387096774194,585,1.08,4,24,40.799999999999997,3.27,200,0.8,55,40.799999999999997,0,24,null,113.54838709677421,585,0.88,3,24,42.1,3.52,200,0.8,55,39.700000000000003,0,28,null,120.32258064516128,585,0.74,2,24,43.2,3.73,200,0.8,55,38.799999999999997,0,32]
[null,595,106.07706918242579,1,353.6320754716981,74.750117478272387,0.70467743928446069,482.7358490566038,97.050145510024493,0.91490221456932164,595,114.43202807153318,1.0787631007672258,707.2641509433962,129.92872224734407,1.2248521122307729,null,null,null,null,null,null,null,null,null,null,114.51612903225806,0,55,39.5,595,0.89,24,3.55,42,200,0.8,28,3,null,93.870967741935488,595,1.5,8,24,38.700000000000003,2.91,200,0.8,55,42.3,0,19,null,106.12903225806451,595,1.1000000000000001,5,24,40.700000000000003,3.29,200,0.8,55,40.700000000000003,0,24,null,114.51612903225806,595,0.89,3,24,42,3.55,200,0.8,55,39.5,0,28,null,121.29032258064515,595,0.75,2,24,43,3.76,200,0.8,55,38.6,0,32]
[null,605,106.78988996234639,1,359.57547169811318,75.372755461158818,0.70580422442363133,490.84905660377359,97.777381905386378,0.91560523135534855,605,115.22139020953699,1.078954105582125,719.15094339622635,130.75376634224517,1.2244021076185052,null,null,null,null,null,null,null,null,null,null,115.16129032258064,0,55,39.4,605,0.91,24,3.57,41.8,200,0.8,28,3,null,94.516129032258078,605,1.52,8,24,38.6,2.93,200,0.8,55,42.3,0,19,null,106.7741935483871,605,1.1200000000000001,5,24,40.5,3.31,200,0.8,55,40.6,0,24,null,115.16129032258064,605,0.91,3,24,41.8,3.57,200,0.8,55,39.4,0,28,null,121.93548387096774,605,0.76,2,24,42.8,3.78,200,0.8,55,38.5,0,32]
[null,615,107.49025616512074,1,365.51886792452831,75.984032918355524,0.70689228614017763,498.96226415094344,98.491084312394406,0.91627918498117356,615,115.99546817579991,1.0791254232161649,731.03773584905662,131.56449786593754,1.2239667348437169,null,null,null,null,null,null,null,null,null,null,{"$f":"IF($AA$13=$AO$13,AO78,IF($AA$13=$BC$13,BC78,IF($AA$13=$BQ$13,BQ78,IF($AA$13=$CE$13,CE78,\"-\"))))","v":116.12903225806453},{"$f":"IF($AA$13=$AO$13,AZ78,IF($AA$13=$BC$13,BN78,IF($AA$13=$BQ$13,CB78,IF($AA$13=$CE$13,CP78,\"-\"))))","v":0},{"$f":"IF($AA$13=$AO$13,AX78,IF($AA$13=$BC$13,BL78,IF($AA$13=$BQ$13,BZ78,IF($AA$13=$CE$13,CN78,\"-\"))))","v":55},{"$f":"IF($AA$13=$AO$13,AY78,IF($AA$13=$BC$13,BM78,IF($AA$13=$BQ$13,CA78,IF($AA$13=$CE$13,CO78,\"-\"))))","v":39.299999999999997},{"$f":"IF($AA$13=$AO$13,AP78,IF($AA$13=$BC$13,BD78,IF($AA$13=$BQ$13,BR78,IF($AA$13=$CE$13,CF78,\"-\"))))","v":615},{"$f":"IF($AA$13=$AO$13,AQ78,IF($AA$13=$BC$13,BE78,IF($AA$13=$BQ$13,BS78,IF($AA$13=$CE$13,CG78,\"-\"))))","v":0.92},{"$f":"IF($AA$13=$AO$13,AS78,IF($AA$13=$BC$13,BG78,IF($AA$13=$BQ$13,BU78,IF($AA$13=$CE$13,CI78,\"-\"))))","v":24},{"$f":"IF($AA$13=$AO$13,AU78,IF($AA$13=$BC$13,BI78,IF($AA$13=$BQ$13,BW78,IF($AA$13=$CE$13,CK78,\"-\"))))","v":3.6},{"$f":"IF($AA$13=$AO$13,AT78,IF($AA$13=$BC$13,BH78,IF($AA$13=$BQ$13,BV78,IF($AA$13=$CE$13,CJ78,\"-\"))))","v":41.6},{"$f":"IF($AA$13=$AO$13,AV78,IF($AA$13=$BC$13,BJ78,IF($AA$13=$BQ$13,BX78,IF($AA$13=$CE$13,CL78,\"-\"))))","v":200},{"$f":"IF($AA$13=$AO$13,AW78,IF($AA$13=$BC$13,BK78,IF($AA$13=$BQ$13,BY78,IF($AA$13=$CE$13,CM78,\"-\"))))","v":0.8},{"$f":"IF($AA$13=$AO$13,BA78,IF($AA$13=$BC$13,BO78,IF($AA$13=$BQ$13,CC78,IF($AA$13=$CE$13,CQ78,\"-\"))))","v":28},{"$f":"IF($AA$13=$AO$13,AR78,IF($AA$13=$BC$13,BF78,IF($AA$13=$BQ$13,BT78,IF($AA$13=$CE$13,CH78,\"-\"))))","v":3},null,94.838709677419345,615,1.55,8,24,38.4,2.94,200,0.8,55,42.2,0,19,null,107.41935483870968,615,1.1399999999999999,5,24,40.299999999999997,3.33,200,0.8,55,40.5,0,24,null,116.12903225806453,615,0.92,3,24,41.6,3.6,200,0.8,55,39.299999999999997,0,28,null,122.90322580645162,615,0.77,2,24,42.7,3.81,200,0.8,55,38.4,0,32]
[null,625,108.17854352931413,1,371.46226415094338,76.58430179243291,0.70794354678735494,507.07547169811323,99.191795430622221,0.91692670463568693,625,116.75487491229727,1.0792794125635379,742.92452830188677,132.36157542435313,1.2235473977192706,null,null,null,null,null,null,null,null,null,null,116.7741935483871,0,55,39.200000000000003,625,0.94,24,3.62,41.4,200,0.8,28,3,null,95.483870967741936,625,1.57,9,24,38.299999999999997,2.96,200,0.8,55,42.1,0,19,null,108.06451612903226,625,1.1499999999999999,5,24,40.200000000000003,3.35,200,0.8,55,40.4,0,24,null,116.7741935483871,625,0.94,3,24,41.4,3.62,200,0.8,55,39.200000000000003,0,28,null,123.87096774193549,625,0.79,3,24,42.5,3.84,200,0.8,55,38.299999999999997,0,32]
[null,635,108.85508145133957,1,377.40566037735846,77.173905563103972,0.70896006446517856,515.18867924528308,99.880032417883328,0.91755048166981279,635,117.50018199378127,1.0794184380478942,754.81132075471692,133.1455412660078,1.2231449326095682,null,null,null,null,null,null,null,null,null,null,117.74193548387096,0,55,39.1,635,0.95,24,3.65,41.3,200,0.8,28,4,null,96.129032258064512,635,1.6,9,24,38.1,2.98,200,0.8,55,42,0,19,null,109.03225806451613,635,1.17,5,24,40,3.38,200,0.8,55,40.299999999999997,0,24,null,117.74193548387096,635,0.95,4,24,41.3,3.65,200,0.8,55,39.1,0,28,null,124.51612903225806,635,0.8,3,24,42.3,3.86,200,0.8,55,38.200000000000003,0,32]
[null,645,109.52015547962856,1,383.34905660377359,77.753179225560658,0.70994401793031825,523.30188679245282,100.5562868477223,0.91815325140244541,645,118.23192024688964,1.0795448539048278,766.69811320754718,133.91681537749889,1.2227595440403503,null,null,null,null,null,null,null,null,null,null,118.38709677419354,0,55,39,645,0.97,24,3.67,41.1,200,0.8,28,4,null,96.774193548387089,645,1.63,9,24,38,3,200,0.8,55,41.9,0,19,null,109.67741935483872,645,1.19,5,24,39.9,3.4,200,0.8,55,40.200000000000003,0,24,null,118.38709677419354,645,0.97,4,24,41.1,3.67,200,0.8,55,39,0,28,null,125.48387096774194,645,0.81,3,24,42.2,3.89,200,0.8,55,38.1,0,32]
[null,{"$f":"AE82","v":655},{"$f":"$J$4*B82^6+$K$4*B82^5+$L$4*B82^4+$M$4*B82^3+$N$4*B82^2+$O$4*B82","v":110.17401003235051},1,{"$f":"IF($B82*$F$3>$B$11,\"\",$B82*$F$3)","v":389.29245283018867},78.322449274534762,0.71089769040390616,{"$f":"IF($B82*$F$4>$B$11,\"\",$B82*$F$4)","v":531.41509433962267},101.22102473066319,0.91873777400805834,{"$f":"IF($B82*$F$5>$B$11,\"\",$B82*$F$5)","v":655},{"$f":"IF(K82>$B$11,\"\",$J$5*K82^6+$K$5*K82^5+$L$5*K82^4+$M$5*K82^3+$N$5*K82^2+$O$5*K82)","v":118.95058050955069},{"$f":"IF(K82>$B$11,\"\",1/$C82*L82)","v":1.0796609878738472},{"$f":"IF($B82*$F$6>$B$11,\"\",$B82*$F$6)","v":778.58490566037733},134.67568949100931,{"$f":"IF(N82>$B$11,\"\",1/$C82*O82)","v":1.2223907385368324},null,null,null,null,null,null,null,null,null,null,119.03225806451613,0,55,38.9,655,0.98,24,3.69,41,200,0.8,28,4,null,{"$f":"ABS(AU82/(AS82-AX82)*1000)","v":97.096774193548384},655,1.65,9,24,37.9,3.01,200,0.8,55,41.9,0,19,null,{"$f":"ABS(BI82/(BG82-BL82)*1000)","v":110.3225806451613},655,1.21,5,24,39.700000000000003,3.42,200,0.8,55,40.1,0,24,null,{"$f":"ABS(BW82/(BU82-BZ82)*1000)","v":119.03225806451613},655,0.98,4,24,41,3.69,200,0.8,55,38.9,0,28,null,{"$f":"ABS(CK82/(CI82-CN82)*1000)","v":126.12903225806451},655,0.83,3,24,42,3.91,200,0.8,55,38,0,32]
[null,665,110.81685133868024,{"$f":"1/C83*C83","v":1},395.23584905660374,{"$f":"IF(E83>$B$11,\"\",$J$3*E83^6+$K$3*E83^5+$L$3*E83^4+$M$3*E83^3+$N$3*E83^2+$O$3*E83)","v":78.882033694082963},{"$f":"IF(E83>$B$11,\"\",1/$C83*F83)","v":0.71182345231053734},539.52830188679252,{"$f":"IF(H83>$B$11,\"\",$J$4*H83^6+$K$4*H83^5+$L$4*H83^4+$M$4*H83^3+$N$4*H83^2+$O$4*H83)","v":101.87468659921464},{"$f":"IF(H83>$B$11,\"\",1/$C83*I83)","v":0.91930681451924301},665,119.65661453068566,1.079769124327393,790.47169811320748,{"$f":"IF(N83>$B$11,\"\",$J$6*N83^6+$K$6*N83^5+$L$6*N83^4+$M$6*N83^3+$N$6*N83^2+$O$6*N83)","v":135.42232100381685},{"$f":"IF(N83>$B$11,\"\",1/$C83*O83)","v":1.2220372566798254},null,null,null,null,null,null,null,null,null,null,119.6774193548387,0,55,38.799999999999997,665,1,24,3.71,40.799999999999997,200,0.8,28,4,null,97.741935483870961,665,1.68,10,24,37.700000000000003,3.03,200,0.8,55,41.8,0,19,null,110.96774193548387,665,1.23,6,24,39.6,3.44,200,0.8,55,40,0,24,null,119.6774193548387,665,1,4,24,40.799999999999997,3.71,200,0.8,55,38.799999999999997,0,28,null,127.0967741935484,665,0.84,3,24,41.8,3.94,200,0.8,55,37.9,0,32]
[null,675,111.44885060361412,0.99999999999999989,401.17924528301887,79.432241953096081,0.71272374298062258,547.64150943396226,102.51768765663208,0.91986312197379971,675,120.35043601020823,1.0798714868604076,802.35849056603774,136.1567268098087,{"$f":"IF(N84>$B$11,\"\",1/$C84*O84)","v":1.2216970033551278},null,null,null,null,null,null,null,null,null,null,120.32258064516128,0,55,38.700000000000003,675,1.01,24,3.73,40.6,200,0.8,28,4,null,98.387096774193537,675,1.7,10,24,37.6,3.05,200,0.8,55,41.7,0,19,null,111.61290322580646,675,1.25,6,24,39.4,3.46,200,0.8,55,40,0,24,null,120.32258064516128,675,1.01,4,24,40.6,3.73,200,0.8,55,38.700000000000003,0,28,null,127.74193548387098,675,0.85,3,24,41.7,3.96,200,0.8,55,37.799999999999997,0,32]
[null,685,112.07014739633468,1,407.12264150943395,79.973375006532834,0.71360105134606444,555.75471698113211,103.15041798943656,0.92040940773144875,685,121.03242177932097,1.0799702203593196,814.24528301886789,136.87877704300246,{"$f":"IF(N85>$B$11,\"\",1/$C85*O85)","v":1.2213669761576416},null,null,null,null,null,null,null,null,null,null,120.96774193548387,0,55,38.700000000000003,685,1.03,24,3.75,40.5,200,0.8,28,4,null,98.709677419354833,685,1.73,10,24,37.5,3.06,200,0.8,55,41.7,0,19,null,111.93548387096774,685,1.26,6,24,39.299999999999997,3.47,200,0.8,55,39.9,0,24,null,120.96774193548387,685,1.03,4,24,40.5,3.75,200,0.8,55,38.700000000000003,0,28,null,128.38709677419354,685,0.86,3,24,41.5,3.98,200,0.8,55,37.700000000000003,0,32]
[null,695,112.68085326212386,1,413.06603773584902,80.505725302377698,0.71445789565598372,563.86792452830196,103.77324284369081,0.92094832297984364,695,121.70291312110925,1.0800673725641554,826.13207547169804,137.588188733072,1.2210431918988709,null,null,null,null,null,null,null,null,null,null,121.61290322580645,0,55,38.6,695,1.04,24,3.77,40.299999999999997,200,0.8,28,4,null,99.354838709677409,695,1.75,10,24,37.299999999999997,3.08,200,0.8,55,41.6,0,19,null,112.58064516129033,695,1.28,6,24,39.1,3.49,200,0.8,55,39.799999999999997,0,24,null,121.61290322580645,695,1.04,4,24,40.299999999999997,3.77,200,0.8,55,38.6,0,28,null,129.03225806451613,695,0.88,3,24,41.3,4,200,0.8,55,37.6,0,32]
[null,705,113.28105555782415,1,419.00943396226415,81.029576794323347,0.71529680223505621,571.98113207547169,104.38650296503182,0.92148243544347885,705,122.36221723143183,1.0801648751319433,838.01886792452831,138.28451937287926,1.2207206111554296,null,null,null,null,null,null,null,null,null,null,122.25806451612902,0,55,38.5,705,1.06,24,3.79,40.200000000000003,200,0.8,28,4,null,99.677419354838705,705,1.78,11,24,37.200000000000003,3.09,200,0.8,55,41.5,0,19,null,113.2258064516129,705,1.3,6,24,39,3.51,200,0.8,55,39.700000000000003,0,24,null,122.25806451612902,705,1.06,4,24,40.200000000000003,3.79,200,0.8,55,38.5,0,28,null,130,705,0.89,3,24,41.2,4.03,200,0.8,55,37.5,0,32]
[null,715,113.87082151084888,1,424.95283018867923,81.545204960176974,0.71612028330196842,580.09433962264154,104.99051500246088,0.92201420530243616,715,123.01060882010864,1.0802645242037618,849.90566037735846,138.96716039801163,1.2203930607874971,null,null,null,null,null,null,null,null,null,null,123.2258064516129,0,55,38.4,715,1.07,24,3.82,40.1,200,0.8,28,4,null,100.32258064516128,715,1.8,11,24,37.1,3.11,200,0.8,55,41.5,0,19,null,113.87096774193547,715,1.32,6,24,38.9,3.53,200,0.8,55,39.6,0,24,null,123.2258064516129,715,1.07,4,24,40.1,3.82,200,0.8,55,38.4,0,28,null,130.64516129032259,715,0.9,3,24,41.1,4.05,200,0.8,55,37.4,0,32]
[null,725,114.45020250174051,1,430.8962264150943,82.052876825991333,0.71693081385979651,588.20754716981139,105.58557197588982,0.92254596032090141,725,123.64833185240607,1.0803679604719414,861.79245283018861,139.63533057832501,1.2200531543507012,null,null,null,null,null,null,null,null,null,null,123.54838709677419,0,55,38.299999999999997,725,1.0900000000000001,24,3.83,39.9,200,0.8,28,4,null,100.64516129032258,725,1.83,11,24,37,3.12,200,0.8,55,41.4,0,19,null,114.51612903225806,725,1.34,6,24,38.700000000000003,3.55,200,0.8,55,39.5,0,24,null,123.54838709677419,725,1.0900000000000001,4,24,39.9,3.83,200,0.8,55,38.299999999999997,0,28,null,131.29032258064515,725,0.91,3,24,40.9,4.07,200,0.8,55,37.299999999999997,0,32]
[null,735,115.01923857027759,1,436.83962264150944,82.552850995919783,0.7177308076637926,596.32075471698113,106.17194380744461,0.92307987017817705,735,124.27560143081871,1.0804766487380755,873.67924528301887,140.28806932149203,1.2196922103233625,null,null,null,null,null,null,null,null,null,null,124.51612903225806,0,55,38.200000000000003,735,1.1000000000000001,24,3.86,39.799999999999997,200,0.8,28,5,null,101.29032258064515,735,1.85,11,24,36.9,3.14,200,0.8,55,41.3,0,19,null,114.83870967741936,735,1.36,7,24,38.6,3.56,200,0.8,55,39.5,0,24,null,124.51612903225806,735,1.1000000000000001,5,24,39.799999999999997,3.86,200,0.8,55,38.200000000000003,0,28,null,131.93548387096774,735,0.93,3,24,40.799999999999997,4.09,200,0.8,55,37.200000000000003,0,32]
[null,745,115.57796314512996,1,442.78301886792451,83.04537768779592,0.71852259226541981,604.43396226415098,106.74987791652589,0.92361791998775122,745,124.89260581714893,1.080591856947009,885.56603773584902,140.92422988855685,1.2193001680744269,null,null,null,null,null,null,null,null,null,null,124.83870967741936,0,55,38.1,745,1.1200000000000001,24,3.87,39.6,200,0.8,28,5,null,101.61290322580645,745,1.88,12,24,36.700000000000003,3.15,200,0.8,55,41.3,0,19,null,115.48387096774195,745,1.38,7,24,38.5,3.58,200,0.8,55,39.4,0,24,null,124.83870967741936,745,1.1200000000000001,5,24,39.6,3.87,200,0.8,55,38.1,0,28,null,132.58064516129033,745,0.94,3,24,40.6,4.1100000000000003,200,0.8,55,37.1,0,32]
[null,755,116.1264079970627,1,448.72641509433959,83.530698774437084,0.71930838312461975,612.54716981132083,107.31959987862609,0.92416188298307334,755,125.49950859488274,{"$f":"IF(K92>$B$11,\"\",1/$C92*L92)","v":1.0807146346768697},897.45283018867917,141.54247252149435,1.2188655015065524,null,null,null,null,null,null,null,null,null,null,125.48387096774194,0,55,38.1,755,1.1299999999999999,24,3.89,39.5,200,0.8,28,5,null,102.25806451612902,755,1.9,12,24,36.6,3.17,200,0.8,55,41.2,0,19,null,116.12903225806453,755,1.39,7,24,38.4,3.6,200,0.8,55,39.299999999999997,0,24,null,125.48387096774194,755,1.1299999999999999,5,24,39.5,3.89,200,0.8,55,38.1,0,28,null,133.2258064516129,755,0.95,4,24,40.5,4.13,200,0.8,55,37,0,32]
[null,765,116.66460841568841,1,454.66981132075472,84.009047830672642,0.72009025677555505,620.66037735849056,107.88131414790371,0.92471329234236244,765,126.09645097186342,1.0808457910608875,909.33962264150944,142.14125748277601,1.2183751303249706,null,null,null,null,null,null,null,null,null,null,126.12903225806451,0,55,38,765,1.1499999999999999,24,3.91,39.4,200,0.8,28,5,null,102.58064516129032,765,1.93,12,24,36.5,3.18,200,0.8,55,41.1,0,19,null,116.7741935483871,765,1.41,7,24,38.200000000000003,3.62,200,0.8,55,39.299999999999997,0,24,null,126.12903225806451,765,1.1499999999999999,5,24,39.4,3.91,200,0.8,55,38,0,28,null,133.87096774193549,765,0.96,4,24,40.299999999999997,4.1500000000000004,200,0.8,55,36.9,0,32]
[null,775,117.19260860976789,1,460.61320754716979,84.480650186096284,0.72087012302459241,628.77358490566041,108.43520484351447,0.92527341211923919,775,126.68355422326204,1.0809858721132954,921.22641509433959,142.71883800694047,1.2178143289067891,null,null,null,null,null,null,null,null,null,null,126.77419354838709,0,55,37.9,775,1.1599999999999999,24,3.93,39.200000000000003,200,0.8,28,5,null,103.2258064516129,775,1.95,12,24,36.4,3.2,200,0.8,55,41.1,0,19,null,117.09677419354838,775,1.43,7,24,38.1,3.63,200,0.8,55,39.200000000000003,0,24,null,126.77419354838709,775,1.1599999999999999,5,24,39.200000000000003,3.93,200,0.8,55,37.9,0,28,null,134.51612903225808,775,0.98,4,24,40.200000000000003,4.17,200,0.8,55,36.9,0,32]
[null,785,117.71046733105891,1,466.55660377358487,84.945722983542609,0.7216496961534784,636.88679245283026,108.98143659969911,0.9258432072416336,785,127.26092227484497,1.0811351374294145,933.11320754716974,143.2732531641708,1.2171666327788584,null,null,null,null,null,null,null,null,null,null,127.0967741935484,0,55,37.799999999999997,785,1.18,24,3.94,39.1,200,0.8,28,5,null,103.54838709677419,785,1.98,13,24,36.299999999999997,3.21,200,0.8,55,41,0,19,null,117.74193548387096,785,1.45,7,24,38,3.65,200,0.8,55,39.1,0,24,null,127.0967741935484,785,1.18,5,24,39.1,3.94,200,0.8,55,37.799999999999997,0,28,null,135.16129032258064,785,0.99,4,24,40.1,4.1900000000000004,200,0.8,55,36.799999999999997,0,32]
[null,795,118.21826372171466,1,472.5,85.404475243288232,0.72243046509573206,645,109.52015547962856,0.92642331253856502,795,127.82864442653872,1.0812935362292824,945,143.80232063587604,1.2164137427562476,null,null,null,null,null,null,null,null,null,null,127.74193548387098,0,55,37.700000000000003,795,1.19,24,3.96,39,200,0.8,28,5,null,103.87096774193549,795,2,13,24,36.200000000000003,3.22,200,0.8,55,41,0,19,null,118.06451612903227,795,1.47,8,24,37.9,3.66,200,0.8,55,39,0,24,null,127.74193548387098,795,1.19,5,24,39,3.96,200,0.8,55,37.700000000000003,0,28,null,135.80645161290323,795,1,4,24,39.9,4.21,200,0.8,55,36.700000000000003,0,32]
[null,805,118.71610338522947,1,478.44339622641508,85.857107932976859,0.72321366255067898,653.11320754716985,110.05148995300547,0.92701400075348128,805,128.38679821629137,1.0814606827153082,956.88679245283015,144.30362940227948,1.215535426849544,null,null,null,null,null,null,null,null,null,null,128.38709677419354,0,55,37.700000000000003,805,1.21,24,3.98,38.9,200,0.8,28,5,null,104.19354838709677,805,2.0299999999999998,13,24,36.1,3.23,200,0.8,55,40.9,0,19,null,118.70967741935485,805,1.49,8,24,37.799999999999997,3.68,200,0.8,55,39,0,24,null,128.38709677419354,805,1.21,5,24,38.9,3.98,200,0.8,55,37.700000000000003,0,28,null,136.45161290322582,805,1.01,4,24,39.799999999999997,4.2300000000000004,200,0.8,55,36.6,0,32]
[null,815,119.20412468093292,0.99999999999999989,484.38679245283015,86.303814043269085,0.72400023299758898,661.2264150943397,110.57555193742297,0.92761514950421742,815,{"$f":"IF(K98>$B$11,\"\",$J$5*K98^6+$K$5*K98^5+$L$5*K98^4+$M$5*K98^3+$N$5*K98^2+$O$5*K98)","v":128.93545242423204},{"$f":"IF(K98>$B$11,\"\",1/$C98*L98)","v":1.0816358307176568},968.7735849056603,144.77453234201221,1.2145094201188269,null,null,null,null,null,null,null,null,null,null,129.03225806451613,0,55,37.6,815,1.22,24,4,38.799999999999997,200,0.8,28,6,null,104.83870967741936,815,2.0499999999999998,14,24,36,3.25,200,0.8,55,40.799999999999997,0,19,null,119.03225806451613,815,1.5,8,24,37.6,3.69,200,0.8,55,38.9,0,24,null,129.03225806451613,815,1.22,6,24,38.799999999999997,4,200,0.8,55,37.6,0,28,null,137.09677419354838,815,1.03,4,24,39.700000000000003,4.25,200,0.8,55,36.5,0,32]
[null,825,119.68250524203336,1,490.33018867924528,86.744778669216117,0.72479079957252379,669.33962264150944,111.09243790348063,0.92822620715382698,825,129.47467021712652,1.0818178476068037,980.66037735849056,145.21213874371168,1.2133113227371859,null,null,null,null,null,null,null,null,null,null,129.35483870967741,0,55,37.5,825,1.24,24,4.01,38.6,200,0.8,28,6,null,105.16129032258063,825,2.08,14,24,35.9,3.26,200,0.8,55,40.799999999999997,0,19,null,119.6774193548387,825,1.52,8,24,37.5,3.71,200,0.8,55,38.799999999999997,0,24,null,129.35483870967741,825,1.24,6,24,38.6,4.01,200,0.8,55,37.5,0,28,null,137.41935483870967,825,1.04,4,24,39.5,4.26,200,0.8,55,36.4,0,32]
[null,835,120.15146871720953,1,496.27358490566036,87.18017909735795,0.72558562977325447,677.45283018867929,111.60223004365616,0.92884615756404121,835,130.00451243313034,1.0820051874614294,992.54716981132071,145.613306729627,1.2119144966287918,null,null,null,null,null,null,null,null,null,null,130,0,55,37.5,835,1.25,24,4.03,38.5,200,0.8,28,6,null,105.48387096774194,835,2.1,14,24,35.799999999999997,3.27,200,0.8,55,40.700000000000003,0,19,null,120.00000000000001,835,1.54,8,24,37.4,3.72,200,0.8,55,38.799999999999997,0,24,null,130,835,1.25,6,24,38.5,4.03,200,0.8,55,37.5,0,28,null,138.06451612903226,835,1.05,4,24,39.4,4.28,200,0.8,55,36.4,0,32]
[null,845,120.61129173574977,1,502.21698113207543,87.610184898545782,0.72638459996343518,685.56603773584914,112.1049975049358,0.92947348371452132,845,130.52504100683927,1.0821958634918676,1004.4339622641509,145.97463559122889,1.2102899611675522,null,null,null,null,null,null,null,null,null,null,130.64516129032259,0,55,37.4,845,1.27,24,4.05,38.4,200,0.8,28,6,null,106.12903225806451,845,2.13,15,24,35.700000000000003,3.29,200,0.8,55,40.700000000000003,0,19,null,120.64516129032259,845,1.56,8,24,37.299999999999997,3.74,200,0.8,55,38.700000000000003,0,24,null,130.64516129032259,845,1.27,6,24,38.4,4.05,200,0.8,55,37.4,0,28,null,138.70967741935482,845,1.06,4,24,39.299999999999997,4.3,200,0.8,55,36.299999999999997,0,32]
[null,855,121.06231109624136,1,508.16037735849056,88.034958026489036,0.72718715865669836,693.67924528301887,112.60079768519972,0.93010613018683452,855,131.03632253463653,1.0823874197351651,"","","",null,null,null,null,null,null,null,null,null,null,130.96774193548384,0,55,37.299999999999997,855,1.28,24,4.0599999999999996,38.299999999999997,200,0.8,28,6,null,106.45161290322579,855,2.15,15,24,35.6,3.3,200,0.8,55,40.6,0,19,null,120.96774193548387,855,1.58,9,24,37.200000000000003,3.75,200,0.8,55,38.700000000000003,0,24,null,130.96774193548384,855,1.28,6,24,38.299999999999997,4.0599999999999996,200,0.8,55,37.299999999999997,0,28,null,139.0322580645161,855,1.08,4,24,39.200000000000003,4.3099999999999996,200,0.8,55,36.200000000000003,0,32]
[null,865,121.50493117880623,1,514.10377358490564,88.454652922026042,0.72799228857515663,701.79245283018872,113.08967759336582,0.93074146453318385,865,131.53843198033712,1.08257690205812,"","","",null,null,null,null,null,null,null,null,null,null,131.61290322580646,0,55,37.299999999999997,865,1.3,24,4.08,38.200000000000003,200,0.8,28,6,null,106.7741935483871,865,2.1800000000000002,15,24,35.5,3.31,200,0.8,55,40.6,0,19,null,121.61290322580645,865,1.6,9,24,37.1,3.77,200,0.8,55,38.6,0,24,null,131.61290322580646,865,1.3,6,24,38.200000000000003,4.08,200,0.8,55,37.299999999999997,0,28,null,139.67741935483872,865,1.0900000000000001,5,24,39.1,4.33,200,0.8,55,36.200000000000003,0,32]
[null,875,121.93963158088746,1,520.04716981132071,88.869416623119747,0.72879846749552535,709.90566037735857,113.57167527328954,0.93137623757664778,875,132.0314565211294,1.0827608285297108,"","","",null,null,null,null,null,null,null,null,null,null,131.93548387096774,0,55,37.200000000000003,875,1.31,24,4.09,38.1,200,0.8,28,6,null,107.09677419354838,875,2.2000000000000002,15,24,35.4,3.32,200,0.8,55,40.5,0,19,null,121.93548387096774,875,1.61,9,24,37,3.78,200,0.8,55,38.5,0,24,null,131.93548387096774,875,1.31,6,24,38.1,4.09,200,0.8,55,37.200000000000003,0,28,null,140.32258064516128,875,1.1000000000000001,5,24,39,4.3499999999999996,200,0.8,55,36.1,0,32]
[null,885,122.36697497658207,1,525.99056603773579,89.279388880577173,0.72960362792054789,718.01886792452831,114.04682129142094,0.93200654272320305,885,132.51549953381374,1.0829351592549694,"","","",null,null,null,null,null,null,null,null,null,null,132.58064516129033,0,55,37.1,885,1.33,24,4.1100000000000003,38,200,0.8,28,6,null,107.41935483870968,885,2.23,16,24,35.299999999999997,3.33,200,0.8,55,40.5,0,19,null,122.25806451612902,885,1.63,9,24,36.9,3.79,200,0.8,55,38.5,0,24,null,132.58064516129033,885,1.33,6,24,38,4.1100000000000003,200,0.8,55,37.1,0,28,null,140.64516129032259,885,1.1100000000000001,5,24,38.799999999999997,4.3600000000000003,200,0.8,55,36,0,32]
[null,895,122.7876151995238,1,531.93396226415098,89.684702279493621,0.73040511564428068,726.13207547169816,114.5151402882187,0.93262777440654143,895,132.99068472133837,1.0830952657988764,"","","",null,null,null,null,null,null,null,null,null,null,132.90322580645162,0,55,37.1,895,1.34,24,4.12,37.9,200,0.8,28,6,null,107.74193548387098,895,2.25,16,24,35.200000000000003,3.34,200,0.8,55,40.4,0,19,null,122.90322580645162,895,1.65,9,24,36.799999999999997,3.81,200,0.8,55,38.4,0,24,null,132.90322580645162,895,1.34,6,24,37.9,4.12,200,0.8,55,37.1,0,28,null,141.29032258064515,895,1.1299999999999999,5,24,38.700000000000003,4.38,200,0.8,55,35.9,0,32]
[null,905,123.20230554931382,1,537.87735849056605,90.085482366420564,0.73119964731798237,734.24528301886801,114.97665259332058,0.93323458583572705,905,133.45716037963192,1.0832359003721193,"","","",null,null,null,null,null,null,null,null,null,null,133.54838709677418,0,55,37,905,1.36,24,4.1399999999999997,37.799999999999997,200,0.8,28,7,null,108.38709677419355,905,2.2799999999999998,16,24,35.200000000000003,3.36,200,0.8,55,40.4,0,19,null,123.2258064516129,905,1.67,10,24,36.700000000000003,3.82,200,0.8,55,38.4,0,24,null,133.54838709677418,905,1.36,7,24,37.799999999999997,4.1399999999999997,200,0.8,55,37,0,28,null,141.93548387096774,905,1.1399999999999999,5,24,38.6,4.4000000000000004,200,0.8,55,35.9,0,32]
[null,915,123.61190732149907,0.99999999999999989,543.82075471698113,90.481847782258527,0.73198326716961482,742.35849056603774,115.43137590447157,0.93382084627372519,915,133.91510380473358,1.0833511650009344,"","","",null,null,null,null,null,null,null,null,null,null,133.87096774193549,0,55,36.9,915,1.37,24,4.1500000000000004,37.6,200,0.8,28,7,null,108.70967741935485,915,2.31,17,24,35.1,3.37,200,0.8,55,40.299999999999997,0,19,null,123.54838709677419,915,1.69,10,24,36.6,3.83,200,0.8,55,38.299999999999997,0,24,null,133.87096774193549,915,1.37,7,24,37.6,4.1500000000000004,200,0.8,55,36.9,0,28,null,142.25806451612905,915,1.1499999999999999,5,24,38.5,4.41,200,0.8,55,35.799999999999997,0,32]
[null,925,124.01739856110109,1,549.7641509433962,90.873910400873996,0.73275130308512393,750.47169811320759,115.87932703020812,0.93437959814256633,925,134.36472584022022,1.0834344809613241,"","","",null,null,null,null,null,null,null,null,null,null,134.19354838709677,0,55,36.9,925,1.39,24,4.16,37.5,200,0.8,28,7,null,109.03225806451613,925,2.33,17,24,35,3.38,200,0.8,55,40.299999999999997,0,19,null,124.19354838709677,925,1.71,10,24,36.5,3.85,200,0.8,55,38.200000000000003,0,24,null,134.19354838709677,925,1.39,7,24,37.5,4.16,200,0.8,55,36.9,0,28,null,142.90322580645159,925,1.17,5,24,38.4,4.43,200,0.8,55,35.700000000000003,0,32]
[null,935,124.419883039691,1,555.70754716981128,91.261775473440366,0.73349832232463263,758.58490566037744,116.32052369629992,0.9349030143292506,935,134.80627556493044,1.0834785588242846,"","","",null,null,null,null,null,null,null,null,null,null,{"$f":"IF($AA$13=$AO$13,AO110,IF($AA$13=$BC$13,BC110,IF($AA$13=$BQ$13,BQ110,IF($AA$13=$CE$13,CE110,\"-\"))))","v":134.83870967741933},{"$f":"IF($AA$13=$AO$13,AZ110,IF($AA$13=$BC$13,BN110,IF($AA$13=$BQ$13,CB110,IF($AA$13=$CE$13,CP110,\"-\"))))","v":0},{"$f":"IF($AA$13=$AO$13,AX110,IF($AA$13=$BC$13,BL110,IF($AA$13=$BQ$13,BZ110,IF($AA$13=$CE$13,CN110,\"-\"))))","v":55},{"$f":"IF($AA$13=$AO$13,AY110,IF($AA$13=$BC$13,BM110,IF($AA$13=$BQ$13,CA110,IF($AA$13=$CE$13,CO110,\"-\"))))","v":36.799999999999997},{"$f":"IF($AA$13=$AO$13,AP110,IF($AA$13=$BC$13,BD110,IF($AA$13=$BQ$13,BR110,IF($AA$13=$CE$13,CF110,\"-\"))))","v":935},{"$f":"IF($AA$13=$AO$13,AQ110,IF($AA$13=$BC$13,BE110,IF($AA$13=$BQ$13,BS110,IF($AA$13=$CE$13,CG110,\"-\"))))","v":1.4},{"$f":"IF($AA$13=$AO$13,AS110,IF($AA$13=$BC$13,BG110,IF($AA$13=$BQ$13,BU110,IF($AA$13=$CE$13,CI110,\"-\"))))","v":24},{"$f":"IF($AA$13=$AO$13,AU110,IF($AA$13=$BC$13,BI110,IF($AA$13=$BQ$13,BW110,IF($AA$13=$CE$13,CK110,\"-\"))))","v":4.18},{"$f":"IF($AA$13=$AO$13,AT110,IF($AA$13=$BC$13,BH110,IF($AA$13=$BQ$13,BV110,IF($AA$13=$CE$13,CJ110,\"-\"))))","v":37.4},{"$f":"IF($AA$13=$AO$13,AV110,IF($AA$13=$BC$13,BJ110,IF($AA$13=$BQ$13,BX110,IF($AA$13=$CE$13,CL110,\"-\"))))","v":200},{"$f":"IF($AA$13=$AO$13,AW110,IF($AA$13=$BC$13,BK110,IF($AA$13=$BQ$13,BY110,IF($AA$13=$CE$13,CM110,\"-\"))))","v":0.8},{"$f":"IF($AA$13=$AO$13,BA110,IF($AA$13=$BC$13,BO110,IF($AA$13=$BQ$13,CC110,IF($AA$13=$CE$13,CQ110,\"-\"))))","v":28},{"$f":"IF($AA$13=$AO$13,AR110,IF($AA$13=$BC$13,BF110,IF($AA$13=$BQ$13,BT110,IF($AA$13=$CE$13,CH110,\"-\"))))","v":7},null,109.35483870967742,935,2.36,17,24,34.9,3.39,200,0.8,55,40.200000000000003,0,19,null,124.51612903225806,935,1.73,10,24,36.4,3.86,200,0.8,55,38.200000000000003,0,24,null,134.83870967741933,935,1.4,7,24,37.4,4.18,200,0.8,55,36.799999999999997,0,28,null,143.22580645161293,935,1.18,5,24,38.299999999999997,4.4400000000000004,200,0.8,55,35.700000000000003,0,32]
[null,945,124.82059945601458,0.99999999999999989,561.65094339622635,91.645541778503556,0.73421808722204096,766.69811320754718,116.75498641594808,0.93538235615581433,945,135.24004512098551,1.0834753695333967,"","","",null,null,null,null,null,null,null,null,null,null,135.16129032258064,0,55,36.700000000000003,945,1.42,24,4.1900000000000004,37.299999999999997,200,0.8,28,7,null,109.67741935483872,945,2.38,18,24,34.799999999999997,3.4,200,0.8,55,40.200000000000003,0,19,null,124.83870967741936,945,1.74,10,24,36.299999999999997,3.87,200,0.8,55,38.1,0,24,null,135.16129032258064,945,1.42,7,24,37.299999999999997,4.1900000000000004,200,0.8,55,36.700000000000003,0,28,null,143.87096774193549,945,1.19,5,24,38.200000000000003,4.46,200,0.8,55,35.6,0,32]
[null,955,125.22093086016503,1,567.59433962264154,92.025301777771702,0.73490351130304976,774.81132075471703,117.18274042374065,0.93580793257797557,955,135.66637468210868,1.083416117019671,"","","",null,null,null,null,null,null,null,null,null,null,135.80645161290323,0,55,36.700000000000003,955,1.43,24,4.21,37.299999999999997,200,0.8,28,7,null,110,955,2.41,18,24,34.799999999999997,3.41,200,0.8,55,40.1,0,19,null,125.16129032258064,955,1.76,10,24,36.200000000000003,3.88,200,0.8,55,38.1,0,24,null,135.80645161290323,955,1.43,7,24,37.299999999999997,4.21,200,0.8,55,36.700000000000003,0,28,null,144.19354838709677,955,1.2,5,24,38.1,4.47,200,0.8,55,35.5,0,32]
[null,965,125.62241430130442,1,573.53773584905662,92.401141777629334,0.735546616354673,782.92452830188688,117.60381767336446,0.93616906128943356,965,136.08565756223905,1.0832912129505698,"","","",null,null,null,null,null,null,null,null,null,null,136.12903225806448,0,55,36.6,965,1.45,24,4.22,37.200000000000003,200,0.8,28,7,null,110.3225806451613,965,2.4300000000000002,18,24,34.700000000000003,3.42,200,0.8,55,40.1,0,19,null,125.80645161290322,965,1.78,11,24,36.200000000000003,3.9,200,0.8,55,38,0,24,null,136.12903225806448,965,1.45,7,24,37.200000000000003,4.22,200,0.8,55,36.6,0,28,null,144.51612903225808,965,1.22,5,24,38,4.4800000000000004,200,0.8,55,35.5,0,32]
[null,975,{"$f":"$J$4*B114^6+$K$4*B114^5+$L$4*B114^4+$M$4*B114^3+$N$4*B114^2+$O$4*B114","v":126.02675069893399},1,579.48113207547169,92.773142096375722,0.73613849108910212,791.03773584905662,118.01825889907462,0.93645403253321269,975,136.49834546444609,1.0830902543105927,"","","",null,null,null,null,null,null,null,null,null,null,136.45161290322582,0,55,36.6,975,1.46,24,4.2300000000000004,37.1,200,0.8,28,8,null,110.64516129032259,975,2.46,19,24,34.6,3.43,200,0.8,55,40,0,19,null,126.12903225806451,975,1.8,11,24,36.1,3.91,200,0.8,55,38,0,24,null,136.45161290322582,975,1.46,8,24,37.1,4.2300000000000004,200,0.8,55,36.6,0,28,null,145.16129032258067,975,1.23,6,24,37.9,4.5,200,0.8,55,35.4,0,32]
[null,985,{"$f":"$J$4*B115^6+$K$4*B115^5+$L$4*B115^4+$M$4*B115^3+$N$4*B115^2+$O$4*B115","v":126.43581493771165},0.99999999999999989,585.42452830188677,93.141377237187484,0.73666925216619505,799.15094339622647,118.42611574092035,0.93665007655673138,985,136.90495387013715,1.0828020046185733,"","","",null,null,null,null,null,null,null,null,null,null,136.7741935483871,0,55,36.5,985,1.47,24,4.24,37,200,0.8,28,8,null,110.96774193548387,985,2.48,19,24,34.5,3.44,200,0.8,55,40,0,19,null,126.45161290322579,985,1.82,11,24,36,3.92,200,0.8,55,37.9,0,24,null,136.7741935483871,985,1.47,8,24,37,4.24,200,0.8,55,36.5,0,28,null,145.48387096774192,985,1.24,6,24,37.799999999999997,4.51,200,0.8,55,35.4,0,32]
[null,995,{"$f":"$J$4*B116^6+$K$4*B116^5+$L$4*B116^4+$M$4*B116^3+$N$4*B116^2+$O$4*B116","v":126.85166618581917},1,591.36792452830184,93.505916066805639,0.73712800847119453,807.26415094339632,118.82745293372795,0.93674333579239788,995,137.30606756856676,1.0824143797010395,"","","",null,null,null,null,null,null,null,null,null,null,137.41935483870967,0,55,36.5,995,1.49,24,4.26,36.9,200,0.8,28,8,null,111.29032258064517,995,2.5099999999999998,19,24,34.4,3.45,200,0.8,55,40,0,19,null,126.77419354838709,995,1.84,11,24,35.9,3.93,200,0.8,55,37.9,0,24,null,137.41935483870967,995,1.49,8,24,36.9,4.26,200,0.8,55,36.5,0,28,null,145.8064516129032,995,1.25,6,24,37.700000000000003,4.5199999999999996,200,0.8,55,35.299999999999997,0,32]
[null,1005,{"$f":"$J$4*B117^6+$K$4*B117^5+$L$4*B117^4+$M$4*B117^3+$N$4*B117^2+$O$4*B117","v":127.27655843687782},1,597.31132075471692,93.866821999946865,0.73750282968642378,815.37735849056605,119.22235055984029,0.93671884299863462,1005,137.7023463266377,1.0819144390593378,"","","",null,null,null,null,null,null,null,null,null,null,137.74193548387095,0,55,36.4,1005,1.5,24,4.2699999999999996,36.799999999999997,200,0.8,28,8,null,111.61290322580646,1005,2.5299999999999998,20,24,34.4,3.46,200,0.8,55,39.9,0,19,null,127.0967741935484,1005,1.85,11,24,35.799999999999997,3.94,200,0.8,55,37.799999999999997,0,24,null,137.74193548387095,1005,1.5,8,24,36.799999999999997,4.2699999999999996,200,0.8,55,36.4,0,28,null,146.45161290322582,1005,1.27,6,24,37.6,4.54,200,0.8,55,35.299999999999997,0,32]
[null,null,null,null,null,null,null,null,null,null,null,null,null,null,null,null,null,null,null,null,null,null,null,null,null,null,null,null,null,null,null,null,null,null,null,null,null,null,null,null,null,1015,2.56,20,24,34.299999999999997,3.47,200,0.8,55,39.9,0,19,null,null,1015,1.87,12,24,35.700000000000003,3.96,200,0.8,55,37.799999999999997,0,24,null,null,1015,1.52,8,24,36.700000000000003,4.28,200,0.8,55,36.4,0,28,null,null,1015,1.28,6,24,37.5,4.55,200,0.8,55,35.200000000000003,0,32]
[]
[]
[]
[]
[]
[]
[]
[]
[]
[]
[]
[]
[]
[]
[]
[]
[]
[]
[]
[]
[]
[]
[]
[]
[]
[]
[]
[]
[]
[]
[]
[]
[]
[]
[]
[]
[]
[]
[]
[]
[]
[]
[]
[]
[]
[]
[]
[]
[]
[]
[]
[]
[]
[]
[]
[]
[]
[]
[]
[]
[]
[]
[]
[]
[]
[]
[]
[]
[]
[]
[]
[]
[]
[]
[]
[]
[]
[]
[]
[]
[]
[]
[]
[]
[]
[]
[]
[]
[]
[]
[]
[]
[]
[]
[]
[]
[]
[]
[]
[]
[]
[]
[]
[]
[]
[]
[]
[]
[]
[]
[]
[]
[null,null,null,null,null,null,null,null,null,null,null,null,null,null,null,null,null,null,null,null,null,null,null,null,null,null,null,null,null,null,null,null,null,null,null,null,null,null,null,null,null,null,null,null,null,null,null,null,null,null,null,null,null,null,"q sensibel"]
[null,null,null,null,null,null,null,null,null,null,null,null,null,null,null,null,null,null,null,null,null,null,null,null,null,null,null,null,null,null,null,null,null,null,null,null,null,null,null,null,null,null,null,null,null,null,null,null,null,null,null,null,null,null,"W/K"]
[]
[]
[null,null,null,null,null,null,null,null,null,null,null,null,null,null,null,null,null,null,null,null,null,null,null,null,null,null,null,null,null,null,null,null,null,null,null,null,null,null,null,null,null,null,null,null,null,null,null,null,null,null,null,null,null,null,{"$f":"DC18/(CZ18-CV18)*1000","v":{"$error":"#DIV/0!"}}]
[null,null,null,null,null,null,null,null,null,null,null,null,null,null,null,null,null,null,null,null,null,null,null,null,null,null,null,null,null,null,null,null,null,null,null,null,null,null,null,null,null,null,null,null,null,null,null,null,null,null,null,null,null,null,{"$error":"#DIV/0!"}]
[null,null,null,null,null,null,null,null,null,null,null,null,null,null,null,null,null,null,null,null,null,null,null,null,null,null,null,null,null,null,null,null,null,null,null,null,null,null,null,null,null,null,null,null,null,null,null,null,null,null,null,null,null,null,{"$error":"#DIV/0!"}]
[null,null,null,null,null,null,null,null,null,null,null,null,null,null,null,null,null,null,null,null,null,null,null,null,null,null,null,null,null,null,null,null,null,null,null,null,null,null,null,null,null,null,null,null,null,null,null,null,null,null,null,null,null,null,{"$error":"#DIV/0!"}]
[null,null,null,null,null,null,null,null,null,null,null,null,null,null,null,null,null,null,null,null,null,null,null,null,null,null,null,null,null,null,null,null,null,null,null,null,null,null,null,null,null,null,null,null,null,null,null,null,null,null,null,null,null,null,{"$error":"#DIV/0!"}]
[null,null,null,null,null,null,null,null,null,null,null,null,null,null,null,null,null,null,null,null,null,null,null,null,null,null,null,null,null,null,null,null,null,null,null,null,null,null,null,null,null,null,null,null,null,null,null,null,null,null,null,null,null,null,{"$error":"#DIV/0!"}]
[null,null,null,null,null,null,null,null,null,null,null,null,null,null,null,null,null,null,null,null,null,null,null,null,null,null,null,null,null,null,null,null,null,null,null,null,null,null,null,null,null,null,null,null,null,null,null,null,null,null,null,null,null,null,{"$error":"#DIV/0!"}]
[null,null,null,null,null,null,null,null,null,null,null,null,null,null,null,null,null,null,null,null,null,null,null,null,null,null,null,null,null,null,null,null,null,null,null,null,null,null,null,null,null,null,null,null,null,null,null,null,null,null,null,null,null,null,{"$error":"#DIV/0!"}]
[null,null,null,null,null,null,null,null,null,null,null,null,null,null,null,null,null,null,null,null,null,null,null,null,null,null,null,null,null,null,null,null,null,null,null,null,null,null,null,null,null,null,null,null,null,null,null,null,null,null,null,null,null,null,{"$error":"#DIV/0!"}]
[null,null,null,null,null,null,null,null,null,null,null,null,null,null,null,null,null,null,null,null,null,null,null,null,null,null,null,null,null,null,null,null,null,null,null,null,null,null,null,null,null,null,null,null,null,null,null,null,null,null,null,null,null,null,{"$error":"#DIV/0!"}]
[null,null,null,null,null,null,null,null,null,null,null,null,null,null,null,null,null,null,null,null,null,null,null,null,null,null,null,null,null,null,null,null,null,null,null,null,null,null,null,null,null,null,null,null,null,null,null,null,null,null,null,null,null,null,{"$error":"#DIV/0!"}]
[null,null,null,null,null,null,null,null,null,null,null,null,null,null,null,null,null,null,null,null,null,null,null,null,null,null,null,null,null,null,null,null,null,null,null,null,null,null,null,null,null,null,null,null,null,null,null,null,null,null,null,null,null,null,{"$error":"#DIV/0!"}]
[null,null,null,null,null,null,null,null,null,null,null,null,null,null,null,null,null,null,null,null,null,null,null,null,null,null,null,null,null,null,null,null,null,null,null,null,null,null,null,null,null,null,null,null,null,null,null,null,null,null,null,null,null,null,{"$error":"#DIV/0!"}]
[null,null,null,null,null,null,null,null,null,null,null,null,null,null,null,null,null,null,null,null,null,null,null,null,null,null,null,null,null,null,null,null,null,null,null,null,null,null,null,null,null,null,null,null,null,null,null,null,null,null,null,null,null,null,{"$error":"#DIV/0!"}]
[null,null,null,null,null,null,null,null,null,null,null,null,null,null,null,null,null,null,null,null,null,null,null,null,null,null,null,null,null,null,null,null,null,null,null,null,null,null,null,null,null,null,null,null,null,null,null,null,null,null,null,null,null,null,{"$error":"#DIV/0!"}]
[null,null,null,null,null,null,null,null,null,null,null,null,null,null,null,null,null,null,null,null,null,null,null,null,null,null,null,null,null,null,null,null,null,null,null,null,null,null,null,null,null,null,null,null,null,null,null,null,null,null,null,null,null,null,{"$error":"#DIV/0!"}]
[null,null,null,null,null,null,null,null,null,null,null,null,null,null,null,null,null,null,null,null,null,null,null,null,null,null,null,null,null,null,null,null,null,null,null,null,null,null,null,null,null,null,null,null,null,null,null,null,null,null,null,null,null,null,{"$error":"#DIV/0!"}]
[null,null,null,null,null,null,null,null,null,null,null,null,null,null,null,null,null,null,null,null,null,null,null,null,null,null,null,null,null,null,null,null,null,null,null,null,null,null,null,null,null,null,null,null,null,null,null,null,null,null,null,null,null,null,{"$error":"#DIV/0!"}]
[null,null,null,null,null,null,null,null,null,null,null,null,null,null,null,null,null,null,null,null,null,null,null,null,null,null,null,null,null,null,null,null,null,null,null,null,null,null,null,null,null,null,null,null,null,null,null,null,null,null,null,null,null,null,{"$error":"#DIV/0!"}]
[null,null,null,null,null,null,null,null,null,null,null,null,null,null,null,null,null,null,null,null,null,null,null,null,null,null,null,null,null,null,null,null,null,null,null,null,null,null,null,null,null,null,null,null,null,null,null,null,null,null,null,null,null,null,{"$error":"#DIV/0!"}]
[null,null,null,null,null,null,null,null,null,null,null,null,null,null,null,null,null,null,null,null,null,null,null,null,null,null,null,null,null,null,null,null,null,null,null,null,null,null,null,null,null,null,null,null,null,null,null,null,null,null,null,null,null,null,{"$error":"#DIV/0!"}]
[null,null,null,null,null,null,null,null,null,null,null,null,null,null,null,null,null,null,null,null,null,null,null,null,null,null,null,null,null,null,null,null,null,null,null,null,null,null,null,null,null,null,null,null,null,null,null,null,null,null,null,null,null,null,{"$error":"#DIV/0!"}]
[null,null,null,null,null,null,null,null,null,null,null,null,null,null,null,null,null,null,null,null,null,null,null,null,null,null,null,null,null,null,null,null,null,null,null,null,null,null,null,null,null,null,null,null,null,null,null,null,null,null,null,null,null,null,{"$error":"#DIV/0!"}]
[null,null,null,null,null,null,null,null,null,null,null,null,null,null,null,null,null,null,null,null,null,null,null,null,null,null,null,null,null,null,null,null,null,null,null,null,null,null,null,null,null,null,null,null,null,null,null,null,null,null,null,null,null,null,{"$error":"#DIV/0!"}]
[null,null,null,null,null,null,null,null,null,null,null,null,null,null,null,null,null,null,null,null,null,null,null,null,null,null,null,null,null,null,null,null,null,null,null,null,null,null,null,null,null,null,null,null,null,null,null,null,null,null,null,null,null,null,{"$error":"#DIV/0!"}]
[null,null,null,null,null,null,null,null,null,null,null,null,null,null,null,null,null,null,null,null,null,null,null,null,null,null,null,null,null,null,null,null,null,null,null,null,null,null,null,null,null,null,null,null,null,null,null,null,null,null,null,null,null,null,{"$error":"#DIV/0!"}]
[null,null,null,null,null,null,null,null,null,null,null,null,null,null,null,null,null,null,null,null,null,null,null,null,null,null,null,null,null,null,null,null,null,null,null,null,null,null,null,null,null,null,null,null,null,null,null,null,null,null,null,null,null,null,{"$error":"#DIV/0!"}]
[null,null,null,null,null,null,null,null,null,null,null,null,null,null,null,null,null,null,null,null,null,null,null,null,null,null,null,null,null,null,null,null,null,null,null,null,null,null,null,null,null,null,null,null,null,null,null,null,null,null,null,null,null,null,{"$error":"#DIV/0!"}]
[null,null,null,null,null,null,null,null,null,null,null,null,null,null,null,null,null,null,null,null,null,null,null,null,null,null,null,null,null,null,null,null,null,null,null,null,null,null,null,null,null,null,null,null,null,null,null,null,null,null,null,null,null,null,{"$error":"#DIV/0!"}]
[null,null,null,null,null,null,null,null,null,null,null,null,null,null,null,null,null,null,null,null,null,null,null,null,null,null,null,null,null,null,null,null,null,null,null,null,null,null,null,null,null,null,null,null,null,null,null,null,null,null,null,null,null,null,{"$error":"#DIV/0!"}]
[null,null,null,null,null,null,null,null,null,null,null,null,null,null,null,null,null,null,null,null,null,null,null,null,null,null,null,null,null,null,null,null,null,null,null,null,null,null,null,null,null,null,null,null,null,null,null,null,null,null,null,null,null,null,{"$error":"#DIV/0!"}]
[null,null,null,null,null,null,null,null,null,null,null,null,null,null,null,null,null,null,null,null,null,null,null,null,null,null,null,null,null,null,null,null,null,null,null,null,null,null,null,null,null,null,null,null,null,null,null,null,null,null,null,null,null,null,{"$error":"#DIV/0!"}]
[null,null,null,null,null,null,null,null,null,null,null,null,null,null,null,null,null,null,null,null,null,null,null,null,null,null,null,null,null,null,null,null,null,null,null,null,null,null,null,null,null,null,null,null,null,null,null,null,null,null,null,null,null,null,{"$f":"DC50/(CZ50-CV50)*1000","v":{"$error":"#DIV/0!"}}]
[null,null,null,null,null,null,null,null,null,null,null,null,null,null,null,null,null,null,null,null,null,null,null,null,null,null,null,null,null,null,null,null,null,null,null,null,null,null,null,null,null,null,null,null,null,null,null,null,null,null,null,null,null,null,{"$error":"#DIV/0!"}]
[null,null,null,null,null,null,null,null,null,null,null,null,null,null,null,null,null,null,null,null,null,null,null,null,null,null,null,null,null,null,null,null,null,null,null,null,null,null,null,null,null,null,null,null,null,null,null,null,null,null,null,null,null,null,{"$error":"#DIV/0!"}]
[null,null,null,null,null,null,null,null,null,null,null,null,null,null,null,null,null,null,null,null,null,null,null,null,null,null,null,null,null,null,null,null,null,null,null,null,null,null,null,null,null,null,null,null,null,null,null,null,null,null,null,null,null,null,{"$error":"#DIV/0!"}]
[null,null,null,null,null,null,null,null,null,null,null,null,null,null,null,null,null,null,null,null,null,null,null,null,null,null,null,null,null,null,null,null,null,null,null,null,null,null,null,null,null,null,null,null,null,null,null,null,null,null,null,null,null,null,{"$error":"#DIV/0!"}]
[null,null,null,null,null,null,null,null,null,null,null,null,null,null,null,null,null,null,null,null,null,null,null,null,null,null,null,null,null,null,null,null,null,null,null,null,null,null,null,null,null,null,null,null,null,null,null,null,null,null,null,null,null,null,{"$error":"#DIV/0!"}]
[null,null,null,null,null,null,null,null,null,null,null,null,null,null,null,null,null,null,null,null,null,null,null,null,null,null,null,null,null,null,null,null,null,null,null,null,null,null,null,null,null,null,null,null,null,null,null,null,null,null,null,null,null,null,{"$error":"#DIV/0!"}]
[null,null,null,null,null,null,null,null,null,null,null,null,null,null,null,null,null,null,null,null,null,null,null,null,null,null,null,null,null,null,null,null,null,null,null,null,null,null,null,null,null,null,null,null,null,null,null,null,null,null,null,null,null,null,{"$error":"#DIV/0!"}]
[null,null,null,null,null,null,null,null,null,null,null,null,null,null,null,null,null,null,null,null,null,null,null,null,null,null,null,null,null,null,null,null,null,null,null,null,null,null,null,null,null,null,null,null,null,null,null,null,null,null,null,null,null,null,{"$error":"#DIV/0!"}]
[null,null,null,null,null,null,null,null,null,null,null,null,null,null,null,null,null,null,null,null,null,null,null,null,null,null,null,null,null,null,null,null,null,null,null,null,null,null,null,null,null,null,null,null,null,null,null,null,null,null,null,null,null,null,{"$error":"#DIV/0!"}]
[null,null,null,null,null,null,null,null,null,null,null,null,null,null,null,null,null,null,null,null,null,null,null,null,null,null,null,null,null,null,null,null,null,null,null,null,null,null,null,null,null,null,null,null,null,null,null,null,null,null,null,null,null,null,{"$error":"#DIV/0!"}]
[null,null,null,null,null,null,null,null,null,null,null,null,null,null,null,null,null,null,null,null,null,null,null,null,null,null,null,null,null,null,null,null,null,null,null,null,null,null,null,null,null,null,null,null,null,null,null,null,null,null,null,null,null,null,{"$error":"#DIV/0!"}]
[null,null,null,null,null,null,null,null,null,null,null,null,null,null,null,null,null,null,null,null,null,null,null,null,null,null,null,null,null,null,null,null,null,null,null,null,null,null,null,null,null,null,null,null,null,null,null,null,null,null,null,null,null,null,{"$error":"#DIV/0!"}]
[null,null,null,null,null,null,null,null,null,null,null,null,null,null,null,null,null,null,null,null,null,null,null,null,null,null,null,null,null,null,null,null,null,null,null,null,null,null,null,null,null,null,null,null,null,null,null,null,null,null,null,null,null,null,{"$error":"#DIV/0!"}]
[null,null,null,null,null,null,null,null,null,null,null,null,null,null,null,null,null,null,null,null,null,null,null,null,null,null,null,null,null,null,null,null,null,null,null,null,null,null,null,null,null,null,null,null,null,null,null,null,null,null,null,null,null,null,{"$error":"#DIV/0!"}]
[null,null,null,null,null,null,null,null,null,null,null,null,null,null,null,null,null,null,null,null,null,null,null,null,null,null,null,null,null,null,null,null,null,null,null,null,null,null,null,null,null,null,null,null,null,null,null,null,null,null,null,null,null,null,{"$error":"#DIV/0!"}]
[null,null,null,null,null,null,null,null,null,null,null,null,null,null,null,null,null,null,null,null,null,null,null,null,null,null,null,null,null,null,null,null,null,null,null,null,null,null,null,null,null,null,null,null,null,null,null,null,null,null,null,null,null,null,{"$error":"#DIV/0!"}]
[null,null,null,null,null,null,null,null,null,null,null,null,null,null,null,null,null,null,null,null,null,null,null,null,null,null,null,null,null,null,null,null,null,null,null,null,null,null,null,null,null,null,null,null,null,null,null,null,null,null,null,null,null,null,{"$error":"#DIV/0!"}]
[null,null,null,null,null,null,null,null,null,null,null,null,null,null,null,null,null,null,null,null,null,null,null,null,null,null,null,null,null,null,null,null,null,null,null,null,null,null,null,null,null,null,null,null,null,null,null,null,null,null,null,null,null,null,{"$error":"#DIV/0!"}]
[null,null,null,null,null,null,null,null,null,null,null,null,null,null,null,null,null,null,null,null,null,null,null,null,null,null,null,null,null,null,null,null,null,null,null,null,null,null,null,null,null,null,null,null,null,null,null,null,null,null,null,null,null,null,{"$error":"#DIV/0!"}]
[null,null,null,null,null,null,null,null,null,null,null,null,null,null,null,null,null,null,null,null,null,null,null,null,null,null,null,null,null,null,null,null,null,null,null,null,null,null,null,null,null,null,null,null,null,null,null,null,null,null,null,null,null,null,{"$error":"#DIV/0!"}]
[null,null,null,null,null,null,null,null,null,null,null,null,null,null,null,null,null,null,null,null,null,null,null,null,null,null,null,null,null,null,null,null,null,null,null,null,null,null,null,null,null,null,null,null,null,null,null,null,null,null,null,null,null,null,{"$error":"#DIV/0!"}]
[null,null,null,null,null,null,null,null,null,null,null,null,null,null,null,null,null,null,null,null,null,null,null,null,null,null,null,null,null,null,null,null,null,null,null,null,null,null,null,null,null,null,null,null,null,null,null,null,null,null,null,null,null,null,{"$error":"#DIV/0!"}]
[null,null,null,null,null,null,null,null,null,null,null,null,null,null,null,null,null,null,null,null,null,null,null,null,null,null,null,null,null,null,null,null,null,null,null,null,null,null,null,null,null,null,null,null,null,null,null,null,null,null,null,null,null,null,{"$error":"#DIV/0!"}]
[null,null,null,null,null,null,null,null,null,null,null,null,null,null,null,null,null,null,null,null,null,null,null,null,null,null,null,null,null,null,null,null,null,null,null,null,null,null,null,null,null,null,null,null,null,null,null,null,null,null,null,null,null,null,{"$error":"#DIV/0!"}]
[null,null,null,null,null,null,null,null,null,null,null,null,null,null,null,null,null,null,null,null,null,null,null,null,null,null,null,null,null,null,null,null,null,null,null,null,null,null,null,null,null,null,null,null,null,null,null,null,null,null,null,null,null,null,{"$error":"#DIV/0!"}]
[null,null,null,null,null,null,null,null,null,null,null,null,null,null,null,null,null,null,null,null,null,null,null,null,null,null,null,null,null,null,null,null,null,null,null,null,null,null,null,null,null,null,null,null,null,null,null,null,null,null,null,null,null,null,{"$error":"#DIV/0!"}]
[null,null,null,null,null,null,null,null,null,null,null,null,null,null,null,null,null,null,null,null,null,null,null,null,null,null,null,null,null,null,null,null,null,null,null,null,null,null,null,null,null,null,null,null,null,null,null,null,null,null,null,null,null,null,{"$error":"#DIV/0!"}]
[null,null,null,null,null,null,null,null,null,null,null,null,null,null,null,null,null,null,null,null,null,null,null,null,null,null,null,null,null,null,null,null,null,null,null,null,null,null,null,null,null,null,null,null,null,null,null,null,null,null,null,null,null,null,{"$error":"#DIV/0!"}]
[null,null,null,null,null,null,null,null,null,null,null,null,null,null,null,null,null,null,null,null,null,null,null,null,null,null,null,null,null,null,null,null,null,null,null,null,null,null,null,null,null,null,null,null,null,null,null,null,null,null,null,null,null,null,{"$error":"#DIV/0!"}]
[null,null,null,null,null,null,null,null,null,null,null,null,null,null,null,null,null,null,null,null,null,null,null,null,null,null,null,null,null,null,null,null,null,null,null,null,null,null,null,null,null,null,null,null,null,null,null,null,null,null,null,null,null,null,{"$error":"#DIV/0!"}]
[null,null,null,null,null,null,null,null,null,null,null,null,null,null,null,null,null,null,null,null,null,null,null,null,null,null,null,null,null,null,null,null,null,null,null,null,null,null,null,null,null,null,null,null,null,null,null,null,null,null,null,null,null,null,{"$error":"#DIV/0!"}]
[null,null,null,null,null,null,null,null,null,null,null,null,null,null,null,null,null,null,null,null,null,null,null,null,null,null,null,null,null,null,null,null,null,null,null,null,null,null,null,null,null,null,null,null,null,null,null,null,null,null,null,null,null,null,{"$f":"DC82/(CZ82-CV82)*1000","v":{"$error":"#DIV/0!"}}]
[null,null,null,null,null,null,null,null,null,null,null,null,null,null,null,null,null,null,null,null,null,null,null,null,null,null,null,null,null,null,null,null,null,null,null,null,null,null,null,null,null,null,null,null,null,null,null,null,null,null,null,null,null,null,{"$error":"#DIV/0!"}]
[null,null,null,null,null,null,null,null,null,null,null,null,null,null,null,null,null,null,null,null,null,null,null,null,null,null,null,null,null,null,null,null,null,null,null,null,null,null,null,null,null,null,null,null,null,null,null,null,null,null,null,null,null,null,{"$error":"#DIV/0!"}]
[null,null,null,null,null,null,null,null,null,null,null,null,null,null,null,null,null,null,null,null,null,null,null,null,null,null,null,null,null,null,null,null,null,null,null,null,null,null,null,null,null,null,null,null,null,null,null,null,null,null,null,null,null,null,{"$error":"#DIV/0!"}]
[null,null,null,null,null,null,null,null,null,null,null,null,null,null,null,null,null,null,null,null,null,null,null,null,null,null,null,null,null,null,null,null,null,null,null,null,null,null,null,null,null,null,null,null,null,null,null,null,null,null,null,null,null,null,{"$error":"#DIV/0!"}]
[null,null,null,null,null,null,null,null,null,null,null,null,null,null,null,null,null,null,null,null,null,null,null,null,null,null,null,null,null,null,null,null,null,null,null,null,null,null,null,null,null,null,null,null,null,null,null,null,null,null,null,null,null,null,{"$error":"#DIV/0!"}]
[null,null,null,null,null,null,null,null,null,null,null,null,null,null,null,null,null,null,null,null,null,null,null,null,null,null,null,null,null,null,null,null,null,null,null,null,null,null,null,null,null,null,null,null,null,null,null,null,null,null,null,null,null,null,{"$error":"#DIV/0!"}]
[null,null,null,null,null,null,null,null,null,null,null,null,null,null,null,null,null,null,null,null,null,null,null,null,null,null,null,null,null,null,null,null,null,null,null,null,null,null,null,null,null,null,null,null,null,null,null,null,null,null,null,null,null,null,{"$error":"#DIV/0!"}]
[null,null,null,null,null,null,null,null,null,null,null,null,null,null,null,null,null,null,null,null,null,null,null,null,null,null,null,null,null,null,null,null,null,null,null,null,null,null,null,null,null,null,null,null,null,null,null,null,null,null,null,null,null,null,{"$error":"#DIV/0!"}]
[null,null,null,null,null,null,null,null,null,null,null,null,null,null,null,null,null,null,null,null,null,null,null,null,null,null,null,null,null,null,null,null,null,null,null,null,null,null,null,null,null,null,null,null,null,null,null,null,null,null,null,null,null,null,{"$error":"#DIV/0!"}]
[null,null,null,null,null,null,null,null,null,null,null,null,null,null,null,null,null,null,null,null,null,null,null,null,null,null,null,null,null,null,null,null,null,null,null,null,null,null,null,null,null,null,null,null,null,null,null,null,null,null,null,null,null,null,{"$error":"#DIV/0!"}]
[null,null,null,null,null,null,null,null,null,null,null,null,null,null,null,null,null,null,null,null,null,null,null,null,null,null,null,null,null,null,null,null,null,null,null,null,null,null,null,null,null,null,null,null,null,null,null,null,null,null,null,null,null,null,{"$error":"#DIV/0!"}]
[null,null,null,null,null,null,null,null,null,null,null,null,null,null,null,null,null,null,null,null,null,null,null,null,null,null,null,null,null,null,null,null,null,null,null,null,null,null,null,null,null,null,null,null,null,null,null,null,null,null,null,null,null,null,{"$error":"#DIV/0!"}]
[null,null,null,null,null,null,null,null,null,null,null,null,null,null,null,null,null,null,null,null,null,null,null,null,null,null,null,null,null,null,null,null,null,null,null,null,null,null,null,null,null,null,null,null,null,null,null,null,null,null,null,null,null,null,{"$error":"#DIV/0!"}]
[null,null,null,null,null,null,null,null,null,null,null,null,null,null,null,null,null,null,null,null,null,null,null,null,null,null,null,null,null,null,null,null,null,null,null,null,null,null,null,null,null,null,null,null,null,null,null,null,null,null,null,null,null,null,{"$error":"#DIV/0!"}]
[null,null,null,null,null,null,null,null,null,null,null,null,null,null,null,null,null,null,null,null,null,null,null,null,null,null,null,null,null,null,null,null,null,null,null,null,null,null,null,null,null,null,null,null,null,null,null,null,null,null,null,null,null,null,{"$error":"#DIV/0!"}]
[null,null,null,null,null,null,null,null,null,null,null,null,null,null,null,null,null,null,null,null,null,null,null,null,null,null,null,null,null,null,null,null,null,null,null,null,null,null,null,null,null,null,null,null,null,null,null,null,null,null,null,null,null,null,{"$error":"#DIV/0!"}]
[null,null,null,null,null,null,null,null,null,null,null,null,null,null,null,null,null,null,null,null,null,null,null,null,null,null,null,null,null,null,null,null,null,null,null,null,null,null,null,null,null,null,null,null,null,null,null,null,null,null,null,null,null,null,{"$error":"#DIV/0!"}]
[null,null,null,null,null,null,null,null,null,null,null,null,null,null,null,null,null,null,null,null,null,null,null,null,null,null,null,null,null,null,null,null,null,null,null,null,null,null,null,null,null,null,null,null,null,null,null,null,null,null,null,null,null,null,{"$error":"#DIV/0!"}]
[null,null,null,null,null,null,null,null,null,null,null,null,null,null,null,null,null,null,null,null,null,null,null,null,null,null,null,null,null,null,null,null,null,null,null,null,null,null,null,null,null,null,null,null,null,null,null,null,null,null,null,null,null,null,{"$error":"#DIV/0!"}]
[null,null,null,null,null,null,null,null,null,null,null,null,null,null,null,null,null,null,null,null,null,null,null,null,null,null,null,null,null,null,null,null,null,null,null,null,null,null,null,null,null,null,null,null,null,null,null,null,null,null,null,null,null,null,{"$error":"#DIV/0!"}]
[null,null,null,null,null,null,null,null,null,null,null,null,null,null,null,null,null,null,null,null,null,null,null,null,null,null,null,null,null,null,null,null,null,null,null,null,null,null,null,null,null,null,null,null,null,null,null,null,null,null,null,null,null,null,{"$error":"#DIV/0!"}]
[null,null,null,null,null,null,null,null,null,null,null,null,null,null,null,null,null,null,null,null,null,null,null,null,null,null,null,null,null,null,null,null,null,null,null,null,null,null,null,null,null,null,null,null,null,null,null,null,null,null,null,null,null,null,{"$error":"#DIV/0!"}]
[null,null,null,null,null,null,null,null,null,null,null,null,null,null,null,null,null,null,null,null,null,null,null,null,null,null,null,null,null,null,null,null,null,null,null,null,null,null,null,null,null,null,null,null,null,null,null,null,null,null,null,null,null,null,{"$error":"#DIV/0!"}]
[null,null,null,null,null,null,null,null,null,null,null,null,null,null,null,null,null,null,null,null,null,null,null,null,null,null,null,null,null,null,null,null,null,null,null,null,null,null,null,null,null,null,null,null,null,null,null,null,null,null,null,null,null,null,{"$error":"#DIV/0!"}]
[null,null,null,null,null,null,null,null,null,null,null,null,null,null,null,null,null,null,null,null,null,null,null,null,null,null,null,null,null,null,null,null,null,null,null,null,null,null,null,null,null,null,null,null,null,null,null,null,null,null,null,null,null,null,{"$error":"#DIV/0!"}]
[null,null,null,null,null,null,null,null,null,null,null,null,null,null,null,null,null,null,null,null,null,null,null,null,null,null,null,null,null,null,null,null,null,null,null,null,null,null,null,null,null,null,null,null,null,null,null,null,null,null,null,null,null,null,{"$error":"#DIV/0!"}]
[null,null,null,null,null,null,null,null,null,null,null,null,null,null,null,null,null,null,null,null,null,null,null,null,null,null,null,null,null,null,null,null,null,null,null,null,null,null,null,null,null,null,null,null,null,null,null,null,null,null,null,null,null,null,{"$error":"#DIV/0!"}]
[null,null,null,null,null,null,null,null,null,null,null,null,null,null,null,null,null,null,null,null,null,null,null,null,null,null,null,null,null,null,null,null,null,null,null,null,null,null,null,null,null,null,null,null,null,null,null,null,null,null,null,null,null,null,{"$error":"#DIV/0!"}]
[null,null,null,null,null,null,null,null,null,null,null,null,null,null,null,null,null,null,null,null,null,null,null,null,null,null,null,null,null,null,null,null,null,null,null,null,null,null,null,null,null,null,null,null,null,null,null,null,null,null,null,null,null,null,{"$error":"#DIV/0!"}]
[null,null,null,null,null,null,null,null,null,null,null,null,null,null,null,null,null,null,null,null,null,null,null,null,null,null,null,null,null,null,null,null,null,null,null,null,null,null,null,null,null,null,null,null,null,null,null,null,null,null,null,null,null,null,{"$error":"#DIV/0!"}]
[null,null,null,null,null,null,null,null,null,null,null,null,null,null,null,null,null,null,null,null,null,null,null,null,null,null,null,null,null,null,null,null,null,null,null,null,null,null,null,null,null,null,null,null,null,null,null,null,null,null,null,null,null,null,{"$error":"#DIV/0!"}]
[null,null,null,null,null,null,null,null,null,null,null,null,null,null,null,null,null,null,null,null,null,null,null,null,null,null,null,null,null,null,null,null,null,null,null,null,null,null,null,null,null,null,null,null,null,null,null,null,null,null,null,null,null,null,{"$f":"DC114/(CZ114-CV114)*1000","v":{"$error":"#DIV/0!"}}]
[null,null,null,null,null,null,null,null,null,null,null,null,null,null,null,null,null,null,null,null,null,null,null,null,null,null,null,null,null,null,null,null,null,null,null,null,null,null,null,null,null,null,null,null,null,null,null,null,null,null,null,null,null,null,{"$f":"DC115/(CZ115-CV115)*1000","v":{"$error":"#DIV/0!"}}]
[null,null,null,null,null,null,null,null,null,null,null,null,null,null,null,null,null,null,null,null,null,null,null,null,null,null,null,null,null,null,null,null,null,null,null,null,null,null,null,null,null,null,null,null,null,null,null,null,null,null,null,null,null,null,{"$f":"DC116/(CZ116-CV116)*1000","v":{"$error":"#DIV/0!"}}]
[null,null,null,null,null,null,null,null,null,null,null,null,null,null,null,null,null,null,null,null,null,null,null,null,null,null,null,null,null,null,null,null,null,null,null,null,null,null,null,null,null,null,null,null,null,null,null,null,null,null,null,null,null,null,{"$f":"DC117/(CZ117-CV117)*1000","v":{"$error":"#DIV/0!"}}]
[]
[]
[]
[null,null,null,null,null,null,null,null,null,null,null,null,null,null,null,null,null,null,null,null,null,null,null,null,null,null,null,null,null,null,null,null,null,null,null,null,null,null,null,null,null,null,null,null,null,null,null,null,null,null,null,null,null,null,"q sensibel"]
[null,null,null,null,null,null,null,null,null,null,null,null,null,null,null,null,null,null,null,null,null,null,null,null,null,null,null,null,null,null,null,null,null,null,null,null,null,null,null,null,null,null,null,null,null,null,null,null,null,null,null,null,null,null,"W/K"]
[]
[]
[null,null,null,null,null,null,null,null,null,null,null,null,null,null,null,null,null,null,null,null,null,null,null,null,null,null,null,null,null,null,null,null,null,null,null,null,null,null,null,null,null,null,null,null,null,null,null,null,null,null,null,null,null,null,{"$f":"DS18/(DP18-DL18)*1000","v":{"$error":"#DIV/0!"}}]
[null,null,null,null,null,null,null,null,null,null,null,null,null,null,null,null,null,null,null,null,null,null,null,null,null,null,null,null,null,null,null,null,null,null,null,null,null,null,null,null,null,null,null,null,null,null,null,null,null,null,null,null,null,null,{"$error":"#DIV/0!"}]
[null,null,null,null,null,null,null,null,null,null,null,null,null,null,null,null,null,null,null,null,null,null,null,null,null,null,null,null,null,null,null,null,null,null,null,null,null,null,null,null,null,null,null,null,null,null,null,null,null,null,null,null,null,null,{"$error":"#DIV/0!"}]
[null,null,null,null,null,null,null,null,null,null,null,null,null,null,null,null,null,null,null,null,null,null,null,null,null,null,null,null,null,null,null,null,null,null,null,null,null,null,null,null,null,null,null,null,null,null,null,null,null,null,null,null,null,null,{"$error":"#DIV/0!"}]
[null,null,null,null,null,null,null,null,null,null,null,null,null,null,null,null,null,null,null,null,null,null,null,null,null,null,null,null,null,null,null,null,null,null,null,null,null,null,null,null,null,null,null,null,null,null,null,null,null,null,null,null,null,null,{"$error":"#DIV/0!"}]
[null,null,null,null,null,null,null,null,null,null,null,null,null,null,null,null,null,null,null,null,null,null,null,null,null,null,null,null,null,null,null,null,null,null,null,null,null,null,null,null,null,null,null,null,null,null,null,null,null,null,null,null,null,null,{"$error":"#DIV/0!"}]
[null,null,null,null,null,null,null,null,null,null,null,null,null,null,null,null,null,null,null,null,null,null,null,null,null,null,null,null,null,null,null,null,null,null,null,null,null,null,null,null,null,null,null,null,null,null,null,null,null,null,null,null,null,null,{"$error":"#DIV/0!"}]
[null,null,null,null,null,null,null,null,null,null,null,null,null,null,null,null,null,null,null,null,null,null,null,null,null,null,null,null,null,null,null,null,null,null,null,null,null,null,null,null,null,null,null,null,null,null,null,null,null,null,null,null,null,null,{"$error":"#DIV/0!"}]
[null,null,null,null,null,null,null,null,null,null,null,null,null,null,null,null,null,null,null,null,null,null,null,null,null,null,null,null,null,null,null,null,null,null,null,null,null,null,null,null,null,null,null,null,null,null,null,null,null,null,null,null,null,null,{"$error":"#DIV/0!"}]
[null,null,null,null,null,null,null,null,null,null,null,null,null,null,null,null,null,null,null,null,null,null,null,null,null,null,null,null,null,null,null,null,null,null,null,null,null,null,null,null,null,null,null,null,null,null,null,null,null,null,null,null,null,null,{"$error":"#DIV/0!"}]
[null,null,null,null,null,null,null,null,null,null,null,null,null,null,null,null,null,null,null,null,null,null,null,null,null,null,null,null,null,null,null,null,null,null,null,null,null,null,null,null,null,null,null,null,null,null,null,null,null,null,null,null,null,null,{"$error":"#DIV/0!"}]
[null,null,null,null,null,null,null,null,null,null,null,null,null,null,null,null,null,null,null,null,null,null,null,null,null,null,null,null,null,null,null,null,null,null,null,null,null,null,null,null,null,null,null,null,null,null,null,null,null,null,null,null,null,null,{"$error":"#DIV/0!"}]
[null,null,null,null,null,null,null,null,null,null,null,null,null,null,null,null,null,null,null,null,null,null,null,null,null,null,null,null,null,null,null,null,null,null,null,null,null,null,null,null,null,null,null,null,null,null,null,null,null,null,null,null,null,null,{"$error":"#DIV/0!"}]
[null,null,null,null,null,null,null,null,null,null,null,null,null,null,null,null,null,null,null,null,null,null,null,null,null,null,null,null,null,null,null,null,null,null,null,null,null,null,null,null,null,null,null,null,null,null,null,null,null,null,null,null,null,null,{"$error":"#DIV/0!"}]
[null,null,null,null,null,null,null,null,null,null,null,null,null,null,null,null,null,null,null,null,null,null,null,null,null,null,null,null,null,null,null,null,null,null,null,null,null,null,null,null,null,null,null,null,null,null,null,null,null,null,null,null,null,null,{"$error":"#DIV/0!"}]
[null,null,null,null,null,null,null,null,null,null,null,null,null,null,null,null,null,null,null,null,null,null,null,null,null,null,null,null,null,null,null,null,null,null,null,null,null,null,null,null,null,null,null,null,null,null,null,null,null,null,null,null,null,null,{"$error":"#DIV/0!"}]
[null,null,null,null,null,null,null,null,null,null,null,null,null,null,null,null,null,null,null,null,null,null,null,null,null,null,null,null,null,null,null,null,null,null,null,null,null,null,null,null,null,null,null,null,null,null,null,null,null,null,null,null,null,null,{"$error":"#DIV/0!"}]
[null,null,null,null,null,null,null,null,null,null,null,null,null,null,null,null,null,null,null,null,null,null,null,null,null,null,null,null,null,null,null,null,null,null,null,null,null,null,null,null,null,null,null,null,null,null,null,null,null,null,null,null,null,null,{"$error":"#DIV/0!"}]
[null,null,null,null,null,null,null,null,null,null,null,null,null,null,null,null,null,null,null,null,null,null,null,null,null,null,null,null,null,null,null,null,null,null,null,null,null,null,null,null,null,null,null,null,null,null,null,null,null,null,null,null,null,null,{"$error":"#DIV/0!"}]
[null,null,null,null,null,null,null,null,null,null,null,null,null,null,null,null,null,null,null,null,null,null,null,null,null,null,null,null,null,null,null,null,null,null,null,null,null,null,null,null,null,null,null,null,null,null,null,null,null,null,null,null,null,null,{"$error":"#DIV/0!"}]
[null,null,null,null,null,null,null,null,null,null,null,null,null,null,null,null,null,null,null,null,null,null,null,null,null,null,null,null,null,null,null,null,null,null,null,null,null,null,null,null,null,null,null,null,null,null,null,null,null,null,null,null,null,null,{"$error":"#DIV/0!"}]
[null,null,null,null,null,null,null,null,null,null,null,null,null,null,null,null,null,null,null,null,null,null,null,null,null,null,null,null,null,null,null,null,null,null,null,null,null,null,null,null,null,null,null,null,null,null,null,null,null,null,null,null,null,null,{"$error":"#DIV/0!"}]
[null,null,null,null,null,null,null,null,null,null,null,null,null,null,null,null,null,null,null,null,null,null,null,null,null,null,null,null,null,null,null,null,null,null,null,null,null,null,null,null,null,null,null,null,null,null,null,null,null,null,null,null,null,null,{"$error":"#DIV/0!"}]
[null,null,null,null,null,null,null,null,null,null,null,null,null,null,null,null,null,null,null,null,null,null,null,null,null,null,null,null,null,null,null,null,null,null,null,null,null,null,null,null,null,null,null,null,null,null,null,null,null,null,null,null,null,null,{"$error":"#DIV/0!"}]
[null,null,null,null,null,null,null,null,null,null,null,null,null,null,null,null,null,null,null,null,null,null,null,null,null,null,null,null,null,null,null,null,null,null,null,null,null,null,null,null,null,null,null,null,null,null,null,null,null,null,null,null,null,null,{"$error":"#DIV/0!"}]
[null,null,null,null,null,null,null,null,null,null,null,null,null,null,null,null,null,null,null,null,null,null,null,null,null,null,null,null,null,null,null,null,null,null,null,null,null,null,null,null,null,null,null,null,null,null,null,null,null,null,null,null,null,null,{"$error":"#DIV/0!"}]
[null,null,null,null,null,null,null,null,null,null,null,null,null,null,null,null,null,null,null,null,null,null,null,null,null,null,null,null,null,null,null,null,null,null,null,null,null,null,null,null,null,null,null,null,null,null,null,null,null,null,null,null,null,null,{"$error":"#DIV/0!"}]
[null,null,null,null,null,null,null,null,null,null,null,null,null,null,null,null,null,null,null,null,null,null,null,null,null,null,null,null,null,null,null,null,null,null,null,null,null,null,null,null,null,null,null,null,null,null,null,null,null,null,null,null,null,null,{"$error":"#DIV/0!"}]
[null,null,null,null,null,null,null,null,null,null,null,null,null,null,null,null,null,null,null,null,null,null,null,null,null,null,null,null,null,null,null,null,null,null,null,null,null,null,null,null,null,null,null,null,null,null,null,null,null,null,null,null,null,null,{"$error":"#DIV/0!"}]
[null,null,null,null,null,null,null,null,null,null,null,null,null,null,null,null,null,null,null,null,null,null,null,null,null,null,null,null,null,null,null,null,null,null,null,null,null,null,null,null,null,null,null,null,null,null,null,null,null,null,null,null,null,null,{"$error":"#DIV/0!"}]
[null,null,null,null,null,null,null,null,null,null,null,null,null,null,null,null,null,null,null,null,null,null,null,null,null,null,null,null,null,null,null,null,null,null,null,null,null,null,null,null,null,null,null,null,null,null,null,null,null,null,null,null,null,null,{"$error":"#DIV/0!"}]
[null,null,null,null,null,null,null,null,null,null,null,null,null,null,null,null,null,null,null,null,null,null,null,null,null,null,null,null,null,null,null,null,null,null,null,null,null,null,null,null,null,null,null,null,null,null,null,null,null,null,null,null,null,null,{"$error":"#DIV/0!"}]
[null,null,null,null,null,null,null,null,null,null,null,null,null,null,null,null,null,null,null,null,null,null,null,null,null,null,null,null,null,null,null,null,null,null,null,null,null,null,null,null,null,null,null,null,null,null,null,null,null,null,null,null,null,null,{"$f":"DS50/(DP50-DL50)*1000","v":{"$error":"#DIV/0!"}}]
[null,null,null,null,null,null,null,null,null,null,null,null,null,null,null,null,null,null,null,null,null,null,null,null,null,null,null,null,null,null,null,null,null,null,null,null,null,null,null,null,null,null,null,null,null,null,null,null,null,null,null,null,null,null,{"$error":"#DIV/0!"}]
[null,null,null,null,null,null,null,null,null,null,null,null,null,null,null,null,null,null,null,null,null,null,null,null,null,null,null,null,null,null,null,null,null,null,null,null,null,null,null,null,null,null,null,null,null,null,null,null,null,null,null,null,null,null,{"$error":"#DIV/0!"}]
[null,null,null,null,null,null,null,null,null,null,null,null,null,null,null,null,null,null,null,null,null,null,null,null,null,null,null,null,null,null,null,null,null,null,null,null,null,null,null,null,null,null,null,null,null,null,null,null,null,null,null,null,null,null,{"$error":"#DIV/0!"}]
[null,null,null,null,null,null,null,null,null,null,null,null,null,null,null,null,null,null,null,null,null,null,null,null,null,null,null,null,null,null,null,null,null,null,null,null,null,null,null,null,null,null,null,null,null,null,null,null,null,null,null,null,null,null,{"$error":"#DIV/0!"}]
[null,null,null,null,null,null,null,null,null,null,null,null,null,null,null,null,null,null,null,null,null,null,null,null,null,null,null,null,null,null,null,null,null,null,null,null,null,null,null,null,null,null,null,null,null,null,null,null,null,null,null,null,null,null,{"$error":"#DIV/0!"}]
[null,null,null,null,null,null,null,null,null,null,null,null,null,null,null,null,null,null,null,null,null,null,null,null,null,null,null,null,null,null,null,null,null,null,null,null,null,null,null,null,null,null,null,null,null,null,null,null,null,null,null,null,null,null,{"$error":"#DIV/0!"}]
[null,null,null,null,null,null,null,null,null,null,null,null,null,null,null,null,null,null,null,null,null,null,null,null,null,null,null,null,null,null,null,null,null,null,null,null,null,null,null,null,null,null,null,null,null,null,null,null,null,null,null,null,null,null,{"$error":"#DIV/0!"}]
[null,null,null,null,null,null,null,null,null,null,null,null,null,null,null,null,null,null,null,null,null,null,null,null,null,null,null,null,null,null,null,null,null,null,null,null,null,null,null,null,null,null,null,null,null,null,null,null,null,null,null,null,null,null,{"$error":"#DIV/0!"}]
[null,null,null,null,null,null,null,null,null,null,null,null,null,null,null,null,null,null,null,null,null,null,null,null,null,null,null,null,null,null,null,null,null,null,null,null,null,null,null,null,null,null,null,null,null,null,null,null,null,null,null,null,null,null,{"$error":"#DIV/0!"}]
[null,null,null,null,null,null,null,null,null,null,null,null,null,null,null,null,null,null,null,null,null,null,null,null,null,null,null,null,null,null,null,null,null,null,null,null,null,null,null,null,null,null,null,null,null,null,null,null,null,null,null,null,null,null,{"$error":"#DIV/0!"}]
[null,null,null,null,null,null,null,null,null,null,null,null,null,null,null,null,null,null,null,null,null,null,null,null,null,null,null,null,null,null,null,null,null,null,null,null,null,null,null,null,null,null,null,null,null,null,null,null,null,null,null,null,null,null,{"$error":"#DIV/0!"}]
[null,null,null,null,null,null,null,null,null,null,null,null,null,null,null,null,null,null,null,null,null,null,null,null,null,null,null,null,null,null,null,null,null,null,null,null,null,null,null,null,null,null,null,null,null,null,null,null,null,null,null,null,null,null,{"$error":"#DIV/0!"}]
[null,null,null,null,null,null,null,null,null,null,null,null,null,null,null,null,null,null,null,null,null,null,null,null,null,null,null,null,null,null,null,null,null,null,null,null,null,null,null,null,null,null,null,null,null,null,null,null,null,null,null,null,null,null,{"$error":"#DIV/0!"}]
[null,null,null,null,null,null,null,null,null,null,null,null,null,null,null,null,null,null,null,null,null,null,null,null,null,null,null,null,null,null,null,null,null,null,null,null,null,null,null,null,null,null,null,null,null,null,null,null,null,null,null,null,null,null,{"$error":"#DIV/0!"}]
[null,null,null,null,null,null,null,null,null,null,null,null,null,null,null,null,null,null,null,null,null,null,null,null,null,null,null,null,null,null,null,null,null,null,null,null,null,null,null,null,null,null,null,null,null,null,null,null,null,null,null,null,null,null,{"$error":"#DIV/0!"}]
[null,null,null,null,null,null,null,null,null,null,null,null,null,null,null,null,null,null,null,null,null,null,null,null,null,null,null,null,null,null,null,null,null,null,null,null,null,null,null,null,null,null,null,null,null,null,null,null,null,null,null,null,null,null,{"$error":"#DIV/0!"}]
[null,null,null,null,null,null,null,null,null,null,null,null,null,null,null,null,null,null,null,null,null,null,null,null,null,null,null,null,null,null,null,null,null,null,null,null,null,null,null,null,null,null,null,null,null,null,null,null,null,null,null,null,null,null,{"$error":"#DIV/0!"}]
[null,null,null,null,null,null,null,null,null,null,null,null,null,null,null,null,null,null,null,null,null,null,null,null,null,null,null,null,null,null,null,null,null,null,null,null,null,null,null,null,null,null,null,null,null,null,null,null,null,null,null,null,null,null,{"$error":"#DIV/0!"}]
[null,null,null,null,null,null,null,null,null,null,null,null,null,null,null,null,null,null,null,null,null,null,null,null,null,null,null,null,null,null,null,null,null,null,null,null,null,null,null,null,null,null,null,null,null,null,null,null,null,null,null,null,null,null,{"$error":"#DIV/0!"}]
[null,null,null,null,null,null,null,null,null,null,null,null,null,null,null,null,null,null,null,null,null,null,null,null,null,null,null,null,null,null,null,null,null,null,null,null,null,null,null,null,null,null,null,null,null,null,null,null,null,null,null,null,null,null,{"$error":"#DIV/0!"}]
[null,null,null,null,null,null,null,null,null,null,null,null,null,null,null,null,null,null,null,null,null,null,null,null,null,null,null,null,null,null,null,null,null,null,null,null,null,null,null,null,null,null,null,null,null,null,null,null,null,null,null,null,null,null,{"$error":"#DIV/0!"}]
[null,null,null,null,null,null,null,null,null,null,null,null,null,null,null,null,null,null,null,null,null,null,null,null,null,null,null,null,null,null,null,null,null,null,null,null,null,null,null,null,null,null,null,null,null,null,null,null,null,null,null,null,null,null,{"$error":"#DIV/0!"}]
[null,null,null,null,null,null,null,null,null,null,null,null,null,null,null,null,null,null,null,null,null,null,null,null,null,null,null,null,null,null,null,null,null,null,null,null,null,null,null,null,null,null,null,null,null,null,null,null,null,null,null,null,null,null,{"$error":"#DIV/0!"}]
[null,null,null,null,null,null,null,null,null,null,null,null,null,null,null,null,null,null,null,null,null,null,null,null,null,null,null,null,null,null,null,null,null,null,null,null,null,null,null,null,null,null,null,null,null,null,null,null,null,null,null,null,null,null,{"$error":"#DIV/0!"}]
[null,null,null,null,null,null,null,null,null,null,null,null,null,null,null,null,null,null,null,null,null,null,null,null,null,null,null,null,null,null,null,null,null,null,null,null,null,null,null,null,null,null,null,null,null,null,null,null,null,null,null,null,null,null,{"$error":"#DIV/0!"}]
[null,null,null,null,null,null,null,null,null,null,null,null,null,null,null,null,null,null,null,null,null,null,null,null,null,null,null,null,null,null,null,null,null,null,null,null,null,null,null,null,null,null,null,null,null,null,null,null,null,null,null,null,null,null,{"$error":"#DIV/0!"}]
[null,null,null,null,null,null,null,null,null,null,null,null,null,null,null,null,null,null,null,null,null,null,null,null,null,null,null,null,null,null,null,null,null,null,null,null,null,null,null,null,null,null,null,null,null,null,null,null,null,null,null,null,null,null,{"$error":"#DIV/0!"}]
[null,null,null,null,null,null,null,null,null,null,null,null,null,null,null,null,null,null,null,null,null,null,null,null,null,null,null,null,null,null,null,null,null,null,null,null,null,null,null,null,null,null,null,null,null,null,null,null,null,null,null,null,null,null,{"$error":"#DIV/0!"}]
[null,null,null,null,null,null,null,null,null,null,null,null,null,null,null,null,null,null,null,null,null,null,null,null,null,null,null,null,null,null,null,null,null,null,null,null,null,null,null,null,null,null,null,null,null,null,null,null,null,null,null,null,null,null,{"$error":"#DIV/0!"}]
[null,null,null,null,null,null,null,null,null,null,null,null,null,null,null,null,null,null,null,null,null,null,null,null,null,null,null,null,null,null,null,null,null,null,null,null,null,null,null,null,null,null,null,null,null,null,null,null,null,null,null,null,null,null,{"$error":"#DIV/0!"}]
[null,null,null,null,null,null,null,null,null,null,null,null,null,null,null,null,null,null,null,null,null,null,null,null,null,null,null,null,null,null,null,null,null,null,null,null,null,null,null,null,null,null,null,null,null,null,null,null,null,null,null,null,null,null,{"$error":"#DIV/0!"}]
[null,null,null,null,null,null,null,null,null,null,null,null,null,null,null,null,null,null,null,null,null,null,null,null,null,null,null,null,null,null,null,null,null,null,null,null,null,null,null,null,null,null,null,null,null,null,null,null,null,null,null,null,null,null,{"$f":"DS82/(DP82-DL82)*1000","v":{"$error":"#DIV/0!"}}]
[null,null,null,null,null,null,null,null,null,null,null,null,null,null,null,null,null,null,null,null,null,null,null,null,null,null,null,null,null,null,null,null,null,null,null,null,null,null,null,null,null,null,null,null,null,null,null,null,null,null,null,null,null,null,{"$error":"#DIV/0!"}]
[null,null,null,null,null,null,null,null,null,null,null,null,null,null,null,null,null,null,null,null,null,null,null,null,null,null,null,null,null,null,null,null,null,null,null,null,null,null,null,null,null,null,null,null,null,null,null,null,null,null,null,null,null,null,{"$error":"#DIV/0!"}]
[null,null,null,null,null,null,null,null,null,null,null,null,null,null,null,null,null,null,null,null,null,null,null,null,null,null,null,null,null,null,null,null,null,null,null,null,null,null,null,null,null,null,null,null,null,null,null,null,null,null,null,null,null,null,{"$error":"#DIV/0!"}]
[null,null,null,null,null,null,null,null,null,null,null,null,null,null,null,null,null,null,null,null,null,null,null,null,null,null,null,null,null,null,null,null,null,null,null,null,null,null,null,null,null,null,null,null,null,null,null,null,null,null,null,null,null,null,{"$error":"#DIV/0!"}]
[null,null,null,null,null,null,null,null,null,null,null,null,null,null,null,null,null,null,null,null,null,null,null,null,null,null,null,null,null,null,null,null,null,null,null,null,null,null,null,null,null,null,null,null,null,null,null,null,null,null,null,null,null,null,{"$error":"#DIV/0!"}]
[null,null,null,null,null,null,null,null,null,null,null,null,null,null,null,null,null,null,null,null,null,null,null,null,null,null,null,null,null,null,null,null,null,null,null,null,null,null,null,null,null,null,null,null,null,null,null,null,null,null,null,null,null,null,{"$error":"#DIV/0!"}]
[null,null,null,null,null,null,null,null,null,null,null,null,null,null,null,null,null,null,null,null,null,null,null,null,null,null,null,null,null,null,null,null,null,null,null,null,null,null,null,null,null,null,null,null,null,null,null,null,null,null,null,null,null,null,{"$error":"#DIV/0!"}]
[null,null,null,null,null,null,null,null,null,null,null,null,null,null,null,null,null,null,null,null,null,null,null,null,null,null,null,null,null,null,null,null,null,null,null,null,null,null,null,null,null,null,null,null,null,null,null,null,null,null,null,null,null,null,{"$error":"#DIV/0!"}]
[null,null,null,null,null,null,null,null,null,null,null,null,null,null,null,null,null,null,null,null,null,null,null,null,null,null,null,null,null,null,null,null,null,null,null,null,null,null,null,null,null,null,null,null,null,null,null,null,null,null,null,null,null,null,{"$error":"#DIV/0!"}]
[null,null,null,null,null,null,null,null,null,null,null,null,null,null,null,null,null,null,null,null,null,null,null,null,null,null,null,null,null,null,null,null,null,null,null,null,null,null,null,null,null,null,null,null,null,null,null,null,null,null,null,null,null,null,{"$error":"#DIV/0!"}]
[null,null,null,null,null,null,null,null,null,null,null,null,null,null,null,null,null,null,null,null,null,null,null,null,null,null,null,null,null,null,null,null,null,null,null,null,null,null,null,null,null,null,null,null,null,null,null,null,null,null,null,null,null,null,{"$error":"#DIV/0!"}]
[null,null,null,null,null,null,null,null,null,null,null,null,null,null,null,null,null,null,null,null,null,null,null,null,null,null,null,null,null,null,null,null,null,null,null,null,null,null,null,null,null,null,null,null,null,null,null,null,null,null,null,null,null,null,{"$error":"#DIV/0!"}]
[null,null,null,null,null,null,null,null,null,null,null,null,null,null,null,null,null,null,null,null,null,null,null,null,null,null,null,null,null,null,null,null,null,null,null,null,null,null,null,null,null,null,null,null,null,null,null,null,null,null,null,null,null,null,{"$error":"#DIV/0!"}]
[null,null,null,null,null,null,null,null,null,null,null,null,null,null,null,null,null,null,null,null,null,null,null,null,null,null,null,null,null,null,null,null,null,null,null,null,null,null,null,null,null,null,null,null,null,null,null,null,null,null,null,null,null,null,{"$error":"#DIV/0!"}]
[null,null,null,null,null,null,null,null,null,null,null,null,null,null,null,null,null,null,null,null,null,null,null,null,null,null,null,null,null,null,null,null,null,null,null,null,null,null,null,null,null,null,null,null,null,null,null,null,null,null,null,null,null,null,{"$error":"#DIV/0!"}]
[null,null,null,null,null,null,null,null,null,null,null,null,null,null,null,null,null,null,null,null,null,null,null,null,null,null,null,null,null,null,null,null,null,null,null,null,null,null,null,null,null,null,null,null,null,null,null,null,null,null,null,null,null,null,{"$error":"#DIV/0!"}]
[null,null,null,null,null,null,null,null,null,null,null,null,null,null,null,null,null,null,null,null,null,null,null,null,null,null,null,null,null,null,null,null,null,null,null,null,null,null,null,null,null,null,null,null,null,null,null,null,null,null,null,null,null,null,{"$error":"#DIV/0!"}]
[null,null,null,null,null,null,null,null,null,null,null,null,null,null,null,null,null,null,null,null,null,null,null,null,null,null,null,null,null,null,null,null,null,null,null,null,null,null,null,null,null,null,null,null,null,null,null,null,null,null,null,null,null,null,{"$error":"#DIV/0!"}]
[null,null,null,null,null,null,null,null,null,null,null,null,null,null,null,null,null,null,null,null,null,null,null,null,null,null,null,null,null,null,null,null,null,null,null,null,null,null,null,null,null,null,null,null,null,null,null,null,null,null,null,null,null,null,{"$error":"#DIV/0!"}]
[null,null,null,null,null,null,null,null,null,null,null,null,null,null,null,null,null,null,null,null,null,null,null,null,null,null,null,null,null,null,null,null,null,null,null,null,null,null,null,null,null,null,null,null,null,null,null,null,null,null,null,null,null,null,{"$error":"#DIV/0!"}]
[null,null,null,null,null,null,null,null,null,null,null,null,null,null,null,null,null,null,null,null,null,null,null,null,null,null,null,null,null,null,null,null,null,null,null,null,null,null,null,null,null,null,null,null,null,null,null,null,null,null,null,null,null,null,{"$error":"#DIV/0!"}]
[null,null,null,null,null,null,null,null,null,null,null,null,null,null,null,null,null,null,null,null,null,null,null,null,null,null,null,null,null,null,null,null,null,null,null,null,null,null,null,null,null,null,null,null,null,null,null,null,null,null,null,null,null,null,{"$error":"#DIV/0!"}]
[null,null,null,null,null,null,null,null,null,null,null,null,null,null,null,null,null,null,null,null,null,null,null,null,null,null,null,null,null,null,null,null,null,null,null,null,null,null,null,null,null,null,null,null,null,null,null,null,null,null,null,null,null,null,{"$error":"#DIV/0!"}]
[null,null,null,null,null,null,null,null,null,null,null,null,null,null,null,null,null,null,null,null,null,null,null,null,null,null,null,null,null,null,null,null,null,null,null,null,null,null,null,null,null,null,null,null,null,null,null,null,null,null,null,null,null,null,{"$error":"#DIV/0!"}]
[null,null,null,null,null,null,null,null,null,null,null,null,null,null,null,null,null,null,null,null,null,null,null,null,null,null,null,null,null,null,null,null,null,null,null,null,null,null,null,null,null,null,null,null,null,null,null,null,null,null,null,null,null,null,{"$error":"#DIV/0!"}]
[null,null,null,null,null,null,null,null,null,null,null,null,null,null,null,null,null,null,null,null,null,null,null,null,null,null,null,null,null,null,null,null,null,null,null,null,null,null,null,null,null,null,null,null,null,null,null,null,null,null,null,null,null,null,{"$error":"#DIV/0!"}]
[null,null,null,null,null,null,null,null,null,null,null,null,null,null,null,null,null,null,null,null,null,null,null,null,null,null,null,null,null,null,null,null,null,null,null,null,null,null,null,null,null,null,null,null,null,null,null,null,null,null,null,null,null,null,{"$error":"#DIV/0!"}]
[null,null,null,null,null,null,null,null,null,null,null,null,null,null,null,null,null,null,null,null,null,null,null,null,null,null,null,null,null,null,null,null,null,null,null,null,null,null,null,null,null,null,null,null,null,null,null,null,null,null,null,null,null,null,{"$error":"#DIV/0!"}]
[null,null,null,null,null,null,null,null,null,null,null,null,null,null,null,null,null,null,null,null,null,null,null,null,null,null,null,null,null,null,null,null,null,null,null,null,null,null,null,null,null,null,null,null,null,null,null,null,null,null,null,null,null,null,{"$error":"#DIV/0!"}]
[null,null,null,null,null,null,null,null,null,null,null,null,null,null,null,null,null,null,null,null,null,null,null,null,null,null,null,null,null,null,null,null,null,null,null,null,null,null,null,null,null,null,null,null,null,null,null,null,null,null,null,null,null,null,{"$error":"#DIV/0!"}]
[null,null,null,null,null,null,null,null,null,null,null,null,null,null,null,null,null,null,null,null,null,null,null,null,null,null,null,null,null,null,null,null,null,null,null,null,null,null,null,null,null,null,null,null,null,null,null,null,null,null,null,null,null,null,{"$error":"#DIV/0!"}]
[null,null,null,null,null,null,null,null,null,null,null,null,null,null,null,null,null,null,null,null,null,null,null,null,null,null,null,null,null,null,null,null,null,null,null,null,null,null,null,null,null,null,null,null,null,null,null,null,null,null,null,null,null,null,{"$f":"DS114/(DP114-DL114)*1000","v":{"$error":"#DIV/0!"}}]
[null,null,null,null,null,null,null,null,null,null,null,null,null,null,null,null,null,null,null,null,null,null,null,null,null,null,null,null,null,null,null,null,null,null,null,null,null,null,null,null,null,null,null,null,null,null,null,null,null,null,null,null,null,null,{"$f":"DS115/(DP115-DL115)*1000","v":{"$error":"#DIV/0!"}}]
[null,null,null,null,null,null,null,null,null,null,null,null,null,null,null,null,null,null,null,null,null,null,null,null,null,null,null,null,null,null,null,null,null,null,null,null,null,null,null,null,null,null,null,null,null,null,null,null,null,null,null,null,null,null,{"$f":"DS116/(DP116-DL116)*1000","v":{"$error":"#DIV/0!"}}]
[null,null,null,null,null,null,null,null,null,null,null,null,null,null,null,null,null,null,null,null,null,null,null,null,null,null,null,null,null,null,null,null,null,null,null,null,null,null,null,null,null,null,null,null,null,null,null,null,null,null,null,null,null,null,{"$f":"BI441/(BG441-BL441)*1000","v":{"$error":"#DIV/0!"}}]

{"sheet":"BG1000;WT3,2;h (2)","index":9,"n_rows":441,"n_cols":95,"rows_kept":441,"cut":false,"hidden":true,"merged":[]}
["TT - Anfrage Frank Barnert",null,"Master auswählen ->","BG","WT","Verhältnis","DpK =","Verhältnis","Polynom 6 Ordnung",6,5,4,3,2,1,0]
["2017-09-12",null,null,"BG 1000",{"$f":"VLOOKUP(D2,D3:F6,2,0)","v":1060},{"$f":"VLOOKUP(D2,D3:F6,3,0)","v":1},{"$f":"VLOOKUP(D2,D3:G6,4,0)","v":8},{"$f":"VLOOKUP(E2,E3:H6,4,0)","v":1},{"$f":"D2","v":"BG 1000"},{"$f":"VLOOKUP($I2,$I$3:$P$6,2,0)","v":4.7886330532182138E-16},{"$f":"VLOOKUP($I2,$I$3:$P$6,3,0)","v":-1.3867309795240501E-12},{"$f":"VLOOKUP($I2,$I$3:$P$6,4,0)","v":1.2701078274196923E-9},{"$f":"VLOOKUP($I2,$I$3:$P$6,5,0)","v":-7.7779700591088068E-8},{"$f":"VLOOKUP($I2,$I$3:$P$6,6,0)","v":-5.7315896235581585E-4},{"$f":"VLOOKUP($I2,$I$3:$P$6,7,0)","v":0.38429339574961391},{"$f":"VLOOKUP($I2,$I$3:$P$6,8,0)","v":0},null,null,null,null,null,null,null,null,null,null,null,null,null,null,null,null,null,null,null,null,null,null,null,null,"  Datentabelle aus Eurocoil entnehmen"]
[{"$f":"MID(CELL(\"dateiname\",A1),FIND(\"]\",CELL(\"dateiname\",A1))+1,255)","v":"BG1000;WT3,2;h (2)"},null,null,"BG 600",630,{"$f":"E3/$E$2","v":0.59433962264150941},{"$f":"BA18","v":6},{"$f":"G3/$G$2","v":0.75},{"$f":"D3","v":"BG 600"},{"$f":"LINEST(AO18:AO117,AP18:AP117^{1,2,3,4,5,6},0,0)","v":6.1517336335646961E-18},2.6786389416035278E-13,-9.66247125167643E-10,1.3479231306514898E-6,-9.6085332301513136E-4,0.38716166828107956,0]
[null,null,null,"BG 800",860,{"$f":"E4/$E$2","v":0.81132075471698117},{"$f":"BO18","v":7},{"$f":"G4/$G$2","v":0.875},{"$f":"D4","v":"BG 800"},{"$f":"LINEST(BC18:BC117,BD18:BD117^{1,2,3,4,5,6},0,0)","v":3.7733156433188833E-16},-9.8185634437216193E-13,6.540076647373398E-10,3.5801067265067357E-7,-7.0123598937720574E-4,0.38420838211929143,0]
["WT 2L",2.1,"mm","BG 1000",1060,{"$f":"E5/$E$2","v":1},{"$f":"CC18","v":8},{"$f":"G5/$G$2","v":1},{"$f":"D5","v":"BG 1000"},{"$f":"LINEST(BQ18:BQ117,BR18:BR117^{1,2,3,4,5,6},0,0)","v":4.7886330532182138E-16},-1.3867309795240501E-12,1.2701078274196923E-9,-7.7779700591088068E-8,-5.7315896235581585E-4,0.38429339574961391,0,null,null,null,null,null,null,null,null,null,null,null,null,null,null,null,null,null,null,null,null,null,null,null,null,null,null,null,null,null,null,null,null,null,null,null,null,null,null,null,11,9,10,1,2,4,6,5,7,8,12,3]
["Länge",830,"mm","BG 1200",1260,{"$f":"E6/$E$2","v":1.1886792452830188},{"$f":"CQ18","v":9},{"$f":"G6/$G$2","v":1.125},{"$f":"D6","v":"BG 1200"},{"$f":"LINEST(CE18:CE116,CF18:CF116^{1,2,3,4,5,6},0,0)","v":5.4025829882679703E-16},-1.6275705732032605E-12,1.6431992158860471E-9,-3.533448953663546E-7,-4.8822865958835106E-4,0.3852036823949066,0]
["Rohrreihen",3,null,null,null,null,"Wassermenge =",{"$f":"CL18","v":100}]
[null,null,null,"Beispiel:","mit Korrektur",null,null,null,"Korrekturfaktoren",6,5,4,3,2,1,0]
[null,null,null,30,{"$f":"(J9*$D$9^$J$8+K9*$D$9^$K$8+L9*$D$9^$L$8+M9*$D$9^$M$8+N9*$D$9^$N$8+O9*$D$9^$O$8+P9)*$D$9","v":18.721737366493215},{"$f":"I9","v":"BG 600"},null,null,{"$f":"D3","v":"BG 600"},{"$f":"LINEST(G18:G117,C18:C117^{0,1,2,3,4,5,6},0,0)","v":2.4194447797838835E-12},-9.9281758436345245E-10,1.4117739562749474E-7,-8.7589299724810198E-6,2.6389819747246914E-4,-2.6899841277169081E-3,0.6117481691770118]
["Grenzen",null,null,null,{"$f":"(J10*$D$9^$J$8+K10*$D$9^$K$8+L10*$D$9^$L$8+M10*$D$9^$M$8+N10*$D$9^$N$8+O10*$D$9^$O$8+P10)*$D$9","v":25.216171228091852},{"$f":"I10","v":"BG 800"},null,null,{"$f":"D4","v":"BG 800"},{"$f":"LINEST(J18:J117,C18:C117^{0,1,2,3,4,5,6},0,0)","v":9.9414251929070608E-12},-2.9753748894395883E-9,3.3762140465904419E-7,-1.8097854023389174E-5,4.8039227966248198E-4,-4.7890120016441219E-3,0.83207938099491963]
["Maximum",{"$f":"MAX(B18:B117)","v":1005},"m³/h",null,30.816562913764113,"BG 1000",null,null,{"$f":"D5","v":"BG 1000"},{"$f":"LINEST(M18:M97,C18:C97^{0,1,2,3,4,5,6},0,0)","v":2.9430126954857042E-12},-8.6671606031745993E-10,9.4391167635971314E-8,-4.8497830887873004E-6,1.2240503275966628E-4,-4.9082220671626381E-4,1.0051819421327508]
[null,null,null,null,36.35786124395419,"BG 1200",null,null,{"$f":"D6","v":"BG 1200"},{"$f":"LINEST(P18:P84,C18:C84^{0,1,2,3,4,5,6},0,0)","v":9.3405089501530485E-14},7.8078618740797773E-11,-1.8870883200816255E-8,1.2747735384378872E-6,-4.8408535211919707E-5,1.4861068617944811E-3,1.1898143110778898,null,null,null,null,null,null,null,null,null,null,null,null,null,null,null,null,null,null,null,null,null,null,null,null,{"$f":"E3","v":630},1,2,3,4,5,6,7,8,9,10,11,12,null,{"$f":"E4","v":860},1,2,3,4,5,6,7,8,9,10,11,12,null,{"$f":"E5","v":1060},1,2,3,4,5,6,7,8,9,10,11,12,null,{"$f":"E6","v":1260},1,2,3,4,5,6,7,8,9,10,11,12]
[null,{"$f":"CONCATENATE(\"Master - \",AA13)","v":"Master - BG 1000"},null,null,{"$f":"AO13","v":"BG 600"},null,null,{"$f":"BC13","v":"BG 800"},null,null,{"$f":"BQ13","v":"BG 1000"},null,null,{"$f":"CE13","v":"BG 1200"},null,null,null,null,null,null,null,null,null,null,null,null,{"$f":"D2","v":"BG 1000"},null,null,null,null,null,null,null,null,null,null,null,null,null,{"$f":"D3","v":"BG 600"},null,null,null,null,null,null,null,null,null,null,null,null,null,{"$f":"D4","v":"BG 800"},null,null,null,null,null,null,null,null,null,null,null,null,null,{"$f":"D5","v":"BG 1000"},null,null,null,null,null,null,null,null,null,null,null,null,null,{"$f":"D6","v":"BG 1200"}]
[null,"Volumen-nstrom","spez. \nLeistung","Korrektur-faktor","Volumen-nstrom","spez. \nLeistung","Korrektur-faktor","Volumen-nstrom","spez. \nLeistung","Korrektur-faktor","Volumen-nstrom","spez. \nLeistung","Korrektur-faktor","Volumen-nstrom","spez. \nLeistung","Korrektur-faktor",null,null,null,null,null,null,null,null,null,null,{"$f":"IF($AA$13=$AO$13,AO14,IF($AA$13=$BC$13,BC14,IF($AA$13=$BQ$13,BQ14,IF($AA$13=$CE$13,CE14,\"-\"))))","v":"q sensibel"},{"$f":"IF($AA$13=$AO$13,AZ14,IF($AA$13=$BC$13,BN14,IF($AA$13=$BQ$13,CB14,IF($AA$13=$CE$13,CP14,\"-\"))))","v":"S"},{"$f":"IF($AA$13=$AO$13,AX14,IF($AA$13=$BC$13,BL14,IF($AA$13=$BQ$13,BZ14,IF($AA$13=$CE$13,CN14,\"-\"))))","v":"TWI"},"TWO",{"$f":"IF($AA$13=$AO$13,AP14,IF($AA$13=$BC$13,BD14,IF($AA$13=$BQ$13,BR14,IF($AA$13=$CE$13,CF14,\"-\"))))","v":"QA"},"VA",{"$f":"IF($AA$13=$AO$13,AS14,IF($AA$13=$BC$13,BG14,IF($AA$13=$BQ$13,BU14,IF($AA$13=$CE$13,CI14,\"-\"))))","v":"TAI"},{"$f":"IF($AA$13=$AO$13,AU14,IF($AA$13=$BC$13,BI14,IF($AA$13=$BQ$13,BW14,IF($AA$13=$CE$13,CK14,\"-\"))))","v":"PT"},{"$f":"IF($AA$13=$AO$13,AT14,IF($AA$13=$BC$13,BH14,IF($AA$13=$BQ$13,BV14,IF($AA$13=$CE$13,CJ14,\"-\"))))","v":"TAO"},{"$f":"IF($AA$13=$AO$13,AV14,IF($AA$13=$BC$13,BJ14,IF($AA$13=$BQ$13,BX14,IF($AA$13=$CE$13,CL14,\"-\"))))","v":"QW"},"VW",{"$f":"IF($AA$13=$AO$13,BA14,IF($AA$13=$BC$13,BO14,IF($AA$13=$BQ$13,CC14,IF($AA$13=$CE$13,CQ14,\"-\"))))","v":"DPW"},{"$f":"IF($AA$13=$AO$13,AR14,IF($AA$13=$BC$13,BF14,IF($AA$13=$BQ$13,BT14,IF($AA$13=$CE$13,CH14,\"-\"))))","v":"DPA"},null,"q sensibel","QA","VA","DPA","TAI","TAO","PT","QW","VW","TWI","TWO","S","DPW",null,"q sensibel","QA","VA","DPA","TAI","TAO","PT","QW","VW","TWI","TWO","S","DPW",null,"q sensibel","QA","VA","DPA","TAI","TAO","PT","QW","VW","TWI","TWO","S","DPW",null,"q sensibel","QA","VA","DPA","TAI","TAO","PT","QW","VW","TWI","TWO","S","DPW"]
[null,"[m³/h]","[W/K]","[-]","[m³/h]","[W/K]","[-]","[m³/h]","[W/K]","[-]","[m³/h]","[W/K]","[-]","[m³/h]","[W/K]","[-]",null,null,null,null,null,null,null,null,null,null,"W/K",0,"°C","°C","m3/h","m/s","°C","kW","°C","l/h","m/s","kPa","Pa",null,"W/K","m3/h","m/s","Pa","°C","°C","kW","l/h","m/s","°C","°C",null,"kPa",null,"W/K","m3/h","m/s","Pa","°C","°C","kW","l/h","m/s","°C","°C",null,"kPa",null,"W/K","m3/h","m/s","Pa","°C","°C","kW","l/h","m/s","°C","°C",null,"kPa",null,"W/K","m3/h","m/s","Pa","°C","°C","kW","l/h","m/s","°C","°C",null,"kPa"]
[null,null,null,null,null,null,null,null,null,null,null,null,null,null,null,null,null,null,null,null,null,null,null,null,null,null,0,"GLI","TWI","TWO","QA","VA","TAI","QTOT","TAO","QW","VW","DPW","DPA",null,null,"QA","VA","DPA","TAI","TAO","QTOT","QW","VW","TWI","TWO","GLI","DPW",null,null,"QA","VA","DPA","TAI","TAO","QTOT","QW","VW","TWI","TWO","GLI","DPW",null,null,"QA","VA","DPA","TAI","TAO","QTOT","QW","VW","TWI","TWO","GLI","DPW",null,null,"QA","VA","DPA","TAI","TAO","QTOT","QW","VW","TWI","TWO","GLI","DPW"]
[null,null,null,null,null,null,null,null,null,null,null,null,null,null,null,null,null,null,null,null,null,null,null,null,null,null,0,"%","°C","°C","m3/h","m/s","°C","kW","°C","l/h","m/s","kPa","Pa",null,null,"m3/h","m/s","Pa","°C","°C","kW","l/h","m/s","°C","°C","%","kPa",null,null,"m3/h","m/s","Pa","°C","°C","kW","l/h","m/s","°C","°C","%","kPa",null,null,"m3/h","m/s","Pa","°C","°C","kW","l/h","m/s","°C","°C","%","kPa",null,null,"m3/h","m/s","Pa","°C","°C","kW","l/h","m/s","°C","°C","%","kPa"]
[null,{"$f":"AE18","v":15},{"$f":"$J$4*B18^6+$K$4*B18^5+$L$4*B18^4+$M$4*B18^3+$N$4*B18^2+$O$4*B18","v":5.606588288038604},{"$f":"1/C18*C18","v":0.99999999999999989},{"$f":"IF($B18*$F$3>$B$11,\"\",$B18*$F$3)","v":8.915094339622641},{"$f":"IF(E18>$B$11,\"\",$J$3*E18^6+$K$3*E18^5+$L$3*E18^4+$M$3*E18^3+$N$3*E18^2+$O$3*E18)","v":3.376164223882868},{"$f":"IF(E18>$B$11,\"\",1/$C18*F18)","v":0.60217801815156602},{"$f":"IF($B18*$F$4>$B$11,\"\",$B18*$F$4)","v":12.169811320754718},{"$f":"IF(H18>$B$11,\"\",$J$4*H18^6+$K$4*H18^5+$L$4*H18^4+$M$4*H18^3+$N$4*H18^2+$O$4*H18)","v":4.5725468112605325},{"$f":"IF(H18>$B$11,\"\",1/$C18*I18)","v":0.81556671835808747},{"$f":"IF($B18*$F$5>$B$11,\"\",$B18*$F$5)","v":15},{"$f":"IF(K18>$B$11,\"\",$J$5*K18^6+$K$5*K18^5+$L$5*K18^4+$M$5*K18^3+$N$5*K18^2+$O$5*K18)","v":5.6352409148391329},{"$f":"IF(K18>$B$11,\"\",1/$C18*L18)","v":1.005110528066},{"$f":"IF($B18*$F$6>$B$11,\"\",$B18*$F$6)","v":17.830188679245282},{"$f":"IF(N18>$B$11,\"\",$J$6*N18^6+$K$6*N18^5+$L$6*N18^4+$M$6*N18^3+$N$6*N18^2+$O$6*N18)","v":6.7111990449816226},{"$f":"IF(N18>$B$11,\"\",1/$C18*O18)","v":1.1970201306380306},null,null,null,null,null,null,null,null,null,null,10.967741935483872,0,55,52.1,15,0.02,24,0.34,91.3,100,0.4,8,0,null,{"$f":"ABS(AU18/(AS18-AX18)*1000)","v":7.4193548387096779},15,0.04,0,24,70.900000000000006,0.23,100,0.4,55,53,0,6,null,{"$f":"ABS(BI18/(BG18-BL18)*1000)","v":9.3548387096774182},15,0.03,0,24,82.3,0.28999999999999998,100,0.4,55,52.5,0,7,null,{"$f":"ABS(BW18/(BU18-BZ18)*1000)","v":10.967741935483872},15,0.02,0,24,91.3,0.34,100,0.4,55,52.1,0,8,null,{"$f":"ABS(CK18/(CI18-CN18)*1000)","v":12.258064516129032},15,0.02,0,24,99.6,0.38,100,0.4,55,51.7,0,9]
[null,25,9.1727769518068385,{"$f":"1/C19*C19","v":1},14.858490566037736,{"$f":"IF(E19>$B$11,\"\",$J$3*E19^6+$K$3*E19^5+$L$3*E19^4+$M$3*E19^3+$N$3*E19^2+$O$3*E19)","v":5.5448806483281814},{"$f":"IF(E19>$B$11,\"\",1/$C19*F19)","v":0.60449312977527048},20.283018867924529,{"$f":"IF(H19>$B$11,\"\",$J$4*H19^6+$K$4*H19^5+$L$4*H19^4+$M$4*H19^3+$N$4*H19^2+$O$4*H19)","v":7.5075115280725173},{"$f":"IF(H19>$B$11,\"\",1/$C19*I19)","v":0.81845569422613074},25,9.2483779449315779,1.0082418872193166,29.716981132075471,{"$f":"IF(N19>$B$11,\"\",$J$6*N19^6+$K$6*N19^5+$L$6*N19^4+$M$6*N19^3+$N$6*N19^2+$O$6*N19)","v":11.007907618282989},1.200062715589598,null,null,null,null,null,null,null,null,null,null,12.258064516129032,0,55,51.7,25,0.04,24,0.38,69.400000000000006,100,0.4,8,0,null,8.387096774193548,25,0.06,0,24,55.7,0.26,100,0.4,55,52.7,0,6,null,10.64516129032258,25,0.05,0,24,63.3,0.33,100,0.4,55,52.1,0,7,null,12.258064516129032,25,0.04,0,24,69.400000000000006,0.38,100,0.4,55,51.7,0,8,null,13.548387096774194,25,0.03,0,24,75,0.42,100,0.4,55,51.3,0,9]
[null,35,12.604559539729374,1,20.80188679245283,7.6498674524356307,0.6069127150634156,28.39622641509434,10.353234336314936,0.82138803055209531,35,12.74664831981308,1.0112728080371109,41.60377358490566,15.160142664335631,1.2027506884751584,null,null,null,null,null,null,null,null,null,null,13.225806451612902,0,55,51.5,35,0.05,24,0.41,59,100,0.4,8,0,null,11.61290322580645,35,0.09,0,24,54.9,0.36,100,0.4,55,51.9,0,6,null,11.61290322580645,35,0.06,0,24,55,0.36,100,0.4,55,51.9,0,7,null,13.225806451612902,35,0.05,0,24,59,0.41,100,0.4,55,51.5,0,8,null,14.838709677419356,35,0.04,0,24,63.2,0.46,100,0.4,55,51,0,9]
[null,45,15.904501832767405,1,26.745283018867923,9.69273686425257,0.6094335406521828,36.509433962264154,13.111047646446856,0.82436078692101455,45,16.130424556156672,1.0142049544062932,53.490566037735846,19.166496403116486,1.205098820739454,null,null,null,null,null,null,null,null,null,null,14.838709677419356,0,55,51,45,7.0000000000000007E-2,24,0.46,55,100,0.4,8,0,null,14.838709677419356,45,0.11,0,24,54.8,0.46,100,0.4,55,51,0,6,null,14.838709677419356,45,0.08,0,24,54.9,0.46,100,0.4,55,51,0,7,null,14.838709677419356,45,7.0000000000000007E-2,0,24,55,0.46,100,0.4,55,51,0,8,null,15.483870967741936,45,0.06,0,24,56.2,0.48,100,0.4,55,50.8,0,9]
[null,55,19.075287045067185,1,32.688679245283019,11.675073011402944,0.61205228439391079,44.622641509433961,15.782337868721863,0.82737092403561663,55,19.400327923063603,1.0170398944576027,65.377358490566039,23.026193071489338,1.2071217076360508,null,null,null,null,null,null,null,null,null,null,18.06451612903226,0,55,50.1,55,0.08,24,0.56000000000000005,54.9,100,0.4,8,0,null,18.06451612903226,55,0.14000000000000001,0,24,54.5,0.56000000000000005,100,0.4,55,50.1,0,6,null,18.06451612903226,55,0.1,0,24,54.9,0.56000000000000005,100,0.4,55,50.1,0,7,null,18.06451612903226,55,0.08,0,24,54.9,0.56000000000000005,100,0.4,55,50.1,0,8,null,18.387096774193548,55,7.0000000000000007E-2,0,24,55,0.56999999999999995,100,0.4,55,50.1,0,9]
[null,65,22.119705128398799,1,38.632075471698109,13.598432160247652,0.61476552609144186,52.735849056603776,18.368541581294785,0.83041530050561063,65,22.557213180417897,1.019779108694238,77.264150943396217,26.739046962932672,1.2088337890455529,null,null,null,null,null,null,null,null,null,null,21.612903225806452,0,55,49.2,65,0.1,24,0.67,54.8,100,0.4,8,0,null,20.967741935483872,65,0.16,0,24,54.2,0.65,100,0.4,55,49.3,0,6,null,21.29032258064516,65,0.12,0,24,54.7,0.66,100,0.4,55,49.2,0,7,null,21.612903225806452,65,0.1,0,24,54.8,0.67,100,0.4,55,49.2,0,8,null,21.612903225806452,65,0.08,0,24,55,0.67,100,0.4,55,49.2,0,9]
[null,75,25.040642348273664,1,44.575471698113205,15.464342955240166,0.61756973883324917,60.84905660377359,20.87114177581228,0.83349067030827051,75,25.602153662022506,1.0224239979925098,89.15094339622641,30.305421564559104,1.2102493675306378,null,null,null,null,null,null,null,null,null,null,24.838709677419352,0,55,48.3,75,0.11,24,0.77,54.7,100,0.4,8,0,null,23.870967741935484,75,0.19,0,24,53.8,0.74,100,0.4,55,48.5,0,6,null,24.516129032258064,75,0.14000000000000001,0,24,54.4,0.76,100,0.4,55,48.4,0,7,null,24.838709677419352,75,0.11,0,24,54.7,0.77,100,0.4,55,48.3,0,8,null,24.838709677419352,75,0.09,0,24,54.8,0.77,100,0.4,55,48.3,0,9]
[null,85,27.841071131740755,1,50.518867924528301,17.274306658477325,0.62046128098797959,68.962264150943398,23.291664180487228,0.83659368097849918,85,28.53642670351703,1.0249758914980653,101.0377358490566,33.726189791426251,1.2113826236008589,null,null,null,null,null,null,null,null,null,null,27.741935483870968,0,55,47.5,85,0.13,24,0.86,54.5,100,0.4,8,0,null,26.774193548387096,85,0.21,0,24,53.3,0.83,100,0.4,55,47.8,0,6,null,27.41935483870968,85,0.16,0,24,54.1,0.85,100,0.4,55,47.6,0,7,null,27.741935483870968,85,0.13,0,24,54.5,0.86,100,0.4,55,47.5,0,8,null,28.06451612903226,85,0.11,0,24,54.7,0.87,100,0.4,55,47.4,0,9]
[null,95,30.524040186861555,1,56.462264150943398,19.02979738944542,0.62343638892325937,77.075471698113205,25.631673660657015,0.83972087258912864,95,31.361499415077024,1.0274360544373786,112.9245283018868,37.002695318139203,1.2122476281519985,null,null,null,null,null,null,null,null,null,null,30.967741935483872,0,55,46.7,95,0.14000000000000001,24,0.96,54.3,100,0.4,8,0,null,29.35483870967742,95,0.24,0,24,52.7,0.91,100,0.4,55,47.1,0,6,null,30.322580645161288,95,0.18,0,24,53.8,0.94,100,0.4,55,46.8,0,7,null,30.967741935483872,95,0.14000000000000001,0,24,54.3,0.96,100,0.4,55,46.7,0,8,null,30.967741935483872,95,0.12,0,24,54.5,0.96,100,0.4,55,46.6,0,9]
[null,105,33.092664893863734,1,62.405660377358487,20.732262364961446,0.62649117051935466,85.188679245283026,27.892770696825622,0.84286867758412798,105,34.07901479889486,1.0298056958602333,124.81132075471697,40.136715007744407,1.2128583520388176,null,null,null,null,null,null,null,null,null,null,33.548387096774192,0,55,45.9,105,0.16,24,1.04,53.9,100,0.4,8,0,null,31.612903225806448,105,0.26,0,24,52.2,0.98,100,0.4,55,46.4,0,6,null,32.903225806451616,105,0.19,0,24,53.4,1.02,100,0.4,55,46.1,0,7,null,33.548387096774192,105,0.16,0,24,53.9,1.04,100,0.4,55,45.9,0,8,null,34.193548387096776,105,0.13,0,24,54.3,1.06,100,0.4,55,45.8,0,9]
[null,115,35.550117967973549,1,68.349056603773576,22.383122139309609,0.62962159955345731,93.301886792452834,30.076587940189548,0.84603342152858663,115,36.69077821144225,1.0320859763249253,136.69811320754715,43.130422437915222,1.2132286727366315,null,null,null,null,null,null,null,null,null,null,36.451612903225801,0,55,45.1,115,0.17,24,1.1299999999999999,53.6,100,0.4,8,0,null,33.870967741935488,115,0.28999999999999998,0,24,51.6,1.05,100,0.4,55,45.8,0,6,null,35.483870967741936,115,0.21,0,24,52.9,1.1000000000000001,100,0.4,55,45.4,0,7,null,36.451612903225801,115,0.17,0,24,53.6,1.1299999999999999,100,0.4,55,45.1,0,8,null,37.096774193548384,115,0.14000000000000001,0,24,54.1,1.1499999999999999,100,0.4,55,45,0,9]
[null,125,37.89962039392698,0.99999999999999989,74.29245283018868,23.98377084457308,0.63282351103485535,101.41509433962264,32.184786845647636,0.84921132483967865,125,39.198744170514217,1.0342780155337759,148.58490566037736,45.986352524428838,1.2133723780462369,null,null,null,null,null,null,null,null,null,null,39.032258064516128,0,55,44.4,125,0.19,24,1.21,53.2,100,0.4,8,0,null,36.12903225806452,125,0.31,1,24,50.9,1.1200000000000001,100,0.4,55,45.3,0,6,null,38.064516129032256,125,0.23,0,24,52.4,1.18,100,0.4,55,44.7,0,7,null,39.032258064516128,125,0.19,0,24,53.2,1.21,100,0.4,55,44.4,0,8,null,39.677419354838712,125,0.16,0,24,53.7,1.23,100,0.4,55,44.2,0,9]
[null,135,40.144432632159614,0.99999999999999989,80.235849056603769,25.535576431160905,0.63609259757489789,109.52830188679246,34.219054382294672,0.8523985055621851,135,41.605003507054775,1.0363828999223443,160.47169811320754,48.707367241934776,1.2133031667986611,null,null,null,null,null,null,null,null,null,null,41.612903225806448,0,55,43.7,135,0.2,24,1.29,52.8,100,0.4,8,0,null,38.064516129032256,135,0.34,1,24,50.3,1.18,100,0.4,55,44.7,0,6,null,40.322580645161288,135,0.25,0,24,51.9,1.25,100,0.4,55,44.1,0,7,null,41.612903225806448,135,0.2,0,24,52.8,1.29,100,0.4,55,43.7,0,8,null,42.58064516129032,135,0.17,0,24,53.4,1.32,100,0.4,55,43.5,0,9]
[null,145,42.287846096675153,0.99999999999999989,86.179245283018858,27.039880908530229,0.63942440687836821,117.64150943396227,36.181099821398838,0.85559098325046978,145,43.911770861764097,1.0384016902013986,172.35849056603772,51.296622442014957,1.2130346465210038,null,null,null,null,null,null,null,null,null,null,44.193548387096776,0,55,43.1,145,0.22,24,1.37,52.4,100,0.4,8,0,null,40,145,0.37,1,24,49.7,1.24,100,0.4,55,44.2,0,6,null,42.58064516129032,145,0.27,0,24,51.4,1.32,100,0.4,55,43.5,0,7,null,44.193548387096776,145,0.22,0,24,52.4,1.37,100,0.4,55,43.1,0,8,null,45.161290322580641,145,0.18,0,24,53.1,1.4,100,0.4,55,42.8,0,9]
[null,155,44.333174904592795,0.99999999999999989,92.122641509433961,28.4980005861037,0.6428143404444373,125.75471698113208,38.072651601863072,0.85878468401591623,155,46.121372526487306,1.040335428846294,184.24528301886792,53.75753576853522,1.2125803280325427,null,null,null,null,null,null,null,null,null,null,46.451612903225801,0,55,42.5,155,0.23,24,1.44,51.9,100,0.4,8,0,null,41.612903225806448,155,0.39,1,24,49.1,1.29,100,0.4,55,43.7,0,6,null,44.838709677419352,155,0.28999999999999998,0,24,50.9,1.39,100,0.4,55,42.9,0,7,null,46.451612903225801,155,0.23,0,24,51.9,1.44,100,0.4,55,42.5,0,8,null,47.741935483870968,155,0.2,0,24,52.7,1.48,100,0.4,55,42.1,0,10]
[null,165,46.28374789737326,0.99999999999999989,98.066037735849051,29.911226314382056,0.64625765356568288,133.8679245283019,39.895454273170188,0.86197544679466997,165,48.236234630384878,1.0421851475239416,196.1320754716981,56.093755670288346,1.2119536169514014,null,null,null,null,null,null,null,null,null,null,48.387096774193544,0,55,41.9,165,0.25,24,1.5,51.5,100,0.4,8,0,null,43.225806451612904,165,0.42,1,24,48.5,1.34,100,0.4,55,43.3,0,6,null,46.774193548387096,165,0.3,0,24,50.4,1.45,100,0.4,55,42.4,0,7,null,48.387096774193544,165,0.25,0,24,51.5,1.5,100,0.4,55,41.9,0,8,null,50,165,0.21,0,24,52.2,1.55,100,0.4,55,41.5,0,10]
[null,175,48.142900933723517,0.99999999999999989,104.00943396226415,31.280823726252056,0.64974945671253093,141.98113207547169,41.651265515811843,0.86515903088498003,175,50.258871670884524,1.0439518744430041,208.01886792452831,58.309131510928687,1.211167802106496,null,null,null,null,null,null,null,null,null,null,50.645161290322577,0,55,41.3,175,0.26,24,1.57,51,100,0.4,8,0,null,44.838709677419352,175,0.44,1,24,48,1.39,100,0.4,55,42.9,0,6,null,48.387096774193544,175,0.32,1,24,49.9,1.5,100,0.4,55,41.9,0,7,null,50.645161290322577,175,0.26,0,24,51,1.57,100,0.4,55,41.3,0,8,null,52.258064516129032,175,0.22,0,24,51.8,1.62,100,0.4,55,40.9,0,10]
[null,185,49.913969454180304,0.99999999999999989,109.95283018867924,32.608033478489517,0.65328471838776159,150.09433962264151,43.341853239201477,0.86833112479639873,185,52.191875389414754,1.045636641608428,219.90566037735849,60.407684776198231,1.2102360408672941,null,null,null,null,null,null,null,null,null,null,52.580645161290313,0,55,40.799999999999997,185,0.28000000000000003,24,1.63,50.5,100,0.4,8,0,null,46.451612903225801,185,0.47,1,24,47.4,1.44,100,0.4,55,42.5,0,6,null,50.322580645161288,185,0.34,1,24,49.4,1.56,100,0.4,55,41.4,0,7,null,52.580645161290313,185,0.28000000000000003,0,24,50.5,1.63,100,0.4,55,40.799999999999997,0,8,null,54.193548387096776,185,0.23,0,24,51.4,1.68,100,0.4,55,40.4,0,10]
[null,195,51.600281317372321,0.99999999999999989,115.89622641509433,33.894071493457645,0.65685826953130366,158.20754716981133,44.968992757070879,0.87148735644453001,195,54.037903991919933,1.0472404919569098,231.79245283018867,62.393581378444225,1.2091713414251892,null,null,null,null,null,null,null,null,null,null,54.516129032258064,0,55,40.299999999999997,195,0.28999999999999998,24,1.69,50,100,0.4,8,0,null,47.741935483870968,195,0.49,1,24,46.9,1.48,100,0.4,55,42.1,0,6,null,51.935483870967744,195,0.36,1,24,48.8,1.61,100,0.4,55,41,0,7,null,54.516129032258064,195,0.28999999999999998,0,24,50,1.69,100,0.4,55,40.299999999999997,0,8,null,56.12903225806452,195,0.25,0,24,50.9,1.74,100,0.4,55,39.799999999999997,0,10]
[null,205,53.2051499079612,1,121.83962264150944,35.140129201000569,0.66046480954924403,166.32075471698113,46.534464040350741,0.87462330471486349,205,55.799671714157071,1.0487644863454777,243.67924528301887,64.27110505842829,1.2079865420849283,null,null,null,null,null,null,null,null,null,null,56.12903225806452,0,55,39.799999999999997,205,0.31,24,1.74,49.6,100,0.4,8,0,null,49.032258064516128,205,0.52,1,24,46.4,1.52,100,0.4,55,41.7,0,6,null,53.548387096774192,205,0.38,1,24,48.3,1.66,100,0.4,55,40.6,0,7,null,56.12903225806452,205,0.31,0,24,49.6,1.74,100,0.4,55,39.799999999999997,0,8,null,58.064516129032263,205,0.26,0,24,50.5,1.8,100,0.4,55,39.299999999999997,0,10]
[null,215,54.73186751626114,1,127.78301886792453,36.347373780532116,0.66409891403272714,174.43396226415095,48.040049047535121,0.87773451240745914,215,57.479938731773935,1.0502097103610859,255.56603773584905,66.044631884427105,1.2066942876525251,null,null,null,null,null,null,null,null,null,null,57.741935483870975,0,55,39.4,215,0.32,24,1.79,49.1,100,0.4,8,1,null,50.322580645161288,215,0.54,1,24,45.8,1.56,100,0.4,55,41.4,0,6,null,54.838709677419359,215,0.4,1,24,47.8,1.7,100,0.4,55,40.200000000000003,0,7,null,57.741935483870975,215,0.32,1,24,49.1,1.79,100,0.4,55,39.4,0,8,null,60.000000000000007,215,0.27,0,24,50,1.86,100,0.4,55,38.799999999999997,0,10]
[null,225,56.183698989537348,1,133.72641509433961,37.516948403319788,0.66775504422210219,182.54716981132077,49.48752913252946,0.88081650056086802,225,59.081501415169001,1.0515772809150798,267.45283018867923,67.718605848624549,1.2053070030372202,null,null,null,null,null,null,null,null,null,null,59.354838709677423,0,55,39,225,0.34,24,1.84,48.6,100,0.4,8,1,null,51.612903225806448,225,0.56999999999999995,1,24,45.4,1.6,100,0.4,55,41.1,0,6,null,56.451612903225808,225,0.42,1,24,47.4,1.75,100,0.4,55,39.799999999999997,0,7,null,59.354838709677423,225,0.34,1,24,48.6,1.84,100,0.4,55,39,0,8,null,61.612903225806448,225,0.28000000000000003,0,24,49.6,1.91,100,0.4,55,38.4,0,10]
[null,235,57.563875654983086,1,139.66981132075472,38.649972474963988,0.67142755825924327,190.66037735849056,50.878682529982818,0.88386478413877345,235,60.607182929132875,1.0528683525826208,279.33962264150944,69.297515560795404,1.2038368642191413,null,null,null,null,null,null,null,null,null,null,60.645161290322577,0,55,38.6,235,0.35,24,1.88,48.1,100,0.4,8,1,null,52.580645161290313,235,0.59,2,24,44.9,1.63,100,0.4,55,40.799999999999997,0,6,null,57.741935483870975,235,0.43,1,24,46.9,1.79,100,0.4,55,39.4,0,7,null,60.645161290322577,235,0.35,1,24,48.1,1.88,100,0.4,55,38.6,0,8,null,63.225806451612897,235,0.3,0,24,49.1,1.96,100,0.4,55,37.9,0,10]
[null,245,58.875589514375569,0.99999999999999989,145.61320754716979,39.747541878072482,0.67511072425639795,198.77358490566039,52.215281918103663,0.88687488904640743,245,62.059824177271203,1.054084123643775,291.22641509433959,70.78587203928052,1.2022957667709948,null,null,null,null,null,null,null,null,null,null,62.258064516129032,0,55,38.200000000000003,245,0.37,24,1.93,47.7,100,0.4,8,1,null,53.870967741935488,245,0.62,2,24,44.5,1.67,100,0.4,55,40.5,0,6,null,59.032258064516135,245,0.45,1,24,46.4,1.83,100,0.4,55,39.1,0,7,null,62.258064516129032,245,0.37,1,24,47.7,1.93,100,0.4,55,38.200000000000003,0,8,null,64.838709677419345,245,0.31,1,24,48.6,2.0099999999999998,100,0.4,55,37.5,0,10]
[null,255,60.121987710410572,1,151.5566037735849,40.810729215130024,0.67879873519323686,206.88679245283021,53.499092058959647,0.88984237042608427,255,63.442275091209353,1.0552258417800755,303.11320754716979,72.188187599253581,1.2006952921610352,null,null,null,null,null,null,null,null,null,null,63.548387096774199,0,55,37.9,255,0.38,24,1.97,47.3,100,0.4,8,1,null,54.838709677419359,255,0.64,2,24,44,1.7,100,0.4,55,40.200000000000003,0,6,null,60.000000000000007,255,0.47,1,24,46,1.86,100,0.4,55,38.799999999999997,0,7,null,63.548387096774199,255,0.38,1,24,47.3,1.97,100,0.4,55,37.9,0,8,null,66.129032258064498,255,0.32,1,24,48.2,2.0499999999999998,100,0.4,55,37.1,0,10]
[null,265,61.30616726471564,0.99999999999999989,157.5,41.840584051563283,0.68248572563505128,215,54.73186751626114,0.89276283216226604,265,64.757386264578514,1.0562948093779987,315,73.508955838279348,1.199046672105156,null,null,null,null,null,null,null,null,null,null,64.838709677419345,0,55,37.5,265,0.4,24,2.0099999999999998,46.8,100,0.4,8,1,null,55.806451612903231,265,0.67,2,24,43.6,1.73,100,0.4,55,40,0,6,null,61.29032258064516,265,0.49,1,24,45.6,1.9,100,0.4,55,38.5,0,7,null,64.838709677419345,265,0.4,1,24,46.8,2.0099999999999998,100,0.4,55,37.5,0,8,null,67.419354838709666,265,0.33,1,24,47.8,2.09,100,0.4,55,36.799999999999997,0,10]
[null,275,62.431170087542171,0.99999999999999989,163.44339622641508,42.838133159000975,0.68616579024440083,223.11320754716982,55.915350450628694,0.89563194750672026,275,66.008000931783499,1.0572923883890983,326.88679245283015,74.752632719163387,1.1973607512776683,null,null,null,null,null,null,null,null,null,null,66.129032258064498,0,55,37.200000000000003,275,0.41,24,2.0499999999999998,46.4,100,0.4,8,1,null,56.774193548387103,275,0.69,2,24,43.2,1.76,100,0.4,55,39.700000000000003,0,6,null,62.258064516129032,275,0.51,1,24,45.2,1.93,100,0.4,55,38.200000000000003,0,7,null,66.129032258064498,275,0.41,1,24,46.4,2.0499999999999998,100,0.4,55,37.200000000000003,0,8,null,69.032258064516128,275,0.35,1,24,47.4,2.14,100,0.4,55,36.4,0,10]
[null,285,63.499978259136142,0.99999999999999989,169.38679245283018,43.804380758729209,0.6898330040361359,231.22641509433964,57.051268492344263,0.89844548071378172,285,67.196947291551993,1.0582200046955754,338.77358490566036,75.923618750093397,1.1956479487324829,null,null,null,null,null,null,null,null,null,null,67.096774193548384,0,55,36.9,285,0.43,24,2.08,46,100,0.4,8,1,null,57.41935483870968,285,0.72,2,24,42.8,1.78,100,0.4,55,39.5,0,6,null,63.548387096774199,285,0.53,1,24,44.8,1.97,100,0.4,55,37.9,0,7,null,67.096774193548384,285,0.43,1,24,46,2.08,100,0.4,55,36.9,0,8,null,69.999999999999986,285,0.36,1,24,47,2.17,100,0.4,55,36.1,0,10]
[null,295,64.515509582787644,1,175.33018867924528,44.740308765342029,0.69348144430185943,239.33962264150944,58.141332691586342,0.90119930955483152,295,68.327031175265489,1.0590791519299219,350.66037735849056,77.026242262071946,1.1939182184282411,null,null,null,null,null,null,null,null,null,null,68.387096774193552,0,{"$f":"IF($AA$13=$AO$13,AX46,IF($AA$13=$BC$13,BL46,IF($AA$13=$BQ$13,BZ46,IF($AA$13=$CE$13,CN46,\"-\"))))","v":55},36.6,{"$f":"IF($AA$13=$AO$13,AP46,IF($AA$13=$BC$13,BD46,IF($AA$13=$BQ$13,BR46,IF($AA$13=$CE$13,CF46,\"-\"))))","v":295},0.44,24,2.12,45.6,{"$f":"IF($AA$13=$AO$13,AV46,IF($AA$13=$BC$13,BJ46,IF($AA$13=$BQ$13,BX46,IF($AA$13=$CE$13,CL46,\"-\"))))","v":100},0.4,8,1,null,58.387096774193552,295,0.74,2,24,42.4,1.81,100,0.4,55,39.200000000000003,0,6,null,64.193548387096769,295,0.54,1,24,44.4,1.99,100,0.4,55,37.6,0,7,null,68.387096774193552,295,0.44,1,24,45.6,2.12,100,0.4,55,36.6,0,8,null,71.290322580645153,295,0.37,1,24,46.6,2.21,100,0.4,55,35.799999999999997,0,10]
[null,305,65.480613409558998,1,181.27358490566036,45.646877030587248,0.69710521410484561,247.45283018867926,59.187235546148919,0.90388944856018472,305,69.401029060071778,1.0598713946980294,362.54716981132071,78.064743783640807,1.1921810092915952,null,null,null,null,null,null,null,null,null,null,69.354838709677409,0,55,36.299999999999997,305,0.46,24,2.15,45.2,100,0.4,8,1,null,59.032258064516135,305,0.77,2,24,42.1,1.83,100,0.4,55,39,0,6,null,65.161290322580641,305,0.56000000000000005,1,24,44,2.02,100,0.4,55,37.4,0,7,null,69.354838709677409,305,0.46,1,24,45.2,2.15,100,0.4,55,36.299999999999997,0,8,null,72.258064516129039,305,0.38,1,24,46.2,2.2400000000000002,100,0.4,55,35.5,0,10]
[null,315,66.398066734691753,1,187.21698113207546,46.525023587407468,0.70069846722056761,255.56603773584908,60.190649106644209,0.90651207281605561,315,70.421681426779031,1.0605983711568669,374.43396226415092,79.043261512896848,1.1904452252914499,null,null,null,null,null,null,null,null,null,null,70.322580645161295,0,55,36,315,0.47,24,2.1800000000000002,44.8,100,0.4,8,1,null,60.000000000000007,315,0.79,3,24,41.7,1.86,100,0.4,55,38.799999999999997,0,6,null,66.129032258064498,315,0.57999999999999996,2,24,43.6,2.0499999999999998,100,0.4,55,37.1,0,7,null,70.322580645161295,315,0.47,1,24,44.8,2.1800000000000002,100,0.4,55,36,0,8,null,73.548387096774192,315,0.4,1,24,45.8,2.2799999999999998,100,0.4,55,35.200000000000003,0,10]
[null,325,67.270570565692324,1,193.16037735849056,47.375664894176317,0.70425543437173821,263.67924528301887,61.153223159189338,0.90906354212457352,325,71.391686462531368,1.0612617949005594,386.32075471698113,79.9658178867993,1.1887191860326141,null,null,null,null,null,null,null,null,null,null,71.290322580645153,0,55,35.799999999999997,325,0.49,24,2.21,44.5,100,0.4,8,1,null,60.645161290322577,325,0.82,3,24,41.4,1.88,100,0.4,55,38.6,0,6,null,67.096774193548384,325,0.6,2,24,43.3,2.08,100,0.4,55,36.9,0,7,null,71.290322580645153,325,0.49,1,24,44.5,2.21,100,0.4,55,35.799999999999997,0,8,null,74.516129032258078,325,0.41,1,24,45.4,2.31,100,0.4,55,34.9,0,10]
[null,335,68.100746562096333,1,199.10377358490567,48.199696079129993,0.7077704505805974,271.79245283018867,62.076583485576762,0.91154042531638679,335,72.31369410826612,1.0618634561124567,398.20754716981133,80.836307247768644,1.1870105884090365,null,null,null,null,null,null,null,null,null,null,72.258064516129039,0,55,35.5,335,0.5,24,2.2400000000000002,44.1,100,0.4,8,1,null,61.29032258064516,335,0.84,3,24,41.1,1.9,100,0.4,55,38.4,0,6,null,68.064516129032242,335,0.62,2,24,42.9,2.11,100,0.4,55,36.700000000000003,0,7,null,72.258064516129039,335,0.5,1,24,44.1,2.2400000000000002,100,0.4,55,35.5,0,8,null,75.483870967741936,335,0.42,1,24,45,2.34,100,0.4,55,34.6,0,10]
[null,345,68.89113394691185,1,205.04716981132074,48.997991184993836,0.7112379834356064,279.90566037735852,62.962330200928662,0.91393952448871019,345,73.190300450952662,1.0624052219455959,410.09433962264148,81.65848460757708,1.1853264698836845,null,null,null,null,null,null,null,null,null,null,72.903225806451601,0,55,35.299999999999997,345,0.52,24,2.2599999999999998,43.7,100,0.4,8,1,null,61.935483870967744,345,0.87,3,24,40.799999999999997,1.92,100,0.4,55,38.299999999999997,0,6,null,68.709677419354833,345,0.64,2,24,42.6,2.13,100,0.4,55,36.5,0,7,null,72.903225806451601,345,0.52,1,24,43.7,2.2599999999999998,100,0.4,55,35.299999999999997,0,8,null,76.451612903225822,345,0.43,1,24,44.7,2.37,100,0.4,55,34.4,0,10]
[null,355,69.644186689741048,1,210.99056603773585,49.771403413804435,0.71465266204531641,288.01886792452831,63.812036168835021,0.91625789892718879,355,74.024042460612733,1.0628890360997907,421.98113207547169,82.435955508530341,1.1836731739832864,null,null,null,null,null,null,null,null,null,null,73.870967741935488,0,55,35.1,355,0.53,24,2.29,43.4,100,0.4,8,1,null,62.58064516129032,355,0.89,3,24,40.5,1.94,100,0.4,55,38.1,0,6,null,69.354838709677409,355,0.66,2,24,42.3,2.15,100,0.4,55,36.299999999999997,0,7,null,73.870967741935488,355,0.53,1,24,43.4,2.29,100,0.4,55,35.1,0,8,null,77.41935483870968,355,0.45,1,24,44.3,2.4,100,0.4,55,34.200000000000003,0,10]
[null,365,70.36227096158089,1,216.93396226415095,50.52076537192665,0.71800930642946315,296.1320754716981,64.627245493975664,0.91849288845812471,365,74.817393072122442,1.063316917570414,433.8679245283019,83.17216698194116,1.1820563186107895,null,null,null,null,null,null,null,null,null,null,74.516129032258078,0,55,34.9,365,0.55000000000000004,24,2.31,43.1,100,0.4,8,1,null,63.225806451612897,365,0.92,3,24,40.200000000000003,1.96,100,0.4,55,37.9,0,6,null,69.999999999999986,365,0.67,2,24,41.9,2.17,100,0.4,55,36.1,0,7,null,74.516129032258078,365,0.55000000000000004,1,24,43.1,2.31,100,0.4,55,34.9,0,8,null,78.064516129032256,365,0.46,1,24,44,2.42,100,0.4,55,33.9,0,10]
[null,375,71.047662861302399,1,222.87735849056602,51.246889315266031,0.721302957076984,304.24528301886795,65.409472092226082,0.92064213596887678,375,75.572756611795768,1.063690958551686,445.75471698113205,83.870399603894171,1.1804807677857612,null,null,null,null,null,null,null,null,null,null,75.483870967741936,0,55,34.700000000000003,375,0.56000000000000005,24,2.34,42.8,100,0.4,8,1,null,63.870967741935488,375,0.94,4,24,39.9,1.98,100,0.4,55,37.700000000000003,0,6,null,70.967741935483872,375,0.69,2,24,41.6,2.2000000000000002,100,0.4,55,35.9,0,7,null,75.483870967741936,375,0.56000000000000005,1,24,42.8,2.34,100,0.4,55,34.700000000000003,0,8,null,79.032258064516142,375,0.47,1,24,43.7,2.4500000000000002,100,0.4,55,33.700000000000003,0,10]
[null,385,71.702546413808605,1,228.82075471698113,51.950567394676483,0.7245289043831189,312.35849056603774,66.160198338247156,0.9227036088289593,385,76.292464568749708,1.0640133214858485,457.64150943396226,84.533760648302476,1.1789506074225393,null,null,null,null,null,null,null,null,null,null,76.129032258064512,0,55,34.5,385,0.57999999999999996,24,2.36,42.4,100,0.4,8,1,null,64.516129032258064,385,0.97,4,24,39.6,2,100,0.4,55,37.6,0,6,null,71.612903225806463,385,0.71,2,24,41.3,2.2200000000000002,100,0.4,55,35.700000000000003,0,7,null,76.129032258064512,385,0.57999999999999996,1,24,42.4,2.36,100,0.4,55,34.5,0,8,null,79.677419354838719,385,0.49,1,24,43.3,2.4700000000000002,100,0.4,55,33.5,0,10]
[null,395,72.329011839871384,1,234.76415094339623,52.63257190156304,0.72768271766363779,320.47169811320754,66.880873790558582,0.92467561894286088,395,76.978771711050996,1.0642862352588707,469.52830188679246,85.165178337255441,1.1774691257472443,null,null,null,null,null,null,null,null,null,null,76.774193548387089,0,55,34.299999999999997,395,0.59,24,2.38,42.1,100,0.4,8,2,null,65.161290322580641,395,1,4,24,39.4,2.02,100,0.4,55,37.4,0,6,null,72.258064516129039,395,0.73,2,24,41,2.2400000000000002,100,0.4,55,35.5,0,7,null,76.774193548387089,395,0.59,2,24,42.1,2.38,100,0.4,55,34.299999999999997,0,8,null,80.32258064516131,395,0.5,1,24,43,2.4900000000000002,100,0.4,55,33.299999999999997,0,10]
[null,405,72.929054097646912,1,240.70754716981131,53.293655513679937,0.73076027343400685,328.58490566037739,67.572913994096396,0.92655684116814374,405,77.633852546644334,1.0645119905531479,481.41509433962261,85.767397188658492,1.1760387989376899,null,null,null,null,null,null,null,null,null,null,77.41935483870968,0,55,34.1,405,0.61,24,2.4,41.9,100,0.4,8,2,null,65.806451612903231,405,1.02,4,24,39.1,2.04,100,0.4,55,37.299999999999997,0,6,null,72.903225806451601,405,0.75,2,24,40.799999999999997,2.2599999999999998,100,0.4,55,35.4,0,7,null,77.41935483870968,405,0.61,2,24,41.9,2.4,100,0.4,55,34.1,0,8,null,80.967741935483872,405,0.51,1,24,42.7,2.5099999999999998,100,0.4,55,33.1,0,10]
[null,415,73.504571695869714,1,246.65094339622641,53.934551541123945,0.73375778263537006,336.69811320754718,68.237699360253998,0.92834632983907761,415,78.25979812906229,1.064692934377846,493.30188679245282,86.34297446116372,1.1746612825446259,null,null,null,null,null,null,null,null,null,null,78.064516129032256,0,55,33.9,415,0.62,24,2.42,41.6,100,0.4,8,2,null,66.129032258064498,415,1.05,4,24,38.9,2.0499999999999998,100,0.4,55,37.1,0,6,null,73.548387096774192,415,0.77,2,24,40.5,2.2799999999999998,100,0.4,55,35.200000000000003,0,7,null,78.064516129032256,415,0.62,2,24,41.6,2.42,100,0.4,55,33.9,0,8,null,81.935483870967744,415,0.52,1,24,42.4,2.54,100,0.4,55,32.9,0,10]
[null,425,74.057365778725796,1,252.59433962264151,54.555974172522852,0.73667181648790103,344.81132075471697,68.876574124407412,0.93004353314702082,425,78.858613207916662,1.0648314638078864,505.18867924528303,86.894277696392862,1.1733374092189852,null,null,null,null,null,null,null,null,null,null,78.709677419354833,0,55,33.799999999999997,425,0.64,24,2.44,41.3,100,0.4,8,2,null,66.774193548387089,425,1.07,4,24,38.6,2.0699999999999998,100,0.4,55,37,0,6,null,73.870967741935488,425,0.78,3,24,40.200000000000003,2.29,100,0.4,55,35,0,7,null,78.709677419354833,425,0.64,2,24,41.3,2.44,100,0.4,55,33.799999999999997,0,8,null,82.58064516129032,425,0.54,1,24,42.1,2.56,100,0.4,55,32.799999999999997,0,10]
[null,435,74.589139482404192,0.99999999999999989,258.53773584905662,55.158618721419167,0.73949933065565465,352.92452830188682,69.490845380924,0.9316483051439024,435,79.432213724171632,1.0649300189729354,517.07547169811323,87.423483358451023,1.1720671932282378,null,null,null,null,null,null,null,null,null,null,79.354838709677423,0,55,33.6,435,0.65,24,2.46,41,100,0.4,8,2,null,67.096774193548384,435,1.1000000000000001,5,24,38.4,2.08,100,0.4,55,36.9,0,6,null,74.516129032258078,435,0.8,3,24,40,2.31,100,0.4,55,34.9,0,7,null,79.354838709677423,435,0.65,2,24,41,2.46,100,0.4,55,33.6,0,8,null,82.903225806451616,435,0.55000000000000004,1,24,41.8,2.57,100,0.4,55,32.6,0,10]
[null,445,75.101497563327229,1,264.48113207547169,55.743161872849186,0.74223768741555818,361.03773584905662,70.081782195655279,0.93316091515433208,445,79.982424650198226,1.0649910753478022,528.96226415094338,87.932576570732365,1.1708498421963649,null,null,null,null,null,null,null,null,null,null,80,0,55,33.5,445,0.67,24,2.48,40.799999999999997,100,0.4,8,2,null,67.741935483870975,445,1.1200000000000001,5,24,38.200000000000003,2.1,100,0.4,55,36.700000000000003,0,6,null,75.161290322580655,445,0.82,3,24,39.700000000000003,2.33,100,0.4,55,34.700000000000003,0,7,null,80,445,0.67,2,24,40.799999999999997,2.48,100,0.4,55,33.5,0,8,null,83.870967741935488,445,0.56000000000000005,1,24,41.6,2.6,100,0.4,55,32.4,0,10]
[null,455,75.595946298059914,1,270.42452830188677,56.310261930117086,0.74488467553665938,369.15094339622641,70.650614795913512,0.93458205440477016,455,80.510978174610599,1.0650171354052727,540.84905660377353,88.423351950017206,1.1696837764472365,null,null,null,null,null,null,null,null,null,null,80.32258064516131,0,55,33.299999999999997,455,0.68,24,2.4900000000000002,40.5,100,0.4,8,2,null,68.064516129032242,455,1.1499999999999999,5,24,38,2.11,100,0.4,55,36.6,0,6,null,75.483870967741936,455,0.84,3,24,39.5,2.34,100,0.4,55,34.6,0,7,null,80.32258064516131,455,0.68,2,24,40.5,2.4900000000000002,100,0.4,55,33.299999999999997,0,8,null,84.193548387096769,455,0.56999999999999995,1,24,41.3,2.61,100,0.4,55,32.299999999999997,0,10]
[null,465,76.073893654897404,1,276.3679245283019,56.860559061764413,0.74743852759407037,377.26415094339626,71.198533837932089,0.93591283970448569,465,81.019512231883738,1.065010719701317,552.7358490566038,88.897415537860695,1.1685666562715467,null,null,null,null,null,null,null,null,null,null,80.967741935483872,0,55,33.200000000000003,465,0.7,24,2.5099999999999998,40.299999999999997,100,0.4,8,2,null,68.709677419354833,465,1.17,5,24,37.799999999999997,2.13,100,0.4,55,36.5,0,6,null,76.129032258064512,465,0.86,3,24,39.299999999999997,2.36,100,0.4,55,34.5,0,7,null,80.967741935483872,465,0.7,2,24,40.299999999999997,2.5099999999999998,100,0.4,55,33.200000000000003,0,8,null,84.838709677419359,465,0.59,2,24,41,2.63,100,0.4,55,32.1,0,10]
[null,475,76.536649737131853,1,282.31132075471697,57.394675548734689,0.74989793446484754,385.37735849056605,71.726689751809872,0.93715481404213574,475,81.509569376752808,1.0649743574705797,564.62264150943395,89.356187829272756,1.1674954173741614,null,null,null,null,null,null,null,null,null,null,81.612903225806448,0,55,33,475,0.71,24,2.5299999999999998,40,100,0.4,8,2,null,69.032258064516128,475,1.2,5,24,37.6,2.14,100,0.4,55,36.4,0,6,null,76.451612903225822,475,0.88,3,24,39,2.37,100,0.4,55,34.299999999999997,0,7,null,81.612903225806448,475,0.71,2,24,40,2.5299999999999998,100,0.4,55,33,0,8,null,85.483870967741936,475,0.6,2,24,40.799999999999997,2.65,100,0.4,55,32,0,10]
[null,485,76.985427497997492,1,288.25471698113205,57.913216031733342,0.75226205678002833,393.49056603773585,72.236192163939108,0.93830994399320689,485,81.98259600339405,1.0649105768169769,576.5094339622641,89.800907898689928,1.1664663146934631,null,null,null,null,null,null,null,null,null,null,81.935483870967744,0,55,32.9,485,0.73,24,2.54,39.799999999999997,100,0.4,8,2,null,69.354838709677409,485,1.22,6,24,37.4,2.15,100,0.4,55,36.299999999999997,0,6,null,77.096774193548399,485,0.9,3,24,38.799999999999997,2.39,100,0.4,55,34.200000000000003,0,7,null,81.935483870967744,485,0.73,2,24,39.799999999999997,2.54,100,0.4,55,32.9,0,8,null,85.806451612903231,485,0.61,2,24,40.5,2.66,100,0.4,55,31.8,0,10]
[null,495,77.421343727294783,1,294.19811320754718,58.41676775878274,0.75453053313756924,401.6037735849057,72.728109396917674,0.93938061386652838,495,82.439941909387343,1.0648218945898154,588.39622641509436,90.232638623238387,1.1654749747184638,null,null,null,null,null,null,null,null,null,null,82.58064516129032,0,55,32.799999999999997,495,0.74,24,2.56,39.6,100,0.4,8,2,null,69.677419354838719,495,1.25,6,24,37.200000000000003,2.16,100,0.4,55,36.200000000000003,0,6,null,77.41935483870968,495,0.91,3,24,38.6,2.4,100,0.4,55,34.1,0,7,null,82.58064516129032,495,0.74,2,24,39.6,2.56,100,0.4,55,32.799999999999997,0,8,null,86.451612903225808,495,0.62,2,24,40.299999999999997,2.68,100,0.4,55,31.7,0,10]
[null,505,77.845420309693054,1,300.14150943396226,58.905900832972492,0.75670348491441985,409.71698113207549,73.203468046944607,0.94036961655186224,505,82.882860204460201,1.0647108060400556,600.28301886792451,90.652273003288713,1.1645164563650123,null,null,null,null,null,null,null,null,null,null,82.903225806451616,0,55,32.6,505,0.76,24,2.57,39.299999999999997,100,0.4,8,2,null,70.322580645161295,505,1.27,6,24,37,2.1800000000000002,100,0.4,55,36,0,6,null,78.064516129032256,505,0.93,3,24,38.4,2.42,100,0.4,55,34,0,7,null,82.903225806451616,505,0.76,2,24,39.299999999999997,2.57,100,0.4,55,32.6,0,8,null,86.774193548387103,505,0.64,2,24,40,2.69,100,0.4,55,31.6,0,10]
[null,515,78.258585754711959,1,306.08490566037733,59.381168460405135,0.75878151755163536,417.83018867924528,73.663252638699859,0.9412801410644529,515,83.312507564013487,1.0645797743539882,612.16981132075466,91.060541580302129,1.1635853204109219,null,null,null,null,null,null,null,null,null,null,83.225806451612897,0,55,32.5,515,0.77,24,2.58,39.1,100,0.4,8,2,null,70.645161290322577,515,1.3,6,24,36.799999999999997,2.19,100,0.4,55,35.9,0,6,null,78.387096774193566,515,0.95,4,24,38.200000000000003,2.4300000000000002,100,0.4,55,33.9,0,7,null,83.225806451612897,515,0.77,2,24,39.1,2.58,100,0.4,55,32.5,0,8,null,87.41935483870968,515,0.65,2,24,39.799999999999997,2.71,100,0.4,55,31.4,0,10]
[null,525,78.661676998381694,0.99999999999999989,312.02830188679246,59.843107198336789,0.76076571822347416,425.94339622641513,74.108405357707767,0.94211575681551252,525,83.729944827428582,1.0644312201626613,624.05660377358492,91.458020951967967,1.1626757074331064,null,null,null,null,null,null,null,null,null,null,83.870967741935488,0,55,32.4,525,0.79,24,2.6,38.9,100,0.4,8,3,null,70.967741935483872,525,1.32,6,24,36.6,2.2000000000000002,100,0.4,55,35.9,0,6,null,78.709677419354833,525,0.97,4,24,38,2.44,100,0.4,55,33.700000000000003,0,7,null,83.870967741935488,525,0.79,3,24,38.9,2.6,100,0.4,55,32.4,0,8,null,87.741935483870975,525,0.66,2,24,39.6,2.72,100,0.4,55,31.3,0,10]
[null,535,79.055441476581933,1,317.97169811320754,60.292237203513181,0.76265764983898232,434.05660377358492,74.539825860184308,0.94288039466916074,535,84.136137941156363,1.0642675111248283,635.94339622641508,91.845143384633275,1.1617814241394118,null,null,null,null,null,null,null,null,null,null,84.193548387096769,0,55,32.299999999999997,535,0.8,24,2.61,38.700000000000003,100,0.4,9,3,null,71.290322580645153,535,1.35,7,24,36.4,2.21,100,0.4,55,35.700000000000003,0,6,null,79.354838709677423,535,0.99,4,24,37.799999999999997,2.46,100,0.4,55,33.6,0,7,null,84.193548387096769,535,0.8,3,24,38.700000000000003,2.61,100,0.4,55,32.299999999999997,0,9,null,88.387096774193552,535,0.67,2,24,39.4,2.74,100,0.4,55,31.2,0,10]
[null,545,79.440539470059349,0.99999999999999989,323.91509433962261,60.729062480700932,0.76445934136171545,442.16981132075472,74.958371160368372,0.94357832487554694,545,84.531959246587434,1.0640909516789852,647.83018867924523,92.222207523023371,1.1608960379452276,null,null,null,null,null,null,null,null,null,null,84.838709677419359,0,55,32.200000000000003,545,0.82,24,2.63,38.5,100,0.4,9,3,null,71.612903225806463,545,1.37,7,24,36.299999999999997,2.2200000000000002,100,0.4,55,35.700000000000003,0,6,null,79.677419354838719,545,1.01,4,24,37.6,2.4700000000000002,100,0.4,55,33.5,0,7,null,84.838709677419359,545,0.82,3,24,38.5,2.63,100,0.4,55,32.200000000000003,0,9,null,88.709677419354847,545,0.69,2,24,39.200000000000003,2.75,100,0.4,55,31.1,0,10]
[null,555,79.817546721124188,0.99999999999999989,329.85849056603774,61.154071131413929,0.76617327446909789,450.28301886792457,75.364855595336635,0.94421413199600224,555,84.918189112704141,1.0639037730563325,659.71698113207549,92.589390197254062,1.1600129796115335,null,null,null,null,null,null,null,null,null,null,85.161290322580641,0,55,32.1,555,0.83,24,2.64,38.299999999999997,100,0.4,9,3,null,71.935483870967744,555,1.4,7,24,36.1,2.23,100,0.4,55,35.6,0,6,null,80,555,1.02,4,24,37.5,2.48,100,0.4,55,33.4,0,7,null,85.161290322580641,555,0.83,3,24,38.299999999999997,2.64,100,0.4,55,32.1,0,9,null,89.032258064516114,555,0.7,2,24,39,2.76,100,0.4,55,31,0,10]
[null,565,80.186957322025052,1,335.80188679245282,61.567735602835086,0.76780236660662271,458.39622641509436,75.760050867302482,0.94479268695849827,565,85.295517913514146,1.0637081236412735,671.60377358490564,92.946759327135595,1.1591256537377781,null,null,null,null,null,null,null,null,null,null,85.483870967741936,0,55,32,565,0.85,24,2.65,38.1,100,0.4,9,3,null,72.580645161290334,565,1.42,7,24,36,2.25,100,0.4,55,35.5,0,6,null,80.32258064516131,565,1.04,4,24,37.299999999999997,2.4900000000000002,100,0.4,55,33.299999999999997,0,7,null,85.483870967741936,565,0.85,3,24,38.1,2.65,100,0.4,55,32,0,9,null,89.354838709677423,565,0.71,2,24,38.799999999999997,2.77,100,0.4,55,30.9,0,10]
[null,575,80.549186875003045,1,341.74528301886789,61.970512936933233,0.76934995052277355,466.50943396226415,76.144686163398731,0.94531911639978128,575,85.664548350265562,1.0635060597594932,683.49056603773579,93.294287923767826,1.1582275568907077,null,null,null,null,null,null,null,null,null,null,85.806451612903231,0,55,31.9,575,0.86,24,2.66,37.9,100,0.4,9,3,null,72.903225806451601,575,1.45,7,24,35.799999999999997,2.2599999999999998,100,0.4,55,35.4,0,6,null,80.645161290322577,575,1.06,4,24,37.1,2.5,100,0.4,55,33.200000000000003,0,7,null,85.806451612903231,575,0.86,3,24,37.9,2.66,100,0.4,55,31.9,0,9,null,89.677419354838705,575,0.72,2,24,38.6,2.78,100,0.4,55,30.8,0,10]
[null,585,80.904575924024073,1,347.68867924528303,62.362845019775222,0.77081975039754203,474.622641509434,76.519448352943954,0.94579876946394092,585,86.025798118443731,1.0632995369659795,695.37735849056605,93.631869188427032,1.1573124031495439,null,null,null,null,null,null,null,null,null,null,86.129032258064512,0,55,31.8,585,0.88,24,2.67,37.799999999999997,100,0.4,9,3,null,72.903225806451601,585,1.47,8,24,35.700000000000003,2.2599999999999998,100,0.4,55,35.299999999999997,0,6,null,80.967741935483872,585,1.08,4,24,36.9,2.5099999999999998,100,0.4,55,33.1,0,7,null,86.129032258064512,585,0.88,3,24,37.799999999999997,2.67,100,0.4,55,31.8,0,9,null,90.322580645161281,585,0.74,2,24,38.4,2.8,100,0.4,55,30.7,0,10]
[null,595,81.25339365819022,1,353.6320754716981,62.74515883103328,0.77221585469997989,482.7358490566038,76.884982262193262,0.94623718223544473,595,86.379702919549317,1.0630904018966152,707.2641509433962,93.959332708744626,1.1563742568587925,null,null,null,null,null,null,null,null,null,null,86.451612903225808,0,55,31.7,595,0.89,24,2.68,37.6,100,0.4,9,3,null,73.225806451612911,595,1.5,8,24,35.5,2.27,100,0.4,55,35.200000000000003,0,6,null,81.290322580645153,595,1.1000000000000001,5,24,36.799999999999997,2.52,100,0.4,55,33.1,0,7,null,86.451612903225808,595,0.89,3,24,37.6,2.68,100,0.4,55,31.7,0,9,null,90.645161290322591,595,0.75,2,24,38.200000000000003,2.81,100,0.4,55,30.6,0,10]
[null,605,81.595841886829703,1,359.57547169811318,63.117866693687631,0.77354268592791386,490.84905660377359,77.241891026571949,0.94664003998761947,605,86.726619817658531,1.0628803847375583,719.15094339622635,94.276461752176516,1.1554076724024043,null,null,null,null,null,null,null,null,null,null,86.774193548387103,0,55,31.6,605,0.91,24,2.69,37.4,100,0.4,9,3,null,73.548387096774192,605,1.52,8,24,35.4,2.2799999999999998,100,0.4,55,35.1,0,6,null,81.612903225806448,605,1.1200000000000001,5,24,36.6,2.5299999999999998,100,0.4,55,33,0,7,null,86.774193548387103,605,0.91,3,24,37.4,2.69,100,0.4,55,31.6,0,9,null,90.967741935483858,605,0.76,2,24,38,2.82,100,0.4,55,30.5,0,10]
[null,615,81.932059286265627,1,365.51886792452831,63.481366523924379,0.77480496739529447,498.96226415094344,77.590736520394131,0.94701313742520277,615,87.066830940764248,1.0626710923566323,731.03773584905662,94.583011656764597,1.1544078408464911,null,null,null,null,null,null,null,null,null,null,{"$f":"IF($AA$13=$AO$13,AO78,IF($AA$13=$BC$13,BC78,IF($AA$13=$BQ$13,BQ78,IF($AA$13=$CE$13,CE78,\"-\"))))","v":87.096774193548384},{"$f":"IF($AA$13=$AO$13,AZ78,IF($AA$13=$BC$13,BN78,IF($AA$13=$BQ$13,CB78,IF($AA$13=$CE$13,CP78,\"-\"))))","v":0},{"$f":"IF($AA$13=$AO$13,AX78,IF($AA$13=$BC$13,BL78,IF($AA$13=$BQ$13,BZ78,IF($AA$13=$CE$13,CN78,\"-\"))))","v":55},31.5,{"$f":"IF($AA$13=$AO$13,AP78,IF($AA$13=$BC$13,BD78,IF($AA$13=$BQ$13,BR78,IF($AA$13=$CE$13,CF78,\"-\"))))","v":615},0.92,{"$f":"IF($AA$13=$AO$13,AS78,IF($AA$13=$BC$13,BG78,IF($AA$13=$BQ$13,BU78,IF($AA$13=$CE$13,CI78,\"-\"))))","v":24},{"$f":"IF($AA$13=$AO$13,AU78,IF($AA$13=$BC$13,BI78,IF($AA$13=$BQ$13,BW78,IF($AA$13=$CE$13,CK78,\"-\"))))","v":2.7},{"$f":"IF($AA$13=$AO$13,AT78,IF($AA$13=$BC$13,BH78,IF($AA$13=$BQ$13,BV78,IF($AA$13=$CE$13,CJ78,\"-\"))))","v":37.200000000000003},{"$f":"IF($AA$13=$AO$13,AV78,IF($AA$13=$BC$13,BJ78,IF($AA$13=$BQ$13,BX78,IF($AA$13=$CE$13,CL78,\"-\"))))","v":100},0.4,{"$f":"IF($AA$13=$AO$13,BA78,IF($AA$13=$BC$13,BO78,IF($AA$13=$BQ$13,CC78,IF($AA$13=$CE$13,CQ78,\"-\"))))","v":9},{"$f":"IF($AA$13=$AO$13,AR78,IF($AA$13=$BC$13,BF78,IF($AA$13=$BQ$13,BT78,IF($AA$13=$CE$13,CH78,\"-\"))))","v":3},null,73.870967741935488,615,1.55,8,24,35.200000000000003,2.29,100,0.4,55,35,0,6,null,81.935483870967744,615,1.1399999999999999,5,24,36.5,2.54,100,0.4,55,32.9,0,7,null,87.096774193548384,615,0.92,3,24,37.200000000000003,2.7,100,0.4,55,31.5,0,9,null,91.290322580645167,615,0.77,2,24,37.799999999999997,2.83,100,0.4,55,30.4,0,10]
[null,625,82.26212591826345,1,371.46226415094338,63.836042081228356,0.77600768723940527,507.07547169811323,77.932039864064166,0.94736233709177775,625,87.400547526899203,1.0624640021307175,742.92452830188677,94.878729319190114,1.1533707433413849,null,null,null,null,null,null,null,null,null,null,87.41935483870968,0,55,31.4,625,0.94,24,2.71,37.1,100,0.4,9,3,null,74.193548387096769,625,1.57,9,24,35.1,2.2999999999999998,100,0.4,55,35,0,6,null,82.258064516129025,625,1.1499999999999999,5,24,36.299999999999997,2.5499999999999998,100,0.4,55,32.799999999999997,0,7,null,87.41935483870968,625,0.94,3,24,37.1,2.71,100,0.4,55,31.4,0,9,null,91.612903225806448,625,0.79,3,24,37.700000000000003,2.84,100,0.4,55,30.3,0,10]
[null,635,82.586068020156972,1,377.40566037735846,64.182263218671579,0.77715605982120939,515.18867924528308,78.266282008762744,0.94769352610006952,635,87.72791431504055,1.0622604564928384,754.81132075471692,95.163373780117354,1.152293311226424,null,null,null,null,null,null,null,null,null,null,87.741935483870975,0,55,31.3,635,0.95,24,2.72,36.9,100,0.4,9,4,null,74.516129032258078,635,1.6,9,24,35,2.31,100,0.4,55,34.9,0,6,null,82.58064516129032,635,1.17,5,24,36.200000000000003,2.56,100,0.4,55,32.700000000000003,0,7,null,87.741935483870975,635,0.95,4,24,36.9,2.72,100,0.4,55,31.3,0,9,null,91.935483870967744,635,0.8,3,24,37.5,2.85,100,0.4,55,30.2,0,10]
[null,645,82.903863066653514,0.99999999999999989,383.34905660377359,64.520386133396642,0.77825548468740446,523.30188679245282,78.593904398616232,0.94801257132526939,645,88.049014280796058,1.0620616582125482,766.69811320754718,95.43673790683016,1.1511735928409077,null,null,null,null,null,null,null,null,null,null,88.064516129032256,0,55,31.2,645,0.97,24,2.73,36.799999999999997,100,0.4,9,4,null,74.838709677419345,645,1.63,9,24,34.799999999999997,2.3199999999999998,100,0.4,55,34.799999999999997,0,6,null,82.903225806451616,645,1.19,5,24,36,2.57,100,0.4,55,32.6,0,7,null,88.064516129032256,645,0.97,4,24,36.799999999999997,2.73,100,0.4,55,31.2,0,9,null,92.258064516129025,645,0.81,3,24,37.299999999999997,2.86,100,0.4,55,30.2,0,10]
[null,{"$f":"AE82","v":655},{"$f":"$J$4*B82^6+$K$4*B82^5+$L$4*B82^4+$M$4*B82^3+$N$4*B82^2+$O$4*B82","v":83.21544510331745},1,{"$f":"IF($B82*$F$3>$B$11,\"\",$B82*$F$3)","v":389.29245283018867},64.85075361729541,0.7793115032525384,{"$f":"IF($B82*$F$4>$B$11,\"\",$B82*$F$4)","v":531.41509433962267},78.915309710350243,0.94832527317941628,{"$f":"IF($B82*$F$5>$B$11,\"\",$B82*$F$5)","v":655},{"$f":"IF(K82>$B$11,\"\",$J$5*K82^6+$K$5*K82^5+$L$5*K82^4+$M$5*K82^3+$N$5*K82^2+$O$5*K82)","v":88.363873716872035},{"$f":"IF(K82>$B$11,\"\",1/$C82*L82)","v":1.0618686664135784},{"$f":"IF($B82*$F$6>$B$11,\"\",$B82*$F$6)","v":778.58490566037733},95.698671173159482,{"$f":"IF(N82>$B$11,\"\",1/$C82*O82)","v":1.1500109271102652},null,null,null,null,null,null,null,null,null,null,88.387096774193552,0,55,31.2,655,0.98,24,2.74,36.6,100,0.4,9,4,null,{"$f":"ABS(AU82/(AS82-AX82)*1000)","v":75.161290322580655},655,1.65,9,24,34.700000000000003,2.33,100,0.4,55,34.700000000000003,0,6,null,{"$f":"ABS(BI82/(BG82-BL82)*1000)","v":83.225806451612897},655,1.21,5,24,35.9,2.58,100,0.4,55,32.6,0,7,null,{"$f":"ABS(BW82/(BU82-BZ82)*1000)","v":88.387096774193552},655,0.98,4,24,36.6,2.74,100,0.4,55,31.2,0,9,null,{"$f":"ABS(CK82/(CI82-CN82)*1000)","v":92.580645161290334},655,0.83,3,24,37.200000000000003,2.87,100,0.4,55,30.1,0,10]
[null,665,83.520710351732362,{"$f":"1/C83*C83","v":1},395.23584905660374,{"$f":"IF(E83>$B$11,\"\",$J$3*E83^6+$K$3*E83^5+$L$3*E83^4+$M$3*E83^3+$N$3*E83^2+$O$3*E83)","v":65.173695307883094},{"$f":"IF(E83>$B$11,\"\",1/$C83*F83)","v":0.78032975334400134},539.52830188679252,{"$f":"IF(H83>$B$11,\"\",$J$4*H83^6+$K$4*H83^5+$L$4*H83^4+$M$4*H83^3+$N$4*H83^2+$O$4*H83)","v":79.230862670426859},{"$f":"IF(H83>$B$11,\"\",1/$C83*I83)","v":0.94863731805872364},665,88.672467658322461,1.0616823933236967,790.47169811320748,{"$f":"IF(N83>$B$11,\"\",$J$6*N83^6+$K$6*N83^5+$L$6*N83^4+$M$6*N83^3+$N$6*N83^2+$O$6*N83)","v":95.949103536701358},{"$f":"IF(N83>$B$11,\"\",1/$C83*O83)","v":1.1488061240455101},null,null,null,null,null,null,null,null,null,null,88.709677419354847,0,55,31.1,665,1,24,2.75,36.5,100,0.4,9,4,null,75.483870967741936,665,1.68,10,24,34.6,2.34,100,0.4,55,34.700000000000003,0,6,null,83.548387096774192,665,1.23,6,24,35.700000000000003,2.59,100,0.4,55,32.5,0,7,null,88.709677419354847,665,1,4,24,36.5,2.75,100,0.4,55,31.1,0,9,null,92.903225806451601,665,0.84,3,24,37,2.88,100,0.4,55,30,0,10]
[null,675,83.819523086342457,1,401.17924528301887,65.489527939367321,0.78131592173229836,547.64150943396226,79.54089094966568,0.94895422952634367,675,88.974725652580133,1.0615036017435615,802.35849056603774,96.188070413328546,{"$f":"IF(N84>$B$11,\"\",1/$C84*O84)","v":1.1475616523640353},null,null,null,null,null,null,null,null,null,null,89.032258064516114,0,55,31,675,1.01,24,2.76,36.299999999999997,100,0.4,9,4,null,75.483870967741936,675,1.7,10,24,34.5,2.34,100,0.4,55,34.6,0,6,null,83.870967741935488,675,1.25,6,24,35.6,2.6,100,0.4,55,32.4,0,7,null,89.032258064516114,675,1.01,4,24,36.299999999999997,2.76,100,0.4,55,31,0,9,null,92.903225806451601,675,0.85,3,24,36.9,2.88,100,0.4,55,29.9,0,10]
[null,685,84.11172178297187,1,407.12264150943395,65.798555593912567,0.78227569474428782,555.75471698113211,79.84568613534887,0.94928131826108164,685,89.270537874268939,1.0613329032142278,814.24528301886789,96.415738748992538,{"$f":"IF(N85>$B$11,\"\",1/$C85*O85)","v":1.1462818345077745},null,null,null,null,null,null,null,null,null,null,89.354838709677423,0,55,30.9,685,1.03,24,2.77,36.200000000000003,100,0.4,9,4,null,75.806451612903231,685,1.73,10,24,34.299999999999997,2.35,100,0.4,55,34.5,0,6,null,84.193548387096769,685,1.26,6,24,35.5,2.61,100,0.4,55,32.299999999999997,0,7,null,89.354838709677423,685,1.03,4,24,36.200000000000003,2.77,100,0.4,55,30.9,0,9,null,93.225806451612911,685,0.86,3,24,36.700000000000003,2.89,100,0.4,55,29.8,0,10]
[null,695,84.397125539024017,1,413.06603773584902,66.101069953099682,0.78321470702856455,563.86792452830196,80.145504780809915,0.94962363076870171,695,89.559761584798139,1.0611707568569617,826.13207547169804,96.632434188815807,1.1449730493976877,null,null,null,null,null,null,null,null,null,null,89.677419354838705,0,55,30.9,695,1.04,24,2.78,36,100,0.4,9,4,null,76.129032258064512,695,1.75,10,24,34.200000000000003,2.36,100,0.4,55,34.5,0,6,null,84.516129032258064,695,1.28,6,24,35.299999999999997,2.62,100,0.4,55,32.200000000000003,0,7,null,89.677419354838705,695,1.04,4,24,36,2.78,100,0.4,55,30.9,0,9,null,93.548387096774192,695,0.88,3,24,36.6,2.9,100,0.4,55,29.8,0,10]
[null,705,84.675540765357852,1,419.00943396226415,66.397350549580821,0.78413848851078216,571.98113207547169,80.440569532506231,0.9499858968177477,705,89.842227936737999,1.0610174688544052,838.01886792452831,96.83866934347833,1.143643943318005,null,null,null,null,null,null,null,null,null,null,89.677419354838705,0,55,30.8,705,1.06,24,2.78,35.9,100,0.4,9,4,null,76.451612903225822,705,1.78,11,24,34.1,2.37,100,0.4,55,34.4,0,6,null,84.516129032258064,705,1.3,6,24,35.200000000000003,2.62,100,0.4,55,32.200000000000003,0,7,null,89.677419354838705,705,1.06,4,24,35.9,2.78,100,0.4,55,30.8,0,9,null,93.870967741935488,705,0.89,3,24,36.4,2.91,100,0.4,55,29.7,0,10]
[null,715,84.946768149844701,1,424.95283018867923,66.687665018929721,0.78505240954304201,580.09433962264154,80.731070334575662,0.95037247552687798,715,90.117749122976988,1.0608731925387762,849.90566037735846,97.035173152893208,1.142305649365315,null,null,null,null,null,null,null,null,null,null,90,0,55,30.7,715,1.07,24,2.79,35.799999999999997,100,0.4,9,4,null,76.451612903225822,715,1.8,11,24,34,2.37,100,0.4,55,34.299999999999997,0,6,null,84.838709677419359,715,1.32,6,24,35.1,2.63,100,0.4,55,32.1,0,7,null,90,715,1.07,4,24,35.799999999999997,2.79,100,0.4,55,30.7,0,9,null,94.193548387096769,715,0.9,3,24,36.299999999999997,2.92,100,0.4,55,29.6,0,10]
[null,725,85.210609892602378,1,430.8962264150943,66.972269351686549,0.78596162421671389,588.20754716981139,81.017165710876867,0.9507872999969037,725,90.386125870660749,1.0607379290511063,861.79245283018861,97.222921347175401,1.1409720159228185,null,null,null,null,null,null,null,null,null,null,90.322580645161281,0,55,30.6,725,1.0900000000000001,24,2.8,35.6,100,0.4,9,4,null,76.774193548387089,725,1.83,11,24,33.9,2.38,100,0.4,55,34.299999999999997,0,6,null,85.161290322580641,725,1.34,6,24,35,2.64,100,0.4,55,32.1,0,7,null,90.322580645161281,725,1.0900000000000001,4,24,35.6,2.8,100,0.4,55,30.6,0,9,null,94.516129032258078,725,0.91,3,24,36.1,2.93,100,0.4,55,29.6,0,10]
[null,735,85.466877212909083,1,436.83962264150944,67.251408145598816,0.78687101177297991,596.32075471698113,81.298984124513254,0.95123382034875259,735,90.647155279912226,1.060611528535182,873.67924528301887,97.403168004900721,1.1396598446232777,null,null,null,null,null,null,null,null,null,null,90.645161290322591,0,55,30.6,735,1.1000000000000001,24,2.81,35.5,100,0.4,9,5,null,77.096774193548399,735,1.85,11,24,33.799999999999997,2.39,100,0.4,55,34.200000000000003,0,6,null,85.483870967741936,735,1.36,7,24,34.799999999999997,2.65,100,0.4,55,32,0,7,null,90.645161290322591,735,1.1000000000000001,5,24,35.5,2.81,100,0.4,55,30.6,0,9,null,94.516129032258078,735,0.93,3,24,36,2.93,100,0.4,55,29.5,0,10]
[null,745,85.715398127795112,1,442.78301886792451,67.525314858057044,0.78778511601126744,604.43396226415098,81.576625414841402,0.95171494499992737,745,90.900639007334064,1.0604936918312875,885.56603773584902,97.577478208657112,1.1383891382406759,null,null,null,null,null,null,null,null,null,null,90.967741935483858,0,55,30.5,745,1.1200000000000001,24,2.82,35.4,100,0.4,9,5,null,77.41935483870968,745,1.88,12,24,33.700000000000003,2.4,100,0.4,55,34.1,0,6,null,85.483870967741936,745,1.38,7,24,34.700000000000003,2.65,100,0.4,55,31.9,0,7,null,90.967741935483858,745,1.1200000000000001,5,24,35.4,2.82,100,0.4,55,30.5,0,9,null,94.838709677419345,745,0.94,3,24,35.9,2.94,100,0.4,55,29.4,0,10]
[null,755,85.956025502314191,1,448.72641509433959,67.79421205872552,0.78870808256368596,612.54716981132083,81.850162311962492,0.95223297998764311,755,91.14639179429193,1.0603839726377065,897.45283018867917,97.747761797888103,1.1371833588938618,null,null,null,null,null,null,null,null,null,null,90.967741935483858,0,55,30.5,755,1.1299999999999999,24,2.82,35.299999999999997,100,0.4,9,5,null,77.41935483870968,755,1.9,12,24,33.6,2.4,100,0.4,55,34.1,0,6,null,85.806451612903231,755,1.39,7,24,34.6,2.66,100,0.4,55,31.9,0,7,null,90.967741935483858,755,1.1299999999999999,5,24,35.299999999999997,2.82,100,0.4,55,30.5,0,9,null,95.161290322580655,755,0.95,4,24,35.799999999999997,2.95,100,0.4,55,29.4,0,10]
[null,765,86.18864537149264,0.99999999999999989,454.66981132075472,68.058311682368881,0.78964359387506433,620.66037735849056,82.119642028698138,0.95278956612838994,765,91.384250339979417,1.0602817801125952,909.33962264150944,97.916308219025666,1.1360696968490933,null,null,null,null,null,null,null,null,null,null,91.290322580645167,0,55,30.4,765,1.1499999999999999,24,2.83,35.1,100,0.4,9,5,null,77.741935483870975,765,1.93,12,24,33.5,2.41,100,0.4,55,34,0,6,null,86.129032258064512,765,1.41,7,24,34.5,2.67,100,0.4,55,31.8,0,7,null,91.290322580645167,765,1.1499999999999999,5,24,35.1,2.83,100,0.4,55,30.4,0,9,null,95.483870967741936,765,0.96,4,24,35.6,2.96,100,0.4,55,29.3,0,10]
[null,775,86.413185533958199,1,460.61320754716979,68.31781528187328,0.79059480170449337,628.77358490566041,82.385087930050076,0.95338561379240916,775,91.614082519265594,1.0601863818949664,921.22641509433959,98.085822472916902,1.1350793500648306,null,null,null,null,null,null,null,null,null,null,91.612903225806448,0,55,30.3,775,1.1599999999999999,24,2.84,35,100,0.4,9,5,null,78.064516129032256,775,1.95,12,24,33.4,2.42,100,0.4,55,34,0,6,null,86.451612903225808,775,1.43,7,24,34.4,2.68,100,0.4,55,31.7,0,7,null,91.612903225806448,775,1.1599999999999999,5,24,35,2.84,100,0.4,55,30.3,0,9,null,95.483870967741936,775,0.98,4,24,35.5,2.96,100,0.4,55,29.3,0,10]
[null,785,86.62962441724676,1,466.55660377358487,68.572914281463085,0.79156425694731702,636.88679245283026,82.646501280143326,0.95402123506943837,785,91.835796945322443,1.0600969075313134,933.11320754716974,98.25946215954059,1.1342478144229202,null,null,null,null,null,null,null,null,null,null,91.612903225806448,0,55,30.3,785,1.18,24,2.84,34.9,100,0.4,9,5,null,78.064516129032256,785,1.98,13,24,33.299999999999997,2.42,100,0.4,55,33.9,0,6,null,86.451612903225808,785,1.45,7,24,34.299999999999997,2.68,100,0.4,55,31.7,0,7,null,91.612903225806448,785,1.18,5,24,34.9,2.84,100,0.4,55,30.3,0,9,null,95.806451612903231,785,0.99,4,24,35.4,2.97,100,0.4,55,29.2,0,10]
[null,795,86.838000214788224,0.99999999999999989,472.5,68.823790230112891,0.79255383656788103,645,82.903863066653514,0.95469567311080539,795,92.049352877035119,1.060012352303795,945,98.440875620016129,1.1336151843263196,null,null,null,null,null,null,null,null,null,null,91.935483870967744,0,55,30.2,795,1.19,24,2.85,34.799999999999997,100,0.4,9,5,null,78.387096774193566,795,2,13,24,33.200000000000003,2.4300000000000002,100,0.4,55,33.9,0,6,null,86.774193548387103,795,1.47,8,24,34.200000000000003,2.69,100,0.4,55,31.6,0,7,null,91.935483870967744,795,1.19,5,24,34.799999999999997,2.85,100,0.4,55,30.2,0,9,null,95.806451612903231,795,1,4,24,35.299999999999997,2.97,100,0.4,55,29.1,0,10]
[null,805,87.038420294570983,0.99999999999999989,478.44339622641508,69.070615055154406,0.79356466743529208,653.11320754716985,83.157135902717926,0.95540722845477521,805,92.254770471193353,1.0599315814667623,956.88679245283015,98.634241175904322,1.1332264630043685,null,null,null,null,null,null,null,null,null,null,92.258064516129025,0,55,30.2,805,1.21,24,2.86,34.700000000000003,100,0.4,9,5,null,78.709677419354833,805,2.0299999999999998,13,24,33.1,2.44,100,0.4,55,33.799999999999997,0,6,null,87.096774193548384,805,1.49,8,24,34.1,2.7,100,0.4,55,31.6,0,7,null,92.258064516129025,805,1.21,5,24,34.700000000000003,2.86,100,0.4,55,30.2,0,9,null,96.129032258064512,805,1.01,4,24,35.1,2.98,100,0.4,55,29.1,0,10]
[null,815,87.231070879485372,1,484.38679245283015,69.313551316079014,0.79459704686922372,661.2264150943397,83.406266006330299,0.95615318217932632,815,92.452141379464649,1.0598533349108197,968.7735849056603,98.844307465797442,1.1331318814411486,null,null,null,null,null,null,null,null,null,null,92.258064516129025,0,55,30.1,815,1.22,24,2.86,34.6,100,0.4,9,6,null,78.709677419354833,815,2.0499999999999998,14,24,33,2.44,100,0.4,55,33.700000000000003,0,6,null,87.096774193548384,815,1.5,8,24,34,2.7,100,0.4,55,31.5,0,7,null,92.258064516129025,815,1.22,6,24,34.6,2.86,100,0.4,55,30.1,0,9,null,96.451612903225822,815,1.03,4,24,35,2.99,100,0.4,55,29,0,10]
[null,825,87.416226999345355,1,490.33018867924528,69.552752458535252,0.79565035973305187,669.33962264150944,83.651185257219794,0.95692971578201669,825,92.64163969014885,1.0597762322874291,980.66037735849056,99.07643487920592,1.1333872243187515,null,null,null,null,null,null,null,null,null,null,92.580645161290334,0,55,30.1,825,1.24,24,2.87,34.5,100,0.4,9,6,null,79.032258064516142,825,2.08,14,24,32.9,2.4500000000000002,100,0.4,55,33.700000000000003,0,6,null,87.41935483870968,825,1.52,8,24,33.9,2.71,100,0.4,55,31.4,0,7,null,92.580645161290334,825,1.24,6,24,34.5,2.87,100,0.4,55,30.1,0,9,null,96.451612903225822,825,1.04,4,24,34.9,2.99,100,0.4,55,29,0,10]
[null,835,87.594262714589576,1,496.27358490566036,69.788363068521548,0.79672299196026797,677.45283018867929,83.891813331213314,0.95773182776319454,835,92.823533214714189,1.0596987786421956,992.54716981132071,99.336638087728147,1.1340541607319539,null,null,null,null,null,null,null,null,null,null,92.903225806451601,0,55,30,835,1.25,24,2.88,34.4,100,0.4,9,6,null,79.032258064516142,835,2.1,14,24,32.799999999999997,2.4500000000000002,100,0.4,55,33.6,0,6,null,87.41935483870968,835,1.54,8,24,33.799999999999997,2.71,100,0.4,55,31.4,0,7,null,92.903225806451601,835,1.25,6,24,34.4,2.88,100,0.4,55,30,0,9,null,96.774193548387089,835,1.05,4,24,34.799999999999997,3,100,0.4,55,28.9,0,10]
[null,845,87.765661611660391,1,502.21698113207543,70.020519126774246,0.79781224047049681,685.56603773584914,84.128059912082222,0.958553246989995,845,92.99819511911565,1.0596193706213692,1004.4339622641509,99.631629673521672,1.1352005766716033,null,null,null,null,null,null,null,null,null,null,92.903225806451601,0,55,29.9,845,1.27,24,2.88,34.299999999999997,100,0.4,9,6,null,79.354838709677423,845,2.13,15,24,32.799999999999997,2.46,100,0.4,55,33.6,0,6,null,87.741935483870975,845,1.56,8,24,33.700000000000003,2.72,100,0.4,55,31.4,0,7,null,92.903225806451601,845,1.27,6,24,34.299999999999997,2.88,100,0.4,55,29.9,0,9,null,96.774193548387089,845,1.06,4,24,34.700000000000003,3,100,0.4,55,28.9,0,10]
[null,855,87.93102757006227,1,508.16037735849056,70.249348263351038,0.79891421952708674,693.67924528301887,84.359826980872128,0.95938634304774106,855,93.166115899892986,1.059536303333422,"","","",null,null,null,null,null,null,null,null,null,null,93.225806451612911,0,55,29.9,855,1.28,24,2.89,34.200000000000003,100,0.4,9,6,null,79.677419354838719,855,2.15,15,24,32.700000000000003,2.4700000000000002,100,0.4,55,33.6,0,6,null,87.741935483870975,855,1.58,9,24,33.6,2.72,100,0.4,55,31.3,0,7,null,93.225806451612911,855,1.28,6,24,34.200000000000003,2.89,100,0.4,55,29.9,0,9,null,97.096774193548384,855,1.08,4,24,34.6,3.01,100,0.4,55,28.8,0,10]
[null,865,88.091095801098675,1,514.10377358490564,70.474970012409187,0.80002376371313366,701.79245283018872,84.587011182717788,0.96022203394662298,865,93.327915705053641,1.0594477779658822,"","","",null,null,null,null,null,null,null,null,null,null,93.225806451612911,0,55,29.9,865,1.3,24,2.89,34.1,100,0.4,9,6,null,79.677419354838719,865,2.1800000000000002,15,24,32.6,2.4700000000000002,100,0.4,55,33.5,0,6,null,88.064516129032256,865,1.6,9,24,33.5,2.73,100,0.4,55,31.3,0,7,null,93.225806451612911,865,1.3,6,24,34.1,2.89,100,0.4,55,29.9,0,9,null,97.41935483870968,865,1.0900000000000001,5,24,34.5,3.02,100,0.4,55,28.8,0,10]
[null,875,88.246744158287299,1,520.04716981132071,70.697496067179287,0.80113432786109251,709.90566037735857,84.809506271140236,0.96104969174860744,875,93.48435699973345,1.0593519102761626,"","","",null,null,null,null,null,null,null,null,null,null,93.548387096774192,0,55,29.8,875,1.31,24,2.9,34,100,0.4,9,6,null,80,875,2.2000000000000002,15,24,32.5,2.48,100,0.4,55,33.4,0,6,null,88.387096774193552,875,1.61,9,24,33.4,2.74,100,0.4,55,31.2,0,7,null,93.548387096774192,875,1.31,6,24,34,2.9,100,0.4,55,29.8,0,9,null,97.41935483870968,875,1.1000000000000001,5,24,34.4,3.02,100,0.4,55,28.8,0,10]
[null,885,88.39900471945532,1,525.99056603773579,70.917030535134302,0.80223788446711441,718.01886792452831,85.027205629829098,0.96185704691668161,885,93.636357576641927,1.0592467400940537,"","","",null,null,null,null,null,null,null,null,null,null,93.548387096774192,0,55,29.8,885,1.33,24,2.9,33.9,100,0.4,9,6,null,80,885,2.23,16,24,32.4,2.48,100,0.4,55,33.4,0,6,null,88.387096774193552,885,1.63,9,24,33.299999999999997,2.74,100,0.4,55,31.1,0,7,null,93.548387096774192,885,1.33,6,24,33.9,2.9,100,0.4,55,29.8,0,9,null,97.741935483870961,885,1.1100000000000001,5,24,34.299999999999997,3.03,100,0.4,55,28.7,0,10]
[null,895,88.549075640511205,0.99999999999999989,531.93396226415098,71.13367019335351,0.80332481935937738,726.13207547169816,85.240004871908184,0.96263009246943365,895,93.78500391128739,1.0591302419918287,"","","",null,null,null,null,null,null,null,null,null,null,93.870967741935488,0,55,29.7,895,1.34,24,2.91,33.799999999999997,100,0.4,9,6,null,80.32258064516131,895,2.25,16,24,32.4,2.4900000000000002,100,0.4,55,33.4,0,6,null,88.709677419354847,895,1.65,9,24,33.200000000000003,2.75,100,0.4,55,31.1,0,7,null,93.870967741935488,895,1.34,6,24,33.799999999999997,2.91,100,0.4,55,29.7,0,9,null,97.741935483870961,895,1.1299999999999999,5,24,34.200000000000003,3.03,100,0.4,55,28.7,0,10]
[null,905,88.6983332808976,1,537.87735849056605,71.347504744082073,0.80438382667386299,734.24528301886801,85.4478045166843,0.96335298935190539,905,93.93156486198464,1.05900033729511,"","","",null,null,null,null,null,null,null,null,null,null,93.870967741935488,0,55,29.7,905,1.36,24,2.91,33.700000000000003,100,0.4,9,7,null,80.32258064516131,905,2.2799999999999998,16,24,32.299999999999997,2.4900000000000002,100,0.4,55,33.299999999999997,0,6,null,88.709677419354847,905,1.67,10,24,33.200000000000003,2.75,100,0.4,55,31.1,0,7,null,93.870967741935488,905,1.36,7,24,33.700000000000003,2.91,100,0.4,55,29.7,0,9,null,98.064516129032256,905,1.1399999999999999,5,24,34.1,3.04,100,0.4,55,28.6,0,10]
[null,915,88.848344600720736,1,543.82075471698113,71.558617070485639,0.80540180452506893,742.35849056603774,85.650512743882018,0.96400797481135314,915,94.07750571464311,1.058854907622893,"","","",null,null,null,null,null,null,null,null,null,null,94.193548387096769,0,55,29.6,915,1.37,24,2.92,33.6,100,0.4,9,7,null,80.645161290322577,915,2.31,17,24,32.200000000000003,2.5,100,0.4,55,33.299999999999997,0,6,null,89.032258064516114,915,1.69,10,24,33.1,2.76,100,0.4,55,31,0,7,null,94.193548387096769,915,1.37,7,24,33.6,2.92,100,0.4,55,29.6,0,9,null,98.064516129032256,915,1.1499999999999999,5,24,34,3.04,100,0.4,55,28.6,0,10]
[null,925,89.000879829561086,1,549.7641509433962,71.767083492599909,0.8063637531453135,750.47169811320759,85.848048225359236,0.96457527599457893,925,94.224502572338281,1.0586918101571643,"","","",null,null,null,null,null,null,null,null,null,null,94.516129032258078,0,55,29.6,925,1.39,24,2.93,33.5,100,0.4,9,7,null,80.645161290322577,925,2.33,17,24,32.1,2.5,100,0.4,55,33.200000000000003,0,6,null,89.032258064516114,925,1.71,10,24,33,2.76,100,0.4,55,31,0,7,null,94.516129032258078,925,1.39,7,24,33.5,2.93,100,0.4,55,29.6,0,9,null,98.064516129032256,925,1.17,5,24,33.9,3.04,100,0.4,55,28.5,0,10]
[null,935,89.157925406960032,1,555.70754716981128,71.972974023476155,0.80725267770595355,758.58490566037744,86.040343034309188,0.96503303146163755,935,94.374457089662826,1.0585088948502561,"","","",null,null,null,null,null,null,null,null,null,null,94.516129032258078,0,{"$f":"IF($AA$13=$AO$13,AX110,IF($AA$13=$BC$13,BL110,IF($AA$13=$BQ$13,BZ110,IF($AA$13=$CE$13,CN110,\"-\"))))","v":55},29.5,{"$f":"IF($AA$13=$AO$13,AP110,IF($AA$13=$BC$13,BD110,IF($AA$13=$BQ$13,BR110,IF($AA$13=$CE$13,CF110,\"-\"))))","v":935},1.4,24,2.93,33.4,{"$f":"IF($AA$13=$AO$13,AV110,IF($AA$13=$BC$13,BJ110,IF($AA$13=$BQ$13,BX110,IF($AA$13=$CE$13,CL110,\"-\"))))","v":100},0.4,9,7,null,80.967741935483872,935,2.36,17,24,32.1,2.5099999999999998,100,0.4,55,33.200000000000003,0,6,null,89.354838709677423,935,1.73,10,24,32.9,2.77,100,0.4,55,30.9,0,7,null,94.516129032258078,935,1.4,7,24,33.4,2.93,100,0.4,55,29.5,0,9,null,98.387096774193537,935,1.18,5,24,33.799999999999997,3.05,100,0.4,55,28.5,0,10]
[null,945,89.321697194587387,1,561.65094339622635,72.176352625520678,0.80804949852536323,766.69811320754718,86.227345631945099,0.96535722383441469,945,94.52951155186048,1.0583040237796633,"","","",null,null,null,null,null,null,null,null,null,null,94.516129032258078,0,55,29.5,945,1.42,24,2.93,33.299999999999997,100,0.4,9,7,null,80.967741935483872,945,2.38,18,24,32,2.5099999999999998,100,0.4,55,33.1,0,6,null,89.354838709677423,945,1.74,10,24,32.799999999999997,2.77,100,0.4,55,30.9,0,7,null,94.516129032258078,945,1.42,7,24,33.299999999999997,2.93,100,0.4,55,29.5,0,9,null,98.387096774193537,945,1.19,5,24,33.700000000000003,3.05,100,0.4,55,28.5,0,10]
[null,955,89.494653960086112,0.99999999999999989,567.59433962264154,72.377277467031547,0.80873297190814575,774.81132075471703,86.409023931668656,0.96552162736118707,955,94.6920642987414,1.0580750928538512,"","","",null,null,null,null,null,null,null,null,null,null,94.838709677419345,0,55,29.4,955,1.43,24,2.94,33.299999999999997,100,0.4,9,7,null,81.290322580645153,955,2.41,18,24,31.9,2.52,100,0.4,55,33.1,0,6,null,89.677419354838705,955,1.76,10,24,32.799999999999997,2.78,100,0.4,55,30.8,0,7,null,94.838709677419345,955,1.43,7,24,33.299999999999997,2.94,100,0.4,55,29.4,0,9,null,98.709677419354833,955,1.2,5,24,33.6,3.06,100,0.4,55,28.4,0,10]
[null,965,89.679511132597099,1,573.53773584905662,72.575801178928003,0.80927962543885723,782.92452830188688,86.58536844072259,0.96549777476708576,965,94.864785493379202,1.0578200560562305,"","","",null,null,null,null,null,null,null,null,null,null,94.838709677419345,0,55,29.4,965,1.45,24,2.94,33.200000000000003,100,0.4,9,7,null,81.290322580645153,965,2.4300000000000002,18,24,31.9,2.52,100,0.4,55,33.1,0,6,null,89.677419354838705,965,1.78,11,24,32.700000000000003,2.78,100,0.4,55,30.8,0,7,null,94.838709677419345,965,1.45,7,24,33.200000000000003,2.94,100,0.4,55,29.4,0,9,null,98.709677419354833,965,1.22,5,24,33.6,3.06,100,0.4,55,28.4,0,10]
[null,975,{"$f":"$J$4*B114^6+$K$4*B114^5+$L$4*B114^4+$M$4*B114^3+$N$4*B114^2+$O$4*B114","v":89.879254829961553},1,579.48113207547169,72.771971111677487,0.80966371215862265,791.03773584905662,86.756395479327239,0.96525494835774606,975,95.050633235588009,1.057536952385842,"","","",null,null,null,null,null,null,null,null,null,null,95.161290322580655,0,55,29.4,975,1.46,24,2.95,33.1,100,0.4,9,8,null,81.612903225806448,975,2.46,19,24,31.8,2.5299999999999998,100,0.4,55,33,0,6,null,90,975,1.8,11,24,32.6,2.79,100,0.4,55,30.8,0,7,null,95.161290322580655,975,1.46,8,24,33.1,2.95,100,0.4,55,29.4,0,9,null,99.032258064516128,975,1.23,6,24,33.5,3.07,100,0.4,55,28.3,0,10]
[null,985,{"$f":"$J$4*B115^6+$K$4*B115^5+$L$4*B115^4+$M$4*B115^3+$N$4*B115^2+$O$4*B115","v":90.097156157603195},1,585.42452830188677,72.965829592416043,0.80985718866397927,799.15094339622647,86.922150477300846,0.96476020092411752,985,95.252870020184332,1.0572239356097153,"","","",null,null,null,null,null,null,null,null,null,null,95.161290322580655,0,55,29.3,985,1.47,24,2.95,33,100,0.4,9,8,null,81.612903225806448,985,2.48,19,24,31.7,2.5299999999999998,100,0.4,55,33,0,6,null,90,985,1.82,11,24,32.5,2.79,100,0.4,55,30.7,0,7,null,95.161290322580655,985,1.47,8,24,33,2.95,100,0.4,55,29.3,0,9,null,99.032258064516128,985,1.24,6,24,33.4,3.07,100,0.4,55,28.3,0,10]
[null,995,{"$f":"$J$4*B116^6+$K$4*B116^5+$L$4*B116^4+$M$4*B116^3+$N$4*B116^2+$O$4*B116","v":90.336785779087336},1,591.36792452830184,73.157414182265541,0.80982972275731813,807.26415094339632,87.0827113481634,0.96397841252752159,995,95.475079540026059,1.056879306880633,"","","",null,null,null,null,null,null,null,null,null,null,95.483870967741936,0,55,29.3,995,1.49,24,2.96,32.9,100,0.4,9,8,null,81.935483870967744,995,2.5099999999999998,19,24,31.7,2.54,100,0.4,55,32.9,0,6,null,90.322580645161281,995,1.84,11,24,32.5,2.8,100,0.4,55,30.7,0,7,null,95.483870967741936,995,1.49,8,24,32.9,2.96,100,0.4,55,29.3,0,9,null,99.354838709677409,995,1.25,6,24,33.299999999999997,3.08,100,0.4,55,28.3,0,10]
[null,1005,{"$f":"$J$4*B117^6+$K$4*B117^5+$L$4*B117^4+$M$4*B117^3+$N$4*B117^2+$O$4*B117","v":90.60202875836228},1,597.31132075471692,73.346757933844174,0.80954873681097894,815.37735849056605,87.238191940724192,0.96287238968335331,1005,95.721183833837983,1.056501550192972,"","","",null,null,null,null,null,null,null,null,null,null,95.483870967741936,0,55,29.3,1005,1.5,24,2.96,32.9,100,0.4,9,8,null,81.935483870967744,1005,2.5299999999999998,20,24,31.6,2.54,100,0.4,55,32.9,0,6,null,90.322580645161281,1005,1.85,11,24,32.4,2.8,100,0.4,55,30.6,0,7,null,95.483870967741936,1005,1.5,8,24,32.9,2.96,100,0.4,55,29.3,0,9,null,99.354838709677409,1005,1.27,6,24,33.200000000000003,3.08,100,0.4,55,28.2,0,10]
[null,null,null,null,null,null,null,null,null,null,null,null,null,null,null,null,null,null,null,null,null,null,null,null,null,null,null,null,null,null,null,null,null,null,null,null,null,null,null,null,null,1015,2.56,20,24,31.6,2.5499999999999998,100,0.4,55,32.9,0,6,null,null,1015,1.87,12,24,32.299999999999997,2.81,100,0.4,55,30.6,0,7,null,null,1015,1.52,8,24,32.799999999999997,2.97,100,0.4,55,29.2,0,9,null,null,1015,1.28,6,24,33.200000000000003,3.09,100,0.4,55,28.2,0,10]
[]
[]
[]
[]
[]
[]
[]
[]
[]
[]
[]
[]
[]
[]
[]
[]
[]
[]
[]
[]
[]
[]
[]
[]
[]
[]
[]
[]
[]
[]
[]
[]
[]
[]
[]
[]
[]
[]
[]
[]
[]
[]
[]
[]
[]
[]
[]
[]
[]
[]
[]
[]
[]
[]
[]
[]
[]
[]
[]
[]
[]
[]
[]
[]
[]
[]
[]
[]
[]
[]
[]
[]
[]
[]
[]
[]
[]
[]
[]
[]
[]
[]
[]
[]
[]
[]
[]
[]
[]
[]
[]
[]
[]
[]
[]
[]
[]
[]
[]
[]
[]
[]
[]
[]
[]
[]
[]
[]
[]
[]
[]
[]
[null,null,null,null,null,null,null,null,null,null,null,null,null,null,null,null,null,null,null,null,null,null,null,null,null,null,null,null,null,null,null,null,null,null,null,null,null,null,null,null,null,null,null,null,null,null,null,null,null,null,null,null,null,null,"q sensibel"]
[null,null,null,null,null,null,null,null,null,null,null,null,null,null,null,null,null,null,null,null,null,null,null,null,null,null,null,null,null,null,null,null,null,null,null,null,null,null,null,null,null,null,null,null,null,null,null,null,null,null,null,null,null,null,"W/K"]
[]
[]
[null,null,null,null,null,null,null,null,null,null,null,null,null,null,null,null,null,null,null,null,null,null,null,null,null,null,null,null,null,null,null,null,null,null,null,null,null,null,null,null,null,null,null,null,null,null,null,null,null,null,null,null,null,null,{"$f":"DC18/(CZ18-CV18)*1000","v":{"$error":"#DIV/0!"}}]
[null,null,null,null,null,null,null,null,null,null,null,null,null,null,null,null,null,null,null,null,null,null,null,null,null,null,null,null,null,null,null,null,null,null,null,null,null,null,null,null,null,null,null,null,null,null,null,null,null,null,null,null,null,null,{"$error":"#DIV/0!"}]
[null,null,null,null,null,null,null,null,null,null,null,null,null,null,null,null,null,null,null,null,null,null,null,null,null,null,null,null,null,null,null,null,null,null,null,null,null,null,null,null,null,null,null,null,null,null,null,null,null,null,null,null,null,null,{"$error":"#DIV/0!"}]
[null,null,null,null,null,null,null,null,null,null,null,null,null,null,null,null,null,null,null,null,null,null,null,null,null,null,null,null,null,null,null,null,null,null,null,null,null,null,null,null,null,null,null,null,null,null,null,null,null,null,null,null,null,null,{"$error":"#DIV/0!"}]
[null,null,null,null,null,null,null,null,null,null,null,null,null,null,null,null,null,null,null,null,null,null,null,null,null,null,null,null,null,null,null,null,null,null,null,null,null,null,null,null,null,null,null,null,null,null,null,null,null,null,null,null,null,null,{"$error":"#DIV/0!"}]
[null,null,null,null,null,null,null,null,null,null,null,null,null,null,null,null,null,null,null,null,null,null,null,null,null,null,null,null,null,null,null,null,null,null,null,null,null,null,null,null,null,null,null,null,null,null,null,null,null,null,null,null,null,null,{"$error":"#DIV/0!"}]
[null,null,null,null,null,null,null,null,null,null,null,null,null,null,null,null,null,null,null,null,null,null,null,null,null,null,null,null,null,null,null,null,null,null,null,null,null,null,null,null,null,null,null,null,null,null,null,null,null,null,null,null,null,null,{"$error":"#DIV/0!"}]
[null,null,null,null,null,null,null,null,null,null,null,null,null,null,null,null,null,null,null,null,null,null,null,null,null,null,null,null,null,null,null,null,null,null,null,null,null,null,null,null,null,null,null,null,null,null,null,null,null,null,null,null,null,null,{"$error":"#DIV/0!"}]
[null,null,null,null,null,null,null,null,null,null,null,null,null,null,null,null,null,null,null,null,null,null,null,null,null,null,null,null,null,null,null,null,null,null,null,null,null,null,null,null,null,null,null,null,null,null,null,null,null,null,null,null,null,null,{"$error":"#DIV/0!"}]
[null,null,null,null,null,null,null,null,null,null,null,null,null,null,null,null,null,null,null,null,null,null,null,null,null,null,null,null,null,null,null,null,null,null,null,null,null,null,null,null,null,null,null,null,null,null,null,null,null,null,null,null,null,null,{"$error":"#DIV/0!"}]
[null,null,null,null,null,null,null,null,null,null,null,null,null,null,null,null,null,null,null,null,null,null,null,null,null,null,null,null,null,null,null,null,null,null,null,null,null,null,null,null,null,null,null,null,null,null,null,null,null,null,null,null,null,null,{"$error":"#DIV/0!"}]
[null,null,null,null,null,null,null,null,null,null,null,null,null,null,null,null,null,null,null,null,null,null,null,null,null,null,null,null,null,null,null,null,null,null,null,null,null,null,null,null,null,null,null,null,null,null,null,null,null,null,null,null,null,null,{"$error":"#DIV/0!"}]
[null,null,null,null,null,null,null,null,null,null,null,null,null,null,null,null,null,null,null,null,null,null,null,null,null,null,null,null,null,null,null,null,null,null,null,null,null,null,null,null,null,null,null,null,null,null,null,null,null,null,null,null,null,null,{"$error":"#DIV/0!"}]
[null,null,null,null,null,null,null,null,null,null,null,null,null,null,null,null,null,null,null,null,null,null,null,null,null,null,null,null,null,null,null,null,null,null,null,null,null,null,null,null,null,null,null,null,null,null,null,null,null,null,null,null,null,null,{"$error":"#DIV/0!"}]
[null,null,null,null,null,null,null,null,null,null,null,null,null,null,null,null,null,null,null,null,null,null,null,null,null,null,null,null,null,null,null,null,null,null,null,null,null,null,null,null,null,null,null,null,null,null,null,null,null,null,null,null,null,null,{"$error":"#DIV/0!"}]
[null,null,null,null,null,null,null,null,null,null,null,null,null,null,null,null,null,null,null,null,null,null,null,null,null,null,null,null,null,null,null,null,null,null,null,null,null,null,null,null,null,null,null,null,null,null,null,null,null,null,null,null,null,null,{"$error":"#DIV/0!"}]
[null,null,null,null,null,null,null,null,null,null,null,null,null,null,null,null,null,null,null,null,null,null,null,null,null,null,null,null,null,null,null,null,null,null,null,null,null,null,null,null,null,null,null,null,null,null,null,null,null,null,null,null,null,null,{"$error":"#DIV/0!"}]
[null,null,null,null,null,null,null,null,null,null,null,null,null,null,null,null,null,null,null,null,null,null,null,null,null,null,null,null,null,null,null,null,null,null,null,null,null,null,null,null,null,null,null,null,null,null,null,null,null,null,null,null,null,null,{"$error":"#DIV/0!"}]
[null,null,null,null,null,null,null,null,null,null,null,null,null,null,null,null,null,null,null,null,null,null,null,null,null,null,null,null,null,null,null,null,null,null,null,null,null,null,null,null,null,null,null,null,null,null,null,null,null,null,null,null,null,null,{"$error":"#DIV/0!"}]
[null,null,null,null,null,null,null,null,null,null,null,null,null,null,null,null,null,null,null,null,null,null,null,null,null,null,null,null,null,null,null,null,null,null,null,null,null,null,null,null,null,null,null,null,null,null,null,null,null,null,null,null,null,null,{"$error":"#DIV/0!"}]
[null,null,null,null,null,null,null,null,null,null,null,null,null,null,null,null,null,null,null,null,null,null,null,null,null,null,null,null,null,null,null,null,null,null,null,null,null,null,null,null,null,null,null,null,null,null,null,null,null,null,null,null,null,null,{"$error":"#DIV/0!"}]
[null,null,null,null,null,null,null,null,null,null,null,null,null,null,null,null,null,null,null,null,null,null,null,null,null,null,null,null,null,null,null,null,null,null,null,null,null,null,null,null,null,null,null,null,null,null,null,null,null,null,null,null,null,null,{"$error":"#DIV/0!"}]
[null,null,null,null,null,null,null,null,null,null,null,null,null,null,null,null,null,null,null,null,null,null,null,null,null,null,null,null,null,null,null,null,null,null,null,null,null,null,null,null,null,null,null,null,null,null,null,null,null,null,null,null,null,null,{"$error":"#DIV/0!"}]
[null,null,null,null,null,null,null,null,null,null,null,null,null,null,null,null,null,null,null,null,null,null,null,null,null,null,null,null,null,null,null,null,null,null,null,null,null,null,null,null,null,null,null,null,null,null,null,null,null,null,null,null,null,null,{"$error":"#DIV/0!"}]
[null,null,null,null,null,null,null,null,null,null,null,null,null,null,null,null,null,null,null,null,null,null,null,null,null,null,null,null,null,null,null,null,null,null,null,null,null,null,null,null,null,null,null,null,null,null,null,null,null,null,null,null,null,null,{"$error":"#DIV/0!"}]
[null,null,null,null,null,null,null,null,null,null,null,null,null,null,null,null,null,null,null,null,null,null,null,null,null,null,null,null,null,null,null,null,null,null,null,null,null,null,null,null,null,null,null,null,null,null,null,null,null,null,null,null,null,null,{"$error":"#DIV/0!"}]
[null,null,null,null,null,null,null,null,null,null,null,null,null,null,null,null,null,null,null,null,null,null,null,null,null,null,null,null,null,null,null,null,null,null,null,null,null,null,null,null,null,null,null,null,null,null,null,null,null,null,null,null,null,null,{"$error":"#DIV/0!"}]
[null,null,null,null,null,null,null,null,null,null,null,null,null,null,null,null,null,null,null,null,null,null,null,null,null,null,null,null,null,null,null,null,null,null,null,null,null,null,null,null,null,null,null,null,null,null,null,null,null,null,null,null,null,null,{"$error":"#DIV/0!"}]
[null,null,null,null,null,null,null,null,null,null,null,null,null,null,null,null,null,null,null,null,null,null,null,null,null,null,null,null,null,null,null,null,null,null,null,null,null,null,null,null,null,null,null,null,null,null,null,null,null,null,null,null,null,null,{"$error":"#DIV/0!"}]
[null,null,null,null,null,null,null,null,null,null,null,null,null,null,null,null,null,null,null,null,null,null,null,null,null,null,null,null,null,null,null,null,null,null,null,null,null,null,null,null,null,null,null,null,null,null,null,null,null,null,null,null,null,null,{"$error":"#DIV/0!"}]
[null,null,null,null,null,null,null,null,null,null,null,null,null,null,null,null,null,null,null,null,null,null,null,null,null,null,null,null,null,null,null,null,null,null,null,null,null,null,null,null,null,null,null,null,null,null,null,null,null,null,null,null,null,null,{"$error":"#DIV/0!"}]
[null,null,null,null,null,null,null,null,null,null,null,null,null,null,null,null,null,null,null,null,null,null,null,null,null,null,null,null,null,null,null,null,null,null,null,null,null,null,null,null,null,null,null,null,null,null,null,null,null,null,null,null,null,null,{"$error":"#DIV/0!"}]
[null,null,null,null,null,null,null,null,null,null,null,null,null,null,null,null,null,null,null,null,null,null,null,null,null,null,null,null,null,null,null,null,null,null,null,null,null,null,null,null,null,null,null,null,null,null,null,null,null,null,null,null,null,null,{"$error":"#DIV/0!"}]
[null,null,null,null,null,null,null,null,null,null,null,null,null,null,null,null,null,null,null,null,null,null,null,null,null,null,null,null,null,null,null,null,null,null,null,null,null,null,null,null,null,null,null,null,null,null,null,null,null,null,null,null,null,null,{"$error":"#DIV/0!"}]
[null,null,null,null,null,null,null,null,null,null,null,null,null,null,null,null,null,null,null,null,null,null,null,null,null,null,null,null,null,null,null,null,null,null,null,null,null,null,null,null,null,null,null,null,null,null,null,null,null,null,null,null,null,null,{"$error":"#DIV/0!"}]
[null,null,null,null,null,null,null,null,null,null,null,null,null,null,null,null,null,null,null,null,null,null,null,null,null,null,null,null,null,null,null,null,null,null,null,null,null,null,null,null,null,null,null,null,null,null,null,null,null,null,null,null,null,null,{"$error":"#DIV/0!"}]
[null,null,null,null,null,null,null,null,null,null,null,null,null,null,null,null,null,null,null,null,null,null,null,null,null,null,null,null,null,null,null,null,null,null,null,null,null,null,null,null,null,null,null,null,null,null,null,null,null,null,null,null,null,null,{"$error":"#DIV/0!"}]
[null,null,null,null,null,null,null,null,null,null,null,null,null,null,null,null,null,null,null,null,null,null,null,null,null,null,null,null,null,null,null,null,null,null,null,null,null,null,null,null,null,null,null,null,null,null,null,null,null,null,null,null,null,null,{"$error":"#DIV/0!"}]
[null,null,null,null,null,null,null,null,null,null,null,null,null,null,null,null,null,null,null,null,null,null,null,null,null,null,null,null,null,null,null,null,null,null,null,null,null,null,null,null,null,null,null,null,null,null,null,null,null,null,null,null,null,null,{"$error":"#DIV/0!"}]
[null,null,null,null,null,null,null,null,null,null,null,null,null,null,null,null,null,null,null,null,null,null,null,null,null,null,null,null,null,null,null,null,null,null,null,null,null,null,null,null,null,null,null,null,null,null,null,null,null,null,null,null,null,null,{"$error":"#DIV/0!"}]
[null,null,null,null,null,null,null,null,null,null,null,null,null,null,null,null,null,null,null,null,null,null,null,null,null,null,null,null,null,null,null,null,null,null,null,null,null,null,null,null,null,null,null,null,null,null,null,null,null,null,null,null,null,null,{"$error":"#DIV/0!"}]
[null,null,null,null,null,null,null,null,null,null,null,null,null,null,null,null,null,null,null,null,null,null,null,null,null,null,null,null,null,null,null,null,null,null,null,null,null,null,null,null,null,null,null,null,null,null,null,null,null,null,null,null,null,null,{"$error":"#DIV/0!"}]
[null,null,null,null,null,null,null,null,null,null,null,null,null,null,null,null,null,null,null,null,null,null,null,null,null,null,null,null,null,null,null,null,null,null,null,null,null,null,null,null,null,null,null,null,null,null,null,null,null,null,null,null,null,null,{"$error":"#DIV/0!"}]
[null,null,null,null,null,null,null,null,null,null,null,null,null,null,null,null,null,null,null,null,null,null,null,null,null,null,null,null,null,null,null,null,null,null,null,null,null,null,null,null,null,null,null,null,null,null,null,null,null,null,null,null,null,null,{"$error":"#DIV/0!"}]
[null,null,null,null,null,null,null,null,null,null,null,null,null,null,null,null,null,null,null,null,null,null,null,null,null,null,null,null,null,null,null,null,null,null,null,null,null,null,null,null,null,null,null,null,null,null,null,null,null,null,null,null,null,null,{"$error":"#DIV/0!"}]
[null,null,null,null,null,null,null,null,null,null,null,null,null,null,null,null,null,null,null,null,null,null,null,null,null,null,null,null,null,null,null,null,null,null,null,null,null,null,null,null,null,null,null,null,null,null,null,null,null,null,null,null,null,null,{"$error":"#DIV/0!"}]
[null,null,null,null,null,null,null,null,null,null,null,null,null,null,null,null,null,null,null,null,null,null,null,null,null,null,null,null,null,null,null,null,null,null,null,null,null,null,null,null,null,null,null,null,null,null,null,null,null,null,null,null,null,null,{"$error":"#DIV/0!"}]
[null,null,null,null,null,null,null,null,null,null,null,null,null,null,null,null,null,null,null,null,null,null,null,null,null,null,null,null,null,null,null,null,null,null,null,null,null,null,null,null,null,null,null,null,null,null,null,null,null,null,null,null,null,null,{"$error":"#DIV/0!"}]
[null,null,null,null,null,null,null,null,null,null,null,null,null,null,null,null,null,null,null,null,null,null,null,null,null,null,null,null,null,null,null,null,null,null,null,null,null,null,null,null,null,null,null,null,null,null,null,null,null,null,null,null,null,null,{"$error":"#DIV/0!"}]
[null,null,null,null,null,null,null,null,null,null,null,null,null,null,null,null,null,null,null,null,null,null,null,null,null,null,null,null,null,null,null,null,null,null,null,null,null,null,null,null,null,null,null,null,null,null,null,null,null,null,null,null,null,null,{"$error":"#DIV/0!"}]
[null,null,null,null,null,null,null,null,null,null,null,null,null,null,null,null,null,null,null,null,null,null,null,null,null,null,null,null,null,null,null,null,null,null,null,null,null,null,null,null,null,null,null,null,null,null,null,null,null,null,null,null,null,null,{"$error":"#DIV/0!"}]
[null,null,null,null,null,null,null,null,null,null,null,null,null,null,null,null,null,null,null,null,null,null,null,null,null,null,null,null,null,null,null,null,null,null,null,null,null,null,null,null,null,null,null,null,null,null,null,null,null,null,null,null,null,null,{"$error":"#DIV/0!"}]
[null,null,null,null,null,null,null,null,null,null,null,null,null,null,null,null,null,null,null,null,null,null,null,null,null,null,null,null,null,null,null,null,null,null,null,null,null,null,null,null,null,null,null,null,null,null,null,null,null,null,null,null,null,null,{"$error":"#DIV/0!"}]
[null,null,null,null,null,null,null,null,null,null,null,null,null,null,null,null,null,null,null,null,null,null,null,null,null,null,null,null,null,null,null,null,null,null,null,null,null,null,null,null,null,null,null,null,null,null,null,null,null,null,null,null,null,null,{"$error":"#DIV/0!"}]
[null,null,null,null,null,null,null,null,null,null,null,null,null,null,null,null,null,null,null,null,null,null,null,null,null,null,null,null,null,null,null,null,null,null,null,null,null,null,null,null,null,null,null,null,null,null,null,null,null,null,null,null,null,null,{"$error":"#DIV/0!"}]
[null,null,null,null,null,null,null,null,null,null,null,null,null,null,null,null,null,null,null,null,null,null,null,null,null,null,null,null,null,null,null,null,null,null,null,null,null,null,null,null,null,null,null,null,null,null,null,null,null,null,null,null,null,null,{"$error":"#DIV/0!"}]
[null,null,null,null,null,null,null,null,null,null,null,null,null,null,null,null,null,null,null,null,null,null,null,null,null,null,null,null,null,null,null,null,null,null,null,null,null,null,null,null,null,null,null,null,null,null,null,null,null,null,null,null,null,null,{"$error":"#DIV/0!"}]
[null,null,null,null,null,null,null,null,null,null,null,null,null,null,null,null,null,null,null,null,null,null,null,null,null,null,null,null,null,null,null,null,null,null,null,null,null,null,null,null,null,null,null,null,null,null,null,null,null,null,null,null,null,null,{"$error":"#DIV/0!"}]
[null,null,null,null,null,null,null,null,null,null,null,null,null,null,null,null,null,null,null,null,null,null,null,null,null,null,null,null,null,null,null,null,null,null,null,null,null,null,null,null,null,null,null,null,null,null,null,null,null,null,null,null,null,null,{"$error":"#DIV/0!"}]
[null,null,null,null,null,null,null,null,null,null,null,null,null,null,null,null,null,null,null,null,null,null,null,null,null,null,null,null,null,null,null,null,null,null,null,null,null,null,null,null,null,null,null,null,null,null,null,null,null,null,null,null,null,null,{"$error":"#DIV/0!"}]
[null,null,null,null,null,null,null,null,null,null,null,null,null,null,null,null,null,null,null,null,null,null,null,null,null,null,null,null,null,null,null,null,null,null,null,null,null,null,null,null,null,null,null,null,null,null,null,null,null,null,null,null,null,null,{"$error":"#DIV/0!"}]
[null,null,null,null,null,null,null,null,null,null,null,null,null,null,null,null,null,null,null,null,null,null,null,null,null,null,null,null,null,null,null,null,null,null,null,null,null,null,null,null,null,null,null,null,null,null,null,null,null,null,null,null,null,null,{"$error":"#DIV/0!"}]
[null,null,null,null,null,null,null,null,null,null,null,null,null,null,null,null,null,null,null,null,null,null,null,null,null,null,null,null,null,null,null,null,null,null,null,null,null,null,null,null,null,null,null,null,null,null,null,null,null,null,null,null,null,null,{"$error":"#DIV/0!"}]
[null,null,null,null,null,null,null,null,null,null,null,null,null,null,null,null,null,null,null,null,null,null,null,null,null,null,null,null,null,null,null,null,null,null,null,null,null,null,null,null,null,null,null,null,null,null,null,null,null,null,null,null,null,null,{"$error":"#DIV/0!"}]
[null,null,null,null,null,null,null,null,null,null,null,null,null,null,null,null,null,null,null,null,null,null,null,null,null,null,null,null,null,null,null,null,null,null,null,null,null,null,null,null,null,null,null,null,null,null,null,null,null,null,null,null,null,null,{"$f":"DC82/(CZ82-CV82)*1000","v":{"$error":"#DIV/0!"}}]
[null,null,null,null,null,null,null,null,null,null,null,null,null,null,null,null,null,null,null,null,null,null,null,null,null,null,null,null,null,null,null,null,null,null,null,null,null,null,null,null,null,null,null,null,null,null,null,null,null,null,null,null,null,null,{"$error":"#DIV/0!"}]
[null,null,null,null,null,null,null,null,null,null,null,null,null,null,null,null,null,null,null,null,null,null,null,null,null,null,null,null,null,null,null,null,null,null,null,null,null,null,null,null,null,null,null,null,null,null,null,null,null,null,null,null,null,null,{"$error":"#DIV/0!"}]
[null,null,null,null,null,null,null,null,null,null,null,null,null,null,null,null,null,null,null,null,null,null,null,null,null,null,null,null,null,null,null,null,null,null,null,null,null,null,null,null,null,null,null,null,null,null,null,null,null,null,null,null,null,null,{"$error":"#DIV/0!"}]
[null,null,null,null,null,null,null,null,null,null,null,null,null,null,null,null,null,null,null,null,null,null,null,null,null,null,null,null,null,null,null,null,null,null,null,null,null,null,null,null,null,null,null,null,null,null,null,null,null,null,null,null,null,null,{"$error":"#DIV/0!"}]
[null,null,null,null,null,null,null,null,null,null,null,null,null,null,null,null,null,null,null,null,null,null,null,null,null,null,null,null,null,null,null,null,null,null,null,null,null,null,null,null,null,null,null,null,null,null,null,null,null,null,null,null,null,null,{"$error":"#DIV/0!"}]
[null,null,null,null,null,null,null,null,null,null,null,null,null,null,null,null,null,null,null,null,null,null,null,null,null,null,null,null,null,null,null,null,null,null,null,null,null,null,null,null,null,null,null,null,null,null,null,null,null,null,null,null,null,null,{"$error":"#DIV/0!"}]
[null,null,null,null,null,null,null,null,null,null,null,null,null,null,null,null,null,null,null,null,null,null,null,null,null,null,null,null,null,null,null,null,null,null,null,null,null,null,null,null,null,null,null,null,null,null,null,null,null,null,null,null,null,null,{"$error":"#DIV/0!"}]
[null,null,null,null,null,null,null,null,null,null,null,null,null,null,null,null,null,null,null,null,null,null,null,null,null,null,null,null,null,null,null,null,null,null,null,null,null,null,null,null,null,null,null,null,null,null,null,null,null,null,null,null,null,null,{"$error":"#DIV/0!"}]
[null,null,null,null,null,null,null,null,null,null,null,null,null,null,null,null,null,null,null,null,null,null,null,null,null,null,null,null,null,null,null,null,null,null,null,null,null,null,null,null,null,null,null,null,null,null,null,null,null,null,null,null,null,null,{"$error":"#DIV/0!"}]
[null,null,null,null,null,null,null,null,null,null,null,null,null,null,null,null,null,null,null,null,null,null,null,null,null,null,null,null,null,null,null,null,null,null,null,null,null,null,null,null,null,null,null,null,null,null,null,null,null,null,null,null,null,null,{"$error":"#DIV/0!"}]
[null,null,null,null,null,null,null,null,null,null,null,null,null,null,null,null,null,null,null,null,null,null,null,null,null,null,null,null,null,null,null,null,null,null,null,null,null,null,null,null,null,null,null,null,null,null,null,null,null,null,null,null,null,null,{"$error":"#DIV/0!"}]
[null,null,null,null,null,null,null,null,null,null,null,null,null,null,null,null,null,null,null,null,null,null,null,null,null,null,null,null,null,null,null,null,null,null,null,null,null,null,null,null,null,null,null,null,null,null,null,null,null,null,null,null,null,null,{"$error":"#DIV/0!"}]
[null,null,null,null,null,null,null,null,null,null,null,null,null,null,null,null,null,null,null,null,null,null,null,null,null,null,null,null,null,null,null,null,null,null,null,null,null,null,null,null,null,null,null,null,null,null,null,null,null,null,null,null,null,null,{"$error":"#DIV/0!"}]
[null,null,null,null,null,null,null,null,null,null,null,null,null,null,null,null,null,null,null,null,null,null,null,null,null,null,null,null,null,null,null,null,null,null,null,null,null,null,null,null,null,null,null,null,null,null,null,null,null,null,null,null,null,null,{"$error":"#DIV/0!"}]
[null,null,null,null,null,null,null,null,null,null,null,null,null,null,null,null,null,null,null,null,null,null,null,null,null,null,null,null,null,null,null,null,null,null,null,null,null,null,null,null,null,null,null,null,null,null,null,null,null,null,null,null,null,null,{"$error":"#DIV/0!"}]
[null,null,null,null,null,null,null,null,null,null,null,null,null,null,null,null,null,null,null,null,null,null,null,null,null,null,null,null,null,null,null,null,null,null,null,null,null,null,null,null,null,null,null,null,null,null,null,null,null,null,null,null,null,null,{"$error":"#DIV/0!"}]
[null,null,null,null,null,null,null,null,null,null,null,null,null,null,null,null,null,null,null,null,null,null,null,null,null,null,null,null,null,null,null,null,null,null,null,null,null,null,null,null,null,null,null,null,null,null,null,null,null,null,null,null,null,null,{"$error":"#DIV/0!"}]
[null,null,null,null,null,null,null,null,null,null,null,null,null,null,null,null,null,null,null,null,null,null,null,null,null,null,null,null,null,null,null,null,null,null,null,null,null,null,null,null,null,null,null,null,null,null,null,null,null,null,null,null,null,null,{"$error":"#DIV/0!"}]
[null,null,null,null,null,null,null,null,null,null,null,null,null,null,null,null,null,null,null,null,null,null,null,null,null,null,null,null,null,null,null,null,null,null,null,null,null,null,null,null,null,null,null,null,null,null,null,null,null,null,null,null,null,null,{"$error":"#DIV/0!"}]
[null,null,null,null,null,null,null,null,null,null,null,null,null,null,null,null,null,null,null,null,null,null,null,null,null,null,null,null,null,null,null,null,null,null,null,null,null,null,null,null,null,null,null,null,null,null,null,null,null,null,null,null,null,null,{"$error":"#DIV/0!"}]
[null,null,null,null,null,null,null,null,null,null,null,null,null,null,null,null,null,null,null,null,null,null,null,null,null,null,null,null,null,null,null,null,null,null,null,null,null,null,null,null,null,null,null,null,null,null,null,null,null,null,null,null,null,null,{"$error":"#DIV/0!"}]
[null,null,null,null,null,null,null,null,null,null,null,null,null,null,null,null,null,null,null,null,null,null,null,null,null,null,null,null,null,null,null,null,null,null,null,null,null,null,null,null,null,null,null,null,null,null,null,null,null,null,null,null,null,null,{"$error":"#DIV/0!"}]
[null,null,null,null,null,null,null,null,null,null,null,null,null,null,null,null,null,null,null,null,null,null,null,null,null,null,null,null,null,null,null,null,null,null,null,null,null,null,null,null,null,null,null,null,null,null,null,null,null,null,null,null,null,null,{"$error":"#DIV/0!"}]
[null,null,null,null,null,null,null,null,null,null,null,null,null,null,null,null,null,null,null,null,null,null,null,null,null,null,null,null,null,null,null,null,null,null,null,null,null,null,null,null,null,null,null,null,null,null,null,null,null,null,null,null,null,null,{"$error":"#DIV/0!"}]
[null,null,null,null,null,null,null,null,null,null,null,null,null,null,null,null,null,null,null,null,null,null,null,null,null,null,null,null,null,null,null,null,null,null,null,null,null,null,null,null,null,null,null,null,null,null,null,null,null,null,null,null,null,null,{"$error":"#DIV/0!"}]
[null,null,null,null,null,null,null,null,null,null,null,null,null,null,null,null,null,null,null,null,null,null,null,null,null,null,null,null,null,null,null,null,null,null,null,null,null,null,null,null,null,null,null,null,null,null,null,null,null,null,null,null,null,null,{"$error":"#DIV/0!"}]
[null,null,null,null,null,null,null,null,null,null,null,null,null,null,null,null,null,null,null,null,null,null,null,null,null,null,null,null,null,null,null,null,null,null,null,null,null,null,null,null,null,null,null,null,null,null,null,null,null,null,null,null,null,null,{"$error":"#DIV/0!"}]
[null,null,null,null,null,null,null,null,null,null,null,null,null,null,null,null,null,null,null,null,null,null,null,null,null,null,null,null,null,null,null,null,null,null,null,null,null,null,null,null,null,null,null,null,null,null,null,null,null,null,null,null,null,null,{"$error":"#DIV/0!"}]
[null,null,null,null,null,null,null,null,null,null,null,null,null,null,null,null,null,null,null,null,null,null,null,null,null,null,null,null,null,null,null,null,null,null,null,null,null,null,null,null,null,null,null,null,null,null,null,null,null,null,null,null,null,null,{"$error":"#DIV/0!"}]
[null,null,null,null,null,null,null,null,null,null,null,null,null,null,null,null,null,null,null,null,null,null,null,null,null,null,null,null,null,null,null,null,null,null,null,null,null,null,null,null,null,null,null,null,null,null,null,null,null,null,null,null,null,null,{"$error":"#DIV/0!"}]
[null,null,null,null,null,null,null,null,null,null,null,null,null,null,null,null,null,null,null,null,null,null,null,null,null,null,null,null,null,null,null,null,null,null,null,null,null,null,null,null,null,null,null,null,null,null,null,null,null,null,null,null,null,null,{"$error":"#DIV/0!"}]
[null,null,null,null,null,null,null,null,null,null,null,null,null,null,null,null,null,null,null,null,null,null,null,null,null,null,null,null,null,null,null,null,null,null,null,null,null,null,null,null,null,null,null,null,null,null,null,null,null,null,null,null,null,null,{"$f":"DC114/(CZ114-CV114)*1000","v":{"$error":"#DIV/0!"}}]
[null,null,null,null,null,null,null,null,null,null,null,null,null,null,null,null,null,null,null,null,null,null,null,null,null,null,null,null,null,null,null,null,null,null,null,null,null,null,null,null,null,null,null,null,null,null,null,null,null,null,null,null,null,null,{"$f":"DC115/(CZ115-CV115)*1000","v":{"$error":"#DIV/0!"}}]
[null,null,null,null,null,null,null,null,null,null,null,null,null,null,null,null,null,null,null,null,null,null,null,null,null,null,null,null,null,null,null,null,null,null,null,null,null,null,null,null,null,null,null,null,null,null,null,null,null,null,null,null,null,null,{"$f":"DC116/(CZ116-CV116)*1000","v":{"$error":"#DIV/0!"}}]
[null,null,null,null,null,null,null,null,null,null,null,null,null,null,null,null,null,null,null,null,null,null,null,null,null,null,null,null,null,null,null,null,null,null,null,null,null,null,null,null,null,null,null,null,null,null,null,null,null,null,null,null,null,null,{"$f":"DC117/(CZ117-CV117)*1000","v":{"$error":"#DIV/0!"}}]
[]
[]
[]
[null,null,null,null,null,null,null,null,null,null,null,null,null,null,null,null,null,null,null,null,null,null,null,null,null,null,null,null,null,null,null,null,null,null,null,null,null,null,null,null,null,null,null,null,null,null,null,null,null,null,null,null,null,null,"q sensibel"]
[null,null,null,null,null,null,null,null,null,null,null,null,null,null,null,null,null,null,null,null,null,null,null,null,null,null,null,null,null,null,null,null,null,null,null,null,null,null,null,null,null,null,null,null,null,null,null,null,null,null,null,null,null,null,"W/K"]
[]
[]
[null,null,null,null,null,null,null,null,null,null,null,null,null,null,null,null,null,null,null,null,null,null,null,null,null,null,null,null,null,null,null,null,null,null,null,null,null,null,null,null,null,null,null,null,null,null,null,null,null,null,null,null,null,null,{"$f":"DS18/(DP18-DL18)*1000","v":{"$error":"#DIV/0!"}}]
[null,null,null,null,null,null,null,null,null,null,null,null,null,null,null,null,null,null,null,null,null,null,null,null,null,null,null,null,null,null,null,null,null,null,null,null,null,null,null,null,null,null,null,null,null,null,null,null,null,null,null,null,null,null,{"$error":"#DIV/0!"}]
[null,null,null,null,null,null,null,null,null,null,null,null,null,null,null,null,null,null,null,null,null,null,null,null,null,null,null,null,null,null,null,null,null,null,null,null,null,null,null,null,null,null,null,null,null,null,null,null,null,null,null,null,null,null,{"$error":"#DIV/0!"}]
[null,null,null,null,null,null,null,null,null,null,null,null,null,null,null,null,null,null,null,null,null,null,null,null,null,null,null,null,null,null,null,null,null,null,null,null,null,null,null,null,null,null,null,null,null,null,null,null,null,null,null,null,null,null,{"$error":"#DIV/0!"}]
[null,null,null,null,null,null,null,null,null,null,null,null,null,null,null,null,null,null,null,null,null,null,null,null,null,null,null,null,null,null,null,null,null,null,null,null,null,null,null,null,null,null,null,null,null,null,null,null,null,null,null,null,null,null,{"$error":"#DIV/0!"}]
[null,null,null,null,null,null,null,null,null,null,null,null,null,null,null,null,null,null,null,null,null,null,null,null,null,null,null,null,null,null,null,null,null,null,null,null,null,null,null,null,null,null,null,null,null,null,null,null,null,null,null,null,null,null,{"$error":"#DIV/0!"}]
[null,null,null,null,null,null,null,null,null,null,null,null,null,null,null,null,null,null,null,null,null,null,null,null,null,null,null,null,null,null,null,null,null,null,null,null,null,null,null,null,null,null,null,null,null,null,null,null,null,null,null,null,null,null,{"$error":"#DIV/0!"}]
[null,null,null,null,null,null,null,null,null,null,null,null,null,null,null,null,null,null,null,null,null,null,null,null,null,null,null,null,null,null,null,null,null,null,null,null,null,null,null,null,null,null,null,null,null,null,null,null,null,null,null,null,null,null,{"$error":"#DIV/0!"}]
[null,null,null,null,null,null,null,null,null,null,null,null,null,null,null,null,null,null,null,null,null,null,null,null,null,null,null,null,null,null,null,null,null,null,null,null,null,null,null,null,null,null,null,null,null,null,null,null,null,null,null,null,null,null,{"$error":"#DIV/0!"}]
[null,null,null,null,null,null,null,null,null,null,null,null,null,null,null,null,null,null,null,null,null,null,null,null,null,null,null,null,null,null,null,null,null,null,null,null,null,null,null,null,null,null,null,null,null,null,null,null,null,null,null,null,null,null,{"$error":"#DIV/0!"}]
[null,null,null,null,null,null,null,null,null,null,null,null,null,null,null,null,null,null,null,null,null,null,null,null,null,null,null,null,null,null,null,null,null,null,null,null,null,null,null,null,null,null,null,null,null,null,null,null,null,null,null,null,null,null,{"$error":"#DIV/0!"}]
[null,null,null,null,null,null,null,null,null,null,null,null,null,null,null,null,null,null,null,null,null,null,null,null,null,null,null,null,null,null,null,null,null,null,null,null,null,null,null,null,null,null,null,null,null,null,null,null,null,null,null,null,null,null,{"$error":"#DIV/0!"}]
[null,null,null,null,null,null,null,null,null,null,null,null,null,null,null,null,null,null,null,null,null,null,null,null,null,null,null,null,null,null,null,null,null,null,null,null,null,null,null,null,null,null,null,null,null,null,null,null,null,null,null,null,null,null,{"$error":"#DIV/0!"}]
[null,null,null,null,null,null,null,null,null,null,null,null,null,null,null,null,null,null,null,null,null,null,null,null,null,null,null,null,null,null,null,null,null,null,null,null,null,null,null,null,null,null,null,null,null,null,null,null,null,null,null,null,null,null,{"$error":"#DIV/0!"}]
[null,null,null,null,null,null,null,null,null,null,null,null,null,null,null,null,null,null,null,null,null,null,null,null,null,null,null,null,null,null,null,null,null,null,null,null,null,null,null,null,null,null,null,null,null,null,null,null,null,null,null,null,null,null,{"$error":"#DIV/0!"}]
[null,null,null,null,null,null,null,null,null,null,null,null,null,null,null,null,null,null,null,null,null,null,null,null,null,null,null,null,null,null,null,null,null,null,null,null,null,null,null,null,null,null,null,null,null,null,null,null,null,null,null,null,null,null,{"$error":"#DIV/0!"}]
[null,null,null,null,null,null,null,null,null,null,null,null,null,null,null,null,null,null,null,null,null,null,null,null,null,null,null,null,null,null,null,null,null,null,null,null,null,null,null,null,null,null,null,null,null,null,null,null,null,null,null,null,null,null,{"$error":"#DIV/0!"}]
[null,null,null,null,null,null,null,null,null,null,null,null,null,null,null,null,null,null,null,null,null,null,null,null,null,null,null,null,null,null,null,null,null,null,null,null,null,null,null,null,null,null,null,null,null,null,null,null,null,null,null,null,null,null,{"$error":"#DIV/0!"}]
[null,null,null,null,null,null,null,null,null,null,null,null,null,null,null,null,null,null,null,null,null,null,null,null,null,null,null,null,null,null,null,null,null,null,null,null,null,null,null,null,null,null,null,null,null,null,null,null,null,null,null,null,null,null,{"$error":"#DIV/0!"}]
[null,null,null,null,null,null,null,null,null,null,null,null,null,null,null,null,null,null,null,null,null,null,null,null,null,null,null,null,null,null,null,null,null,null,null,null,null,null,null,null,null,null,null,null,null,null,null,null,null,null,null,null,null,null,{"$error":"#DIV/0!"}]
[null,null,null,null,null,null,null,null,null,null,null,null,null,null,null,null,null,null,null,null,null,null,null,null,null,null,null,null,null,null,null,null,null,null,null,null,null,null,null,null,null,null,null,null,null,null,null,null,null,null,null,null,null,null,{"$error":"#DIV/0!"}]
[null,null,null,null,null,null,null,null,null,null,null,null,null,null,null,null,null,null,null,null,null,null,null,null,null,null,null,null,null,null,null,null,null,null,null,null,null,null,null,null,null,null,null,null,null,null,null,null,null,null,null,null,null,null,{"$error":"#DIV/0!"}]
[null,null,null,null,null,null,null,null,null,null,null,null,null,null,null,null,null,null,null,null,null,null,null,null,null,null,null,null,null,null,null,null,null,null,null,null,null,null,null,null,null,null,null,null,null,null,null,null,null,null,null,null,null,null,{"$error":"#DIV/0!"}]
[null,null,null,null,null,null,null,null,null,null,null,null,null,null,null,null,null,null,null,null,null,null,null,null,null,null,null,null,null,null,null,null,null,null,null,null,null,null,null,null,null,null,null,null,null,null,null,null,null,null,null,null,null,null,{"$error":"#DIV/0!"}]
[null,null,null,null,null,null,null,null,null,null,null,null,null,null,null,null,null,null,null,null,null,null,null,null,null,null,null,null,null,null,null,null,null,null,null,null,null,null,null,null,null,null,null,null,null,null,null,null,null,null,null,null,null,null,{"$error":"#DIV/0!"}]
[null,null,null,null,null,null,null,null,null,null,null,null,null,null,null,null,null,null,null,null,null,null,null,null,null,null,null,null,null,null,null,null,null,null,null,null,null,null,null,null,null,null,null,null,null,null,null,null,null,null,null,null,null,null,{"$error":"#DIV/0!"}]
[null,null,null,null,null,null,null,null,null,null,null,null,null,null,null,null,null,null,null,null,null,null,null,null,null,null,null,null,null,null,null,null,null,null,null,null,null,null,null,null,null,null,null,null,null,null,null,null,null,null,null,null,null,null,{"$error":"#DIV/0!"}]
[null,null,null,null,null,null,null,null,null,null,null,null,null,null,null,null,null,null,null,null,null,null,null,null,null,null,null,null,null,null,null,null,null,null,null,null,null,null,null,null,null,null,null,null,null,null,null,null,null,null,null,null,null,null,{"$error":"#DIV/0!"}]
[null,null,null,null,null,null,null,null,null,null,null,null,null,null,null,null,null,null,null,null,null,null,null,null,null,null,null,null,null,null,null,null,null,null,null,null,null,null,null,null,null,null,null,null,null,null,null,null,null,null,null,null,null,null,{"$error":"#DIV/0!"}]
[null,null,null,null,null,null,null,null,null,null,null,null,null,null,null,null,null,null,null,null,null,null,null,null,null,null,null,null,null,null,null,null,null,null,null,null,null,null,null,null,null,null,null,null,null,null,null,null,null,null,null,null,null,null,{"$error":"#DIV/0!"}]
[null,null,null,null,null,null,null,null,null,null,null,null,null,null,null,null,null,null,null,null,null,null,null,null,null,null,null,null,null,null,null,null,null,null,null,null,null,null,null,null,null,null,null,null,null,null,null,null,null,null,null,null,null,null,{"$error":"#DIV/0!"}]
[null,null,null,null,null,null,null,null,null,null,null,null,null,null,null,null,null,null,null,null,null,null,null,null,null,null,null,null,null,null,null,null,null,null,null,null,null,null,null,null,null,null,null,null,null,null,null,null,null,null,null,null,null,null,{"$error":"#DIV/0!"}]
[null,null,null,null,null,null,null,null,null,null,null,null,null,null,null,null,null,null,null,null,null,null,null,null,null,null,null,null,null,null,null,null,null,null,null,null,null,null,null,null,null,null,null,null,null,null,null,null,null,null,null,null,null,null,{"$error":"#DIV/0!"}]
[null,null,null,null,null,null,null,null,null,null,null,null,null,null,null,null,null,null,null,null,null,null,null,null,null,null,null,null,null,null,null,null,null,null,null,null,null,null,null,null,null,null,null,null,null,null,null,null,null,null,null,null,null,null,{"$error":"#DIV/0!"}]
[null,null,null,null,null,null,null,null,null,null,null,null,null,null,null,null,null,null,null,null,null,null,null,null,null,null,null,null,null,null,null,null,null,null,null,null,null,null,null,null,null,null,null,null,null,null,null,null,null,null,null,null,null,null,{"$error":"#DIV/0!"}]
[null,null,null,null,null,null,null,null,null,null,null,null,null,null,null,null,null,null,null,null,null,null,null,null,null,null,null,null,null,null,null,null,null,null,null,null,null,null,null,null,null,null,null,null,null,null,null,null,null,null,null,null,null,null,{"$error":"#DIV/0!"}]
[null,null,null,null,null,null,null,null,null,null,null,null,null,null,null,null,null,null,null,null,null,null,null,null,null,null,null,null,null,null,null,null,null,null,null,null,null,null,null,null,null,null,null,null,null,null,null,null,null,null,null,null,null,null,{"$error":"#DIV/0!"}]
[null,null,null,null,null,null,null,null,null,null,null,null,null,null,null,null,null,null,null,null,null,null,null,null,null,null,null,null,null,null,null,null,null,null,null,null,null,null,null,null,null,null,null,null,null,null,null,null,null,null,null,null,null,null,{"$error":"#DIV/0!"}]
[null,null,null,null,null,null,null,null,null,null,null,null,null,null,null,null,null,null,null,null,null,null,null,null,null,null,null,null,null,null,null,null,null,null,null,null,null,null,null,null,null,null,null,null,null,null,null,null,null,null,null,null,null,null,{"$error":"#DIV/0!"}]
[null,null,null,null,null,null,null,null,null,null,null,null,null,null,null,null,null,null,null,null,null,null,null,null,null,null,null,null,null,null,null,null,null,null,null,null,null,null,null,null,null,null,null,null,null,null,null,null,null,null,null,null,null,null,{"$error":"#DIV/0!"}]
[null,null,null,null,null,null,null,null,null,null,null,null,null,null,null,null,null,null,null,null,null,null,null,null,null,null,null,null,null,null,null,null,null,null,null,null,null,null,null,null,null,null,null,null,null,null,null,null,null,null,null,null,null,null,{"$error":"#DIV/0!"}]
[null,null,null,null,null,null,null,null,null,null,null,null,null,null,null,null,null,null,null,null,null,null,null,null,null,null,null,null,null,null,null,null,null,null,null,null,null,null,null,null,null,null,null,null,null,null,null,null,null,null,null,null,null,null,{"$error":"#DIV/0!"}]
[null,null,null,null,null,null,null,null,null,null,null,null,null,null,null,null,null,null,null,null,null,null,null,null,null,null,null,null,null,null,null,null,null,null,null,null,null,null,null,null,null,null,null,null,null,null,null,null,null,null,null,null,null,null,{"$error":"#DIV/0!"}]
[null,null,null,null,null,null,null,null,null,null,null,null,null,null,null,null,null,null,null,null,null,null,null,null,null,null,null,null,null,null,null,null,null,null,null,null,null,null,null,null,null,null,null,null,null,null,null,null,null,null,null,null,null,null,{"$error":"#DIV/0!"}]
[null,null,null,null,null,null,null,null,null,null,null,null,null,null,null,null,null,null,null,null,null,null,null,null,null,null,null,null,null,null,null,null,null,null,null,null,null,null,null,null,null,null,null,null,null,null,null,null,null,null,null,null,null,null,{"$error":"#DIV/0!"}]
[null,null,null,null,null,null,null,null,null,null,null,null,null,null,null,null,null,null,null,null,null,null,null,null,null,null,null,null,null,null,null,null,null,null,null,null,null,null,null,null,null,null,null,null,null,null,null,null,null,null,null,null,null,null,{"$error":"#DIV/0!"}]
[null,null,null,null,null,null,null,null,null,null,null,null,null,null,null,null,null,null,null,null,null,null,null,null,null,null,null,null,null,null,null,null,null,null,null,null,null,null,null,null,null,null,null,null,null,null,null,null,null,null,null,null,null,null,{"$error":"#DIV/0!"}]
[null,null,null,null,null,null,null,null,null,null,null,null,null,null,null,null,null,null,null,null,null,null,null,null,null,null,null,null,null,null,null,null,null,null,null,null,null,null,null,null,null,null,null,null,null,null,null,null,null,null,null,null,null,null,{"$error":"#DIV/0!"}]
[null,null,null,null,null,null,null,null,null,null,null,null,null,null,null,null,null,null,null,null,null,null,null,null,null,null,null,null,null,null,null,null,null,null,null,null,null,null,null,null,null,null,null,null,null,null,null,null,null,null,null,null,null,null,{"$error":"#DIV/0!"}]
[null,null,null,null,null,null,null,null,null,null,null,null,null,null,null,null,null,null,null,null,null,null,null,null,null,null,null,null,null,null,null,null,null,null,null,null,null,null,null,null,null,null,null,null,null,null,null,null,null,null,null,null,null,null,{"$error":"#DIV/0!"}]
[null,null,null,null,null,null,null,null,null,null,null,null,null,null,null,null,null,null,null,null,null,null,null,null,null,null,null,null,null,null,null,null,null,null,null,null,null,null,null,null,null,null,null,null,null,null,null,null,null,null,null,null,null,null,{"$error":"#DIV/0!"}]
[null,null,null,null,null,null,null,null,null,null,null,null,null,null,null,null,null,null,null,null,null,null,null,null,null,null,null,null,null,null,null,null,null,null,null,null,null,null,null,null,null,null,null,null,null,null,null,null,null,null,null,null,null,null,{"$error":"#DIV/0!"}]
[null,null,null,null,null,null,null,null,null,null,null,null,null,null,null,null,null,null,null,null,null,null,null,null,null,null,null,null,null,null,null,null,null,null,null,null,null,null,null,null,null,null,null,null,null,null,null,null,null,null,null,null,null,null,{"$error":"#DIV/0!"}]
[null,null,null,null,null,null,null,null,null,null,null,null,null,null,null,null,null,null,null,null,null,null,null,null,null,null,null,null,null,null,null,null,null,null,null,null,null,null,null,null,null,null,null,null,null,null,null,null,null,null,null,null,null,null,{"$error":"#DIV/0!"}]
[null,null,null,null,null,null,null,null,null,null,null,null,null,null,null,null,null,null,null,null,null,null,null,null,null,null,null,null,null,null,null,null,null,null,null,null,null,null,null,null,null,null,null,null,null,null,null,null,null,null,null,null,null,null,{"$error":"#DIV/0!"}]
[null,null,null,null,null,null,null,null,null,null,null,null,null,null,null,null,null,null,null,null,null,null,null,null,null,null,null,null,null,null,null,null,null,null,null,null,null,null,null,null,null,null,null,null,null,null,null,null,null,null,null,null,null,null,{"$error":"#DIV/0!"}]
[null,null,null,null,null,null,null,null,null,null,null,null,null,null,null,null,null,null,null,null,null,null,null,null,null,null,null,null,null,null,null,null,null,null,null,null,null,null,null,null,null,null,null,null,null,null,null,null,null,null,null,null,null,null,{"$error":"#DIV/0!"}]
[null,null,null,null,null,null,null,null,null,null,null,null,null,null,null,null,null,null,null,null,null,null,null,null,null,null,null,null,null,null,null,null,null,null,null,null,null,null,null,null,null,null,null,null,null,null,null,null,null,null,null,null,null,null,{"$error":"#DIV/0!"}]
[null,null,null,null,null,null,null,null,null,null,null,null,null,null,null,null,null,null,null,null,null,null,null,null,null,null,null,null,null,null,null,null,null,null,null,null,null,null,null,null,null,null,null,null,null,null,null,null,null,null,null,null,null,null,{"$error":"#DIV/0!"}]
[null,null,null,null,null,null,null,null,null,null,null,null,null,null,null,null,null,null,null,null,null,null,null,null,null,null,null,null,null,null,null,null,null,null,null,null,null,null,null,null,null,null,null,null,null,null,null,null,null,null,null,null,null,null,{"$error":"#DIV/0!"}]
[null,null,null,null,null,null,null,null,null,null,null,null,null,null,null,null,null,null,null,null,null,null,null,null,null,null,null,null,null,null,null,null,null,null,null,null,null,null,null,null,null,null,null,null,null,null,null,null,null,null,null,null,null,null,{"$error":"#DIV/0!"}]
[null,null,null,null,null,null,null,null,null,null,null,null,null,null,null,null,null,null,null,null,null,null,null,null,null,null,null,null,null,null,null,null,null,null,null,null,null,null,null,null,null,null,null,null,null,null,null,null,null,null,null,null,null,null,{"$error":"#DIV/0!"}]
[null,null,null,null,null,null,null,null,null,null,null,null,null,null,null,null,null,null,null,null,null,null,null,null,null,null,null,null,null,null,null,null,null,null,null,null,null,null,null,null,null,null,null,null,null,null,null,null,null,null,null,null,null,null,{"$error":"#DIV/0!"}]
[null,null,null,null,null,null,null,null,null,null,null,null,null,null,null,null,null,null,null,null,null,null,null,null,null,null,null,null,null,null,null,null,null,null,null,null,null,null,null,null,null,null,null,null,null,null,null,null,null,null,null,null,null,null,{"$error":"#DIV/0!"}]
[null,null,null,null,null,null,null,null,null,null,null,null,null,null,null,null,null,null,null,null,null,null,null,null,null,null,null,null,null,null,null,null,null,null,null,null,null,null,null,null,null,null,null,null,null,null,null,null,null,null,null,null,null,null,{"$f":"DS82/(DP82-DL82)*1000","v":{"$error":"#DIV/0!"}}]
[null,null,null,null,null,null,null,null,null,null,null,null,null,null,null,null,null,null,null,null,null,null,null,null,null,null,null,null,null,null,null,null,null,null,null,null,null,null,null,null,null,null,null,null,null,null,null,null,null,null,null,null,null,null,{"$error":"#DIV/0!"}]
[null,null,null,null,null,null,null,null,null,null,null,null,null,null,null,null,null,null,null,null,null,null,null,null,null,null,null,null,null,null,null,null,null,null,null,null,null,null,null,null,null,null,null,null,null,null,null,null,null,null,null,null,null,null,{"$error":"#DIV/0!"}]
[null,null,null,null,null,null,null,null,null,null,null,null,null,null,null,null,null,null,null,null,null,null,null,null,null,null,null,null,null,null,null,null,null,null,null,null,null,null,null,null,null,null,null,null,null,null,null,null,null,null,null,null,null,null,{"$error":"#DIV/0!"}]
[null,null,null,null,null,null,null,null,null,null,null,null,null,null,null,null,null,null,null,null,null,null,null,null,null,null,null,null,null,null,null,null,null,null,null,null,null,null,null,null,null,null,null,null,null,null,null,null,null,null,null,null,null,null,{"$error":"#DIV/0!"}]
[null,null,null,null,null,null,null,null,null,null,null,null,null,null,null,null,null,null,null,null,null,null,null,null,null,null,null,null,null,null,null,null,null,null,null,null,null,null,null,null,null,null,null,null,null,null,null,null,null,null,null,null,null,null,{"$error":"#DIV/0!"}]
[null,null,null,null,null,null,null,null,null,null,null,null,null,null,null,null,null,null,null,null,null,null,null,null,null,null,null,null,null,null,null,null,null,null,null,null,null,null,null,null,null,null,null,null,null,null,null,null,null,null,null,null,null,null,{"$error":"#DIV/0!"}]
[null,null,null,null,null,null,null,null,null,null,null,null,null,null,null,null,null,null,null,null,null,null,null,null,null,null,null,null,null,null,null,null,null,null,null,null,null,null,null,null,null,null,null,null,null,null,null,null,null,null,null,null,null,null,{"$error":"#DIV/0!"}]
[null,null,null,null,null,null,null,null,null,null,null,null,null,null,null,null,null,null,null,null,null,null,null,null,null,null,null,null,null,null,null,null,null,null,null,null,null,null,null,null,null,null,null,null,null,null,null,null,null,null,null,null,null,null,{"$error":"#DIV/0!"}]
[null,null,null,null,null,null,null,null,null,null,null,null,null,null,null,null,null,null,null,null,null,null,null,null,null,null,null,null,null,null,null,null,null,null,null,null,null,null,null,null,null,null,null,null,null,null,null,null,null,null,null,null,null,null,{"$error":"#DIV/0!"}]
[null,null,null,null,null,null,null,null,null,null,null,null,null,null,null,null,null,null,null,null,null,null,null,null,null,null,null,null,null,null,null,null,null,null,null,null,null,null,null,null,null,null,null,null,null,null,null,null,null,null,null,null,null,null,{"$error":"#DIV/0!"}]
[null,null,null,null,null,null,null,null,null,null,null,null,null,null,null,null,null,null,null,null,null,null,null,null,null,null,null,null,null,null,null,null,null,null,null,null,null,null,null,null,null,null,null,null,null,null,null,null,null,null,null,null,null,null,{"$error":"#DIV/0!"}]
[null,null,null,null,null,null,null,null,null,null,null,null,null,null,null,null,null,null,null,null,null,null,null,null,null,null,null,null,null,null,null,null,null,null,null,null,null,null,null,null,null,null,null,null,null,null,null,null,null,null,null,null,null,null,{"$error":"#DIV/0!"}]
[null,null,null,null,null,null,null,null,null,null,null,null,null,null,null,null,null,null,null,null,null,null,null,null,null,null,null,null,null,null,null,null,null,null,null,null,null,null,null,null,null,null,null,null,null,null,null,null,null,null,null,null,null,null,{"$error":"#DIV/0!"}]
[null,null,null,null,null,null,null,null,null,null,null,null,null,null,null,null,null,null,null,null,null,null,null,null,null,null,null,null,null,null,null,null,null,null,null,null,null,null,null,null,null,null,null,null,null,null,null,null,null,null,null,null,null,null,{"$error":"#DIV/0!"}]
[null,null,null,null,null,null,null,null,null,null,null,null,null,null,null,null,null,null,null,null,null,null,null,null,null,null,null,null,null,null,null,null,null,null,null,null,null,null,null,null,null,null,null,null,null,null,null,null,null,null,null,null,null,null,{"$error":"#DIV/0!"}]
[null,null,null,null,null,null,null,null,null,null,null,null,null,null,null,null,null,null,null,null,null,null,null,null,null,null,null,null,null,null,null,null,null,null,null,null,null,null,null,null,null,null,null,null,null,null,null,null,null,null,null,null,null,null,{"$error":"#DIV/0!"}]
[null,null,null,null,null,null,null,null,null,null,null,null,null,null,null,null,null,null,null,null,null,null,null,null,null,null,null,null,null,null,null,null,null,null,null,null,null,null,null,null,null,null,null,null,null,null,null,null,null,null,null,null,null,null,{"$error":"#DIV/0!"}]
[null,null,null,null,null,null,null,null,null,null,null,null,null,null,null,null,null,null,null,null,null,null,null,null,null,null,null,null,null,null,null,null,null,null,null,null,null,null,null,null,null,null,null,null,null,null,null,null,null,null,null,null,null,null,{"$error":"#DIV/0!"}]
[null,null,null,null,null,null,null,null,null,null,null,null,null,null,null,null,null,null,null,null,null,null,null,null,null,null,null,null,null,null,null,null,null,null,null,null,null,null,null,null,null,null,null,null,null,null,null,null,null,null,null,null,null,null,{"$error":"#DIV/0!"}]
[null,null,null,null,null,null,null,null,null,null,null,null,null,null,null,null,null,null,null,null,null,null,null,null,null,null,null,null,null,null,null,null,null,null,null,null,null,null,null,null,null,null,null,null,null,null,null,null,null,null,null,null,null,null,{"$error":"#DIV/0!"}]
[null,null,null,null,null,null,null,null,null,null,null,null,null,null,null,null,null,null,null,null,null,null,null,null,null,null,null,null,null,null,null,null,null,null,null,null,null,null,null,null,null,null,null,null,null,null,null,null,null,null,null,null,null,null,{"$error":"#DIV/0!"}]
[null,null,null,null,null,null,null,null,null,null,null,null,null,null,null,null,null,null,null,null,null,null,null,null,null,null,null,null,null,null,null,null,null,null,null,null,null,null,null,null,null,null,null,null,null,null,null,null,null,null,null,null,null,null,{"$error":"#DIV/0!"}]
[null,null,null,null,null,null,null,null,null,null,null,null,null,null,null,null,null,null,null,null,null,null,null,null,null,null,null,null,null,null,null,null,null,null,null,null,null,null,null,null,null,null,null,null,null,null,null,null,null,null,null,null,null,null,{"$error":"#DIV/0!"}]
[null,null,null,null,null,null,null,null,null,null,null,null,null,null,null,null,null,null,null,null,null,null,null,null,null,null,null,null,null,null,null,null,null,null,null,null,null,null,null,null,null,null,null,null,null,null,null,null,null,null,null,null,null,null,{"$error":"#DIV/0!"}]
[null,null,null,null,null,null,null,null,null,null,null,null,null,null,null,null,null,null,null,null,null,null,null,null,null,null,null,null,null,null,null,null,null,null,null,null,null,null,null,null,null,null,null,null,null,null,null,null,null,null,null,null,null,null,{"$error":"#DIV/0!"}]
[null,null,null,null,null,null,null,null,null,null,null,null,null,null,null,null,null,null,null,null,null,null,null,null,null,null,null,null,null,null,null,null,null,null,null,null,null,null,null,null,null,null,null,null,null,null,null,null,null,null,null,null,null,null,{"$error":"#DIV/0!"}]
[null,null,null,null,null,null,null,null,null,null,null,null,null,null,null,null,null,null,null,null,null,null,null,null,null,null,null,null,null,null,null,null,null,null,null,null,null,null,null,null,null,null,null,null,null,null,null,null,null,null,null,null,null,null,{"$error":"#DIV/0!"}]
[null,null,null,null,null,null,null,null,null,null,null,null,null,null,null,null,null,null,null,null,null,null,null,null,null,null,null,null,null,null,null,null,null,null,null,null,null,null,null,null,null,null,null,null,null,null,null,null,null,null,null,null,null,null,{"$error":"#DIV/0!"}]
[null,null,null,null,null,null,null,null,null,null,null,null,null,null,null,null,null,null,null,null,null,null,null,null,null,null,null,null,null,null,null,null,null,null,null,null,null,null,null,null,null,null,null,null,null,null,null,null,null,null,null,null,null,null,{"$error":"#DIV/0!"}]
[null,null,null,null,null,null,null,null,null,null,null,null,null,null,null,null,null,null,null,null,null,null,null,null,null,null,null,null,null,null,null,null,null,null,null,null,null,null,null,null,null,null,null,null,null,null,null,null,null,null,null,null,null,null,{"$error":"#DIV/0!"}]
[null,null,null,null,null,null,null,null,null,null,null,null,null,null,null,null,null,null,null,null,null,null,null,null,null,null,null,null,null,null,null,null,null,null,null,null,null,null,null,null,null,null,null,null,null,null,null,null,null,null,null,null,null,null,{"$error":"#DIV/0!"}]
[null,null,null,null,null,null,null,null,null,null,null,null,null,null,null,null,null,null,null,null,null,null,null,null,null,null,null,null,null,null,null,null,null,null,null,null,null,null,null,null,null,null,null,null,null,null,null,null,null,null,null,null,null,null,{"$f":"DS114/(DP114-DL114)*1000","v":{"$error":"#DIV/0!"}}]
[null,null,null,null,null,null,null,null,null,null,null,null,null,null,null,null,null,null,null,null,null,null,null,null,null,null,null,null,null,null,null,null,null,null,null,null,null,null,null,null,null,null,null,null,null,null,null,null,null,null,null,null,null,null,{"$f":"DS115/(DP115-DL115)*1000","v":{"$error":"#DIV/0!"}}]
[null,null,null,null,null,null,null,null,null,null,null,null,null,null,null,null,null,null,null,null,null,null,null,null,null,null,null,null,null,null,null,null,null,null,null,null,null,null,null,null,null,null,null,null,null,null,null,null,null,null,null,null,null,null,{"$f":"DS116/(DP116-DL116)*1000","v":{"$error":"#DIV/0!"}}]
[null,null,null,null,null,null,null,null,null,null,null,null,null,null,null,null,null,null,null,null,null,null,null,null,null,null,null,null,null,null,null,null,null,null,null,null,null,null,null,null,null,null,null,null,null,null,null,null,null,null,null,null,null,null,{"$f":"BI441/(BG441-BL441)*1000","v":{"$error":"#DIV/0!"}}]

{"sheet":"BG;WT3,2;k","index":10,"n_rows":441,"n_cols":110,"rows_kept":441,"cut":false,"hidden":true,"merged":[]}
["TT",null,null,"Master auswählen ->","BG","WT","Verhältnis",null,"Polynom 6 Ordnung",6,5,4,3,2,1,0]
["2017-03-03",null,null,null,"BG 800",{"$f":"VLOOKUP(E2,E3:G6,2,0)","v":830},{"$f":"VLOOKUP(E2,E3:G6,3,0)","v":1},null,{"$f":"E2","v":"BG 800"},{"$f":"VLOOKUP($I2,$I$3:$P$6,2,0)","v":1.4215219648449425E-16},{"$f":"VLOOKUP($I2,$I$3:$P$6,3,0)","v":-2.5631997963674169E-13},{"$f":"VLOOKUP($I2,$I$3:$P$6,4,0)","v":-1.4887350812644426E-10},{"$f":"VLOOKUP($I2,$I$3:$P$6,5,0)","v":6.9160113347305388E-7},{"$f":"VLOOKUP($I2,$I$3:$P$6,6,0)","v":-6.8832513875944073E-4},{"$f":"VLOOKUP($I2,$I$3:$P$6,7,0)","v":0.3620754630460048},{"$f":"VLOOKUP($I2,$I$3:$P$6,8,0)","v":0},null,null,null,null,null,null,null,null,null,null,null,null,null,null,null,null,null,null,null,null,null,null,null,null,null,null,null,"  Datentabelle aus Eurocoil entnehmen"]
[null,null,null,null,"BG 630",600,{"$f":"F3/$F$2","v":0.72289156626506024},null,{"$f":"E3","v":"BG 630"},{"$f":"LINEST(AR18:AR117,AV18:AV117^{1,2,3,4,5,6},0,0)","v":-1.8135006382699553E-16},8.4675402256476301E-13,-1.6046751409279111E-9,1.6070988669481746E-6,-9.4153118089835501E-4,0.36088300476970353,0]
[null,null,null,null,"BG 800",830,{"$f":"F4/$F$2","v":1},null,{"$f":"E4","v":"BG 800"},{"$f":"LINEST(BI18:BI117,BM18:BM117^{1,2,3,4,5,6},0,0)","v":1.4215219648449425E-16},-2.5631997963674169E-13,-1.4887350812644426E-10,6.9160113347305388E-7,-6.8832513875944073E-4,0.3620754630460048,0]
["WT 4L",3.2,"mm",null,"BG 1000",1030,{"$f":"F5/$F$2","v":1.2409638554216869},null,{"$f":"E5","v":"BG 1000"},{"$f":"LINEST(BZ18:BZ117,CD18:CD117^{1,2,3,4,5,6},0,0)","v":3.4002555069477508E-16},-9.3074693501542378E-13,7.6445628722333344E-10,7.8817516861799249E-8,-4.9496128804693139E-4,0.35555617810700041,0]
["Länge",830,"mm",null,"BG 1200",1230,{"$f":"F6/$F$2","v":1.4819277108433735},null,{"$f":"E6","v":"BG 1200"},{"$f":"LINEST(CQ18:CQ116,CU18:CU116^{1,2,3,4,5,6},0,0)","v":4.1335317722297958E-16},-1.2357141751521776E-12,1.2545964150793252E-9,-2.9707673841329711E-7,-3.6696101891322039E-4,0.35383923484006213,0]
["Rohrreihen",3]
[null,null,null,null,null,null,null,null,"Korrekturfaktoren",6,5,4,3,2,1,0]
[null,null,null,null,null,null,null,null,{"$f":"E3","v":"BG 630"},{"$f":"LINEST(G18:G117,C18:C117^{0,1,2,3,4,5,6},0,0)","v":1.9431561472614572E-12},-5.7966513663789936E-10,6.4271622324181492E-8,-3.2796313202038004E-6,8.3471715107161652E-5,-8.1042095576984083E-4,0.72307373447868861]
["Grenzen",null,null,null,null,null,null,null,{"$f":"E4","v":"BG 800"},{"$f":"LINEST(J18:J117,C18:C117^{0,1,2,3,4,5,6},0,0)","v":-4.5065182817187669E-26},8.220154120588495E-24,0,-7.5651800354186965E-20,4.8206471312720581E-18,-9.7753242638633818E-17,1.0000000000000002]
["Maximum",{"$f":"MAX(B18:B117)","v":1000},"m³/h",null,null,null,null,null,{"$f":"E5","v":"BG 1000"},{"$f":"LINEST(M18:M97,C18:C97^{0,1,2,3,4,5,6},0,0)","v":-2.3425481281731126E-12},5.7876594222649172E-10,-5.0431685558410269E-8,1.873393153195928E-6,-4.0988594550350719E-5,7.8867528621639105E-4,1.2183134292917011]
[null,null,null,null,null,null,null,null,{"$f":"E6","v":"BG 1200"},{"$f":"LINEST(P18:P84,C18:C84^{0,1,2,3,4,5,6},0,0)","v":-6.562698072788781E-12},1.637379031641481E-9,-1.4758903061050266E-7,6.0194493859372346E-6,-1.4889601524840834E-4,2.5040420678397604E-3,1.4455087566500393]
[null,{"$f":"CONCATENATE(\"Master - \",AA13)","v":"Master - BG 800"},null,null,{"$f":"AR13","v":"BG630"},null,null,{"$f":"BI13","v":"BG 800"},null,null,{"$f":"BZ13","v":"BG1000"},null,null,{"$f":"CQ13","v":"BG1200"},null,null,null,null,null,null,null,null,null,null,null,null,{"$f":"E2","v":"BG 800"},null,null,null,null,null,null,null,null,null,null,null,null,null,null,null,null,"BG630",null,null,null,null,null,null,null,null,null,null,null,null,null,null,null,null,"BG 800",null,null,null,null,null,null,null,null,null,null,null,null,null,null,null,null,"BG1000",null,null,null,null,null,null,null,null,null,null,null,null,null,null,null,null,"BG1200"]
[null,"Volumen-nstrom","spez. \nLeistung","Korrektur-faktor","Volumen-nstrom","spez. \nLeistung","Korrektur-faktor","Volumen-nstrom","spez. \nLeistung","Korrektur-faktor","Volumen-nstrom","spez. \nLeistung","Korrektur-faktor","Volumen-nstrom","spez. \nLeistung","Korrektur-faktor",null,null,null,null,null,null,null,null,null,null,{"$f":"IF($AA$13=$AR$13,AR14,IF($AA$13=$BI$13,BI14,IF($AA$13=$BZ$13,BZ14,IF($AA$13=$CQ$13,CQ14,\"-\"))))","v":"q sensibel"},{"$f":"IF($AA$13=$AR$13,AS14,IF($AA$13=$BI$13,BJ14,IF($AA$13=$BZ$13,CA14,IF($AA$13=$CQ$13,CR14,\"-\"))))","v":"S"},"TWI","TWO","QA","VA","TAI","UR","PT","PS","TAO","UR","QW","VW","DPW","DPA",null,"q sensibel","S","TWI","TWO","QA","VA","TAI","UR","PT","PS","TAO","UR","QW","VW","DPW","DPA",null,"q sensibel","S","TWI","TWO","QA","VA","TAI","UR","PT","PS","TAO","UR","QW","VW","DPW","DPA",null,"q sensibel","S","TWI","TWO","QA","VA","TAI","UR","PT","PS","TAO","UR","QW","VW","DPW","DPA",null,"q sensibel","S","TWI","TWO","QA","VA","TAI","UR","PT","PS","TAO","UR","QW","VW","DPW","DPA"]
[null,"[m³/h]","[W/K]","[-]","[m³/h]","[W/K]","[-]","[m³/h]","[W/K]","[-]","[m³/h]","[W/K]","[-]","[m³/h]","[W/K]","[-]",null,null,null,null,null,null,null,null,null,null,{"$f":"IF($AA$13=$AR$13,AR15,IF($AA$13=$BI$13,BI15,IF($AA$13=$BZ$13,BZ15,IF($AA$13=$CQ$13,CQ15,\"-\"))))","v":"W/K"},{"$f":"IF($AA$13=$AR$13,AS15,IF($AA$13=$BI$13,BJ15,IF($AA$13=$BZ$13,CA15,IF($AA$13=$CQ$13,CR15,\"-\"))))","v":0},{"$f":"IF($AA$13=$AR$13,AT15,IF($AA$13=$BI$13,BK15,IF($AA$13=$BZ$13,CB15,IF($AA$13=$CQ$13,CS15,\"-\"))))","v":"°C"},{"$f":"IF($AA$13=$AR$13,AU15,IF($AA$13=$BI$13,BL15,IF($AA$13=$BZ$13,CC15,IF($AA$13=$CQ$13,CT15,\"-\"))))","v":"°C"},{"$f":"IF($AA$13=$AR$13,AV15,IF($AA$13=$BI$13,BM15,IF($AA$13=$BZ$13,CD15,IF($AA$13=$CQ$13,CU15,\"-\"))))","v":"m3/h"},{"$f":"IF($AA$13=$AR$13,AW15,IF($AA$13=$BI$13,BN15,IF($AA$13=$BZ$13,CE15,IF($AA$13=$CQ$13,CV15,\"-\"))))","v":"m/s"},{"$f":"IF($AA$13=$AR$13,AX15,IF($AA$13=$BI$13,BO15,IF($AA$13=$BZ$13,CF15,IF($AA$13=$CQ$13,CW15,\"-\"))))","v":"°C"},{"$f":"IF($AA$13=$AR$13,AY15,IF($AA$13=$BI$13,BP15,IF($AA$13=$BZ$13,CG15,IF($AA$13=$CQ$13,CX15,\"-\"))))","v":" % "},{"$f":"IF($AA$13=$AR$13,AZ15,IF($AA$13=$BI$13,BQ15,IF($AA$13=$BZ$13,CH15,IF($AA$13=$CQ$13,CY15,\"-\"))))","v":"kW"},{"$f":"IF($AA$13=$AR$13,BA15,IF($AA$13=$BI$13,BR15,IF($AA$13=$BZ$13,CI15,IF($AA$13=$CQ$13,CZ15,\"-\"))))","v":"kW"},{"$f":"IF($AA$13=$AR$13,BB15,IF($AA$13=$BI$13,BS15,IF($AA$13=$BZ$13,CJ15,IF($AA$13=$CQ$13,DA15,\"-\"))))","v":"°C"},{"$f":"IF($AA$13=$AR$13,BC15,IF($AA$13=$BI$13,BT15,IF($AA$13=$BZ$13,CK15,IF($AA$13=$CQ$13,DB15,\"-\"))))","v":" % "},{"$f":"IF($AA$13=$AR$13,BD15,IF($AA$13=$BI$13,BU15,IF($AA$13=$BZ$13,CL15,IF($AA$13=$CQ$13,DC15,\"-\"))))","v":"l/h"},{"$f":"IF($AA$13=$AR$13,BE15,IF($AA$13=$BI$13,BV15,IF($AA$13=$BZ$13,CM15,IF($AA$13=$CQ$13,DD15,\"-\"))))","v":"m/s"},{"$f":"IF($AA$13=$AR$13,BF15,IF($AA$13=$BI$13,BW15,IF($AA$13=$BZ$13,CN15,IF($AA$13=$CQ$13,DE15,\"-\"))))","v":"kPa"},{"$f":"IF($AA$13=$AR$13,BG15,IF($AA$13=$BI$13,BX15,IF($AA$13=$BZ$13,CO15,IF($AA$13=$CQ$13,DF15,\"-\"))))","v":"Pa"},null,"W/K",null,"°C","°C","m3/h","m/s","°C"," % ","kW","kW","°C"," % ","l/h","m/s","kPa","Pa",null,"W/K",null,"°C","°C","m3/h","m/s","°C"," % ","kW","kW","°C"," % ","l/h","m/s","kPa","Pa",null,"W/K",null,"°C","°C","m3/h","m/s","°C"," % ","kW","kW","°C"," % ","l/h","m/s","kPa","Pa",null,"W/K",null,"°C","°C","m3/h","m/s","°C"," % ","kW","kW","°C"," % ","l/h","m/s","kPa","Pa"]
[null,null,null,null,null,null,null,null,null,null,null,null,null,null,null,null,null,null,null,null,null,null,null,null,null,null,0,"S","TWI","TWO","QA","VA","TAI","UR","PT","PS","TAO","UR","QW","VW","DPW","DPA",null,null,"S","TWI","TWO","QA","VA","TAI","UR","PT","PS","TAO","UR","QW","VW","DPW","DPA",null,null,"S","TWI","TWO","QA","VA","TAI","UR","PT","PS","TAO","UR","QW","VW","DPW","DPA",null,null,"S","TWI","TWO","QA","VA","TAI","UR","PT","PS","TAO","UR","QW","VW","DPW","DPA",null,null,"S","TWI","TWO","QA","VA","TAI","UR","PT","PS","TAO","UR","QW","VW","DPW","DPA"]
[null,null,null,null,null,null,null,null,null,null,null,null,null,null,null,null,null,null,null,null,null,null,null,null,null,null,0,0,"°C","°C","m3/h","m/s","°C"," % ","kW","kW","°C"," % ","l/h","m/s","kPa","Pa",null,null,null,"°C","°C","m3/h","m/s","°C"," % ","kW","kW","°C"," % ","l/h","m/s","kPa","Pa",null,null,null,"°C","°C","m3/h","m/s","°C"," % ","kW","kW","°C"," % ","l/h","m/s","kPa","Pa",null,null,null,"°C","°C","m3/h","m/s","°C"," % ","kW","kW","°C"," % ","l/h","m/s","kPa","Pa",null,null,null,"°C","°C","m3/h","m/s","°C"," % ","kW","kW","°C"," % ","l/h","m/s","kPa","Pa"]
[null,{"$f":"AE18","v":10},{"$f":"$J$4*B18^6+$K$4*B18^5+$L$4*B18^4+$M$4*B18^3+$N$4*B18^2+$O$4*B18","v":3.5526122034926497},{"$f":"1/C18*C18","v":1},{"$f":"IF($B18*$G$3>$B$11,\"\",$B18*$G$3)","v":7.2289156626506026},{"$f":"IF(E18>$B$11,\"\",$J$3*E18^6+$K$3*E18^5+$L$3*E18^4+$M$3*E18^3+$N$3*E18^2+$O$3*E18)","v":2.5601937391281502},{"$f":"IF(E18>$B$11,\"\",1/$C18*F18)","v":0.7206510568789829},{"$f":"IF($B18*$G$4>$B$11,\"\",$B18*$G$4)","v":10},{"$f":"IF(H18>$B$11,\"\",$J$4*H18^6+$K$4*H18^5+$L$4*H18^4+$M$4*H18^3+$N$4*H18^2+$O$4*H18)","v":3.5526122034926497},{"$f":"IF(H18>$B$11,\"\",1/$C18*I18)","v":1},{"$f":"IF($B18*$G$5>$B$11,\"\",$B18*$G$5)","v":12.409638554216869},{"$f":"IF(K18>$B$11,\"\",$J$5*K18^6+$K$5*K18^5+$L$5*K18^4+$M$5*K18^3+$N$5*K18^2+$O$5*K18)","v":4.336268531785727},{"$f":"IF(K18>$B$11,\"\",1/$C18*L18)","v":1.2205859472989053},{"$f":"IF($B18*$G$6>$B$11,\"\",$B18*$G$6)","v":14.819277108433734},{"$f":"IF(N18>$B$11,\"\",$J$6*N18^6+$K$6*N18^5+$L$6*N18^4+$M$6*N18^3+$N$6*N18^2+$O$6*N18)","v":5.1621458061571728},{"$f":"IF(N18>$B$11,\"\",1/$C18*O18)","v":1.4530563738654492},null,null,null,null,null,null,null,null,null,null,3,0,16,16.2,10,0,26,45,0.04,0.03,15.99,100,200,0.8,19.7,0,null,{"$f":"BA18/(AX18-AT18)*1000","v":3},null,16,16.2,10,0,26,45,0.03,0.03,16.010000000000002,83.3,200,0.8,15.8,0,null,{"$f":"BR18/(BO18-BK18)*1000","v":3},null,16,16.2,10,0,26,45,0.04,0.03,15.99,100,200,0.8,19.7,0,null,{"$f":"CI18/(CF18-CB18)*1000","v":3},null,16,16.2,10,0,26,45,0.04,0.03,15.99,100,200,0.8,23,0,null,{"$f":"CZ18/(CW18-CS18)*1000","v":3},null,16,16.2,10,0,26,45,0.05,0.03,15.99,100,200,0.8,26.3,0]
[null,20,6.9716873835966098,{"$f":"1/C19*C19","v":1},{"$f":"IF($B19*$G$3>$B$11,\"\",$B19*$G$3)","v":14.457831325301205},{"$f":"IF(E19>$B$11,\"\",$J$3*E19^6+$K$3*E19^5+$L$3*E19^4+$M$3*E19^3+$N$3*E19^2+$O$3*E19)","v":5.0255656372420434},{"$f":"IF(E19>$B$11,\"\",1/$C19*F19)","v":0.72085355534823403},{"$f":"IF($B19*$G$4>$B$11,\"\",$B19*$G$4)","v":20},{"$f":"IF(H19>$B$11,\"\",$J$4*H19^6+$K$4*H19^5+$L$4*H19^4+$M$4*H19^3+$N$4*H19^2+$O$4*H19)","v":6.9716873835966098},{"$f":"IF(H19>$B$11,\"\",1/$C19*I19)","v":1},24.819277108433738,8.521239279741069,1.2222635369150854,{"$f":"IF($B19*$G$6>$B$11,\"\",$B19*$G$6)","v":29.638554216867469},{"$f":"IF(N19>$B$11,\"\",$J$6*N19^6+$K$6*N19^5+$L$6*N19^4+$M$6*N19^3+$N$6*N19^2+$O$6*N19)","v":10.15813419073411},1.4570553198691549,null,null,null,null,null,null,null,null,null,null,6,0,16,16.399999999999999,20,0,26,45,0.06,0.06,16.010000000000002,83.3,200,0.8,19.7,0,null,6,null,16,16.3,20,0.1,26,45,0.06,0.06,16.010000000000002,83.3,200,0.8,15.8,0,null,6,null,16,16.399999999999999,20,0,26,45,0.06,0.06,16.010000000000002,83.3,200,0.8,19.7,0,null,6,null,16,16.399999999999999,20,0,26,45,0.06,0.06,16.010000000000002,83.3,200,0.8,23,0,null,7.0000000000000009,null,16,16.5,20,0,26,45,7.0000000000000007E-2,7.0000000000000007E-2,16.010000000000002,83.3,200,0.8,26.3,0]
[null,30,10.261317784612283,1,21.686746987951807,7.3996030484307411,0.72111625463223394,30,10.261317784612283,1,37.228915662650607,12.556428249595701,1.2236662496141706,44.457831325301207,14.984212349815877,1.4602619921084576,null,null,null,null,null,null,null,null,null,null,10,0,16,16.399999999999999,30,0.1,26,45,0.1,0.1,16.010000000000002,83.3,200,0.8,19.7,0,null,10,null,16,16.399999999999999,30,0.1,26,45,0.1,0.1,16.05,83,200,0.8,15.8,0,null,10,null,16,16.399999999999999,30,0.1,26,45,0.1,0.1,16.010000000000002,83.3,200,0.8,19.7,0,null,10,null,16,16.5,30,0,26,45,0.1,0.1,16.010000000000002,83.3,200,0.8,23,0,null,10,null,16,16.5,30,0,26,45,0.1,0.1,16.010000000000002,83.3,200,0.8,26.3,0]
[null,40,13.42555399127604,0.99999999999999989,28.91566265060241,9.6856921283772639,0.72143705464005814,40,13.42555399127604,0.99999999999999989,49.638554216867476,16.443722754383728,1.2248077632452934,59.277108433734938,19.637874533912171,1.4627235901529958,null,null,null,null,null,null,null,null,null,null,13.000000000000002,0,16,16.600000000000001,40,0.1,26,45,0.13,0.13,16.04,83,200,0.8,19.7,0,null,13.000000000000002,null,16,16.5,40,0.1,26,45,0.13,0.13,16.14,82.6,200,0.8,15.8,0,null,13.000000000000002,null,16,16.600000000000001,40,0.1,26,45,0.13,0.13,16.04,83,200,0.8,19.7,0,null,13.000000000000002,null,16,16.600000000000001,40,0.1,26,45,0.13,0.13,16.02,83.2,200,0.8,23,0,null,13.000000000000002,null,16,16.600000000000001,40,0.1,26,45,0.13,0.13,16.010000000000002,83.3,200,0.8,26.3,0]
[null,50,16.468402108794411,1,36.144578313253014,11.887119793652445,0.72181379317332306,50,16.468402108794411,1,62.048192771084345,20.185350779091863,1.2257018407579772,74.096385542168676,24.117763945944624,1.4644871910836645,null,null,null,null,null,null,null,null,null,null,16,0,16,16.7,50,0.1,26,45,0.16,0.16,16.11,82.6,200,0.8,19.600000000000001,0,null,16,null,16,16.7,50,0.1,26,45,0.16,0.16,16.27,81.8,200,0.8,15.8,0,null,16,null,16,16.7,50,0.1,26,45,0.16,0.16,16.11,82.6,200,0.8,19.600000000000001,0,null,16,null,16,16.7,50,0.1,26,45,0.16,0.16,16.05,82.9,200,0.8,23,0,null,16,null,16,16.7,50,0.1,26,45,0.16,0.16,16.02,83.2,200,0.8,26.3,0]
[null,60,19.393821045227874,1,43.373493975903614,14.007075662375492,0.72224424623233974,60,19.393821045227874,1,74.457831325301214,23.783851239433865,1.2263623132320396,88.915662650602414,28.423577791449507,1.4655996734817522,null,null,null,null,null,null,null,null,null,null,19,0,16,16.8,60,0.1,26,45,0.19,0.19,16.190000000000001,82.1,200,0.8,19.600000000000001,0,null,19,null,16,16.8,60,0.2,26,45,0.19,0.19,16.440000000000001,80.900000000000006,200,0.8,15.8,0,null,19,null,16,16.8,60,0.1,26,45,0.19,0.19,16.190000000000001,82.1,200,0.8,19.600000000000001,0,null,19,null,16,16.8,60,0.1,26,45,0.19,0.19,16.100000000000001,82.7,200,0.8,23,0,null,19,null,16,16.8,60,0.1,26,45,0.19,0.19,16.05,82.9,200,0.8,26.3,0]
[null,70,22.205719896224206,1,50.602409638554214,16.048653976241287,0.72272612872911857,70,22.205719896224206,1,86.867469879518083,27.242045134751191,1.2268030607457741,103.73493975903614,32.555975480995912,1.4661076350211744,null,null,null,null,null,null,null,null,null,null,22,0,16,16.899999999999999,70,0.1,26,45,0.22,0.22,16.309999999999999,81.5,200,0.8,19.600000000000001,0,null,20.999999999999996,null,16,16.899999999999999,70,0.2,26,45,0.21,0.21,16.63,79.900000000000006,200,0.8,15.8,0,null,22,null,16,16.899999999999999,70,0.1,26,45,0.22,0.22,16.309999999999999,81.5,200,0.8,19.600000000000001,0,null,22,null,16,17,70,0.1,26,45,0.22,0.22,16.170000000000002,82.3,200,0.8,23,0,null,23,null,16,17,70,0.1,26,45,0.23,0.23,16.100000000000001,82.7,200,0.8,26.3,0]
[null,80,24.907955432101428,1,57.831325301204821,18.014855503914408,0.7232570956304516,80,24.907955432101428,1,99.277108433734952,30.563007595039934,1.2270379910689202,118.55421686746988,36.516489984819337,1.4660573038346136,null,null,null,null,null,null,null,null,null,null,25,0,16,17.100000000000001,80,0.2,26,45,0.25,0.25,16.440000000000001,80.8,200,0.8,19.600000000000001,0,null,24,null,16,17,80,0.2,26,45,0.24,0.24,16.84,78.8,200,0.8,15.8,0,null,25,null,16,17.100000000000001,80,0.2,26,45,0.25,0.25,16.440000000000001,80.8,200,0.8,19.600000000000001,0,null,25,null,16,17.100000000000001,80,0.1,26,45,0.25,0.25,16.260000000000002,81.900000000000006,200,0.8,22.9,0,null,26.000000000000004,null,16,17.100000000000001,80,0.1,26,45,0.26,0.26,16.16,82.4,200,0.8,26.3,0]
[null,90,27.504329687280332,0.99999999999999989,65.060240963855421,19.908589425789884,0.72383474355300581,90,27.504329687280332,0.99999999999999989,111.68674698795182,33.750040822103983,1.2270810161831374,133.37349397590361,40.307442339670708,1.4654944438915487,null,null,null,null,null,null,null,null,null,null,28.000000000000004,0,16,17.2,90,0.2,26,45,0.28000000000000003,0.28000000000000003,16.579999999999998,80.099999999999994,200,0.8,19.600000000000001,0,null,26.000000000000004,null,16,17.100000000000001,90,0.2,26,45,0.26,0.26,17.05,77.8,200,0.8,15.8,0,null,28.000000000000004,null,16,17.2,90,0.2,26,45,0.28000000000000003,0.28000000000000003,16.579999999999998,80.099999999999994,200,0.8,19.600000000000001,0,null,28.000000000000004,null,16,17.2,90,0.1,26,45,0.28000000000000003,0.28000000000000003,16.36,81.2,200,0.8,22.9,0,null,28.999999999999996,null,16,17.2,90,0.1,26,45,0.28999999999999998,0.28999999999999998,16.23,81.900000000000006,200,0.8,26.3,0]
[null,100,29.998587652066597,0.99999999999999989,72.289156626506028,21.732675200120671,0.72445661283068807,100,29.998587652066597,0.99999999999999989,124.09638554216869,36.806647924834422,1.226946026650652,148.19277108433735,43.931859307880842,1.4644642546981501,null,null,null,null,null,null,null,null,null,null,30,0,16,17.3,100,0.2,26,45,0.3,0.3,16.73,79.400000000000006,200,0.8,19.600000000000001,0,null,28.000000000000004,null,16,17.2,100,0.3,26,45,0.28000000000000003,0.28000000000000003,17.25,76.7,200,0.8,15.8,0,null,30,null,16,17.3,100,0.2,26,45,0.3,0.3,16.73,79.400000000000006,200,0.8,19.600000000000001,0,null,31,null,16,17.3,100,0.2,26,45,0.31,0.31,16.47,80.7,200,0.8,22.9,0,null,31,null,16,17.399999999999999,100,0.1,26,45,0.31,0.31,16.309999999999999,81.400000000000006,200,0.8,26.2,0]
[null,110,32.394415066782443,1,79.518072289156621,23.489844410511836,0.72512019007247197,110,32.394415066782443,1,136.50602409638554,39.736507648615188,1.2266468638713406,163.01204819277109,47.393394188640322,1.4630112657054266,null,null,null,null,null,null,null,null,null,null,33,0,16,17.399999999999999,110,0.2,26,45,0.33,0.33,16.89,78.5,200,0.8,19.600000000000001,0,null,30,null,16,17.3,110,0.3,26,45,0.3,0.3,17.46,75.8,200,0.8,15.8,0,null,33,null,16,17.399999999999999,110,0.2,26,45,0.33,0.33,16.89,78.5,200,0.8,19.600000000000001,0,null,34,null,16,17.399999999999999,110,0.2,26,45,0.34,0.34,16.59,80,200,0.8,22.9,0,null,34,null,16,17.5,110,0.1,26,45,0.34,0.34,16.41,81,200,0.8,26.2,0]
[null,120,34.695436318247936,1,86.746987951807228,25.182742594781523,0.7258229112264184,120,34.695436318247936,1,148.91566265060243,42.543449998854982,1.2261972902897149,177.83132530120483,50.696250781494847,1.4611792258923499,null,null,null,null,null,null,null,null,null,null,34.999999999999993,0,16,17.5,120,0.2,26,45,0.35,0.35,17.05,77.7,200,0.8,19.600000000000001,0,null,32,null,16,17.399999999999999,120,0.3,26,45,0.32,0.32,17.66,74.7,200,0.8,15.8,0,null,34.999999999999993,null,16,17.5,120,0.2,26,45,0.35,0.35,17.05,77.7,200,0.8,19.600000000000001,0,null,36,null,16,17.600000000000001,120,0.2,26,45,0.36,0.36,16.72,79.5,200,0.8,22.9,0,null,37,null,16,17.600000000000001,120,0.2,26,45,0.37,0.37,16.510000000000002,80.5,200,0.8,26.2,0]
[null,130,36.905212438611812,1,93.975903614457835,26.813931055188579,0.72656216516273719,130,36.905212438611812,1,161.32530120481928,45.231432758645411,1.2256109576359557,192.65060240963857,53.845110502055974,1.4590109890742944,null,null,null,null,null,null,null,null,null,null,37,0,16,17.600000000000001,130,0.2,26,45,0.37,0.37,17.21,77,200,0.8,19.600000000000001,0,null,34,null,16,17.5,130,0.3,26,45,0.34,0.34,17.86,73.7,200,0.8,15.8,0,null,37,null,16,17.600000000000001,130,0.2,26,45,0.37,0.37,17.21,77,200,0.8,19.600000000000001,0,null,39,null,16,17.7,130,0.2,26,45,0.39,0.39,16.86,78.8,200,0.8,22.9,0,null,40,null,16,17.7,130,0.2,26,45,0.4,0.4,16.62,80,200,0.8,26.2,0]
[null,140,39.027239206531931,1,101.20481927710843,28.385888650026942,0.72733529778545125,140,39.027239206531931,1,173.73493975903617,47.804518900545368,1.2249013733091423,207.46987951807228,56.8450626499273,1.4565483955732443,null,null,null,null,null,null,null,null,null,null,39,0,16,17.7,140,0.3,26,45,0.39,0.39,17.37,76.099999999999994,200,0.8,19.600000000000001,0,null,36,null,16,17.600000000000001,140,0.4,26,45,0.36,0.36,18.059999999999999,73,200,0.8,15.8,0,null,39,null,16,17.7,140,0.3,26,45,0.39,0.39,17.37,76.099999999999994,200,0.8,19.600000000000001,0,null,40.999999999999993,null,16,17.8,140,0.2,26,45,0.41,0.41,16.989999999999998,78,200,0.8,22.9,0,null,41.999999999999993,null,16,17.8,140,0.2,26,45,0.42,0.42,16.73,79.400000000000006,200,0.8,26.2,0]
[null,150,41.064945350705258,1,108.43373493975903,29.901013566586762,0.72813961667851668,150,41.064945350705258,1,186.14457831325302,50.266854892491679,1.2240818650359748,222.28915662650601,59.701537828846128,1.4538321509740131,null,null,null,null,null,null,null,null,null,null,40.999999999999993,0,16,17.8,150,0.3,26,45,0.41,0.41,17.53,75.400000000000006,200,0.8,19.600000000000001,0,null,38,null,16,17.600000000000001,150,0.4,26,45,0.38,0.38,18.239999999999998,71.900000000000006,200,0.8,15.8,1,null,40.999999999999993,null,16,17.8,150,0.3,26,45,0.41,0.41,17.53,75.400000000000006,200,0.8,19.600000000000001,0,null,43,null,16,17.899999999999999,150,0.2,26,45,0.43,0.43,17.13,77.3,200,0.8,22.9,0,null,45,null,16,17.899999999999999,150,0.2,26,45,0.45,0.45,16.850000000000001,78.8,200,0.8,26.2,0]
[null,160,43.021690855747501,1,115.66265060240964,31.361625075482227,0.72897239628814947,160,43.021690855747501,1,198.5542168674699,52.622649897835991,1.2231655439643383,237.10843373493975,62.42024451904043,1.450901702779108,null,null,null,null,null,null,null,null,null,null,43,0,16,17.899999999999999,160,0.3,26,45,0.43,0.43,17.690000000000001,74.7,200,0.8,19.600000000000001,0,null,39,null,16,17.7,160,0.4,26,45,0.39,0.39,18.420000000000002,71.3,200,0.8,15.8,1,null,43,null,16,17.899999999999999,160,0.3,26,45,0.43,0.43,17.690000000000001,74.7,200,0.8,19.600000000000001,0,null,45,null,16,18,160,0.2,26,45,0.45,0.45,17.27,76.599999999999994,200,0.8,22.9,0,null,47,null,16,18,160,0.2,26,45,0.47,0.47,16.97,78.2,200,0.8,26.2,0]
[null,170,44.900765370422242,1,122.89156626506023,32.769965266346134,0.72983088363863158,170,44.900765370422242,1,210.96385542168676,54.876155869507897,1.2221652663777711,251.92771084337349,65.007108801801479,1.4477951158628581,null,null,null,null,null,null,null,null,null,null,45,0,16,17.899999999999999,170,0.3,26,45,0.45,0.45,17.84,73.900000000000006,200,0.8,19.600000000000001,0,null,40.999999999999993,null,16,17.8,170,0.4,26,45,0.41,0.41,18.59,70.400000000000006,200,0.8,15.8,1,null,45,null,16,17.899999999999999,170,0.3,26,45,0.45,0.45,17.84,73.900000000000006,200,0.8,19.600000000000001,0,null,47,null,16,18,170,0.3,26,45,0.47,0.47,17.399999999999999,76,200,0.8,22.9,0,null,49,null,16,18.100000000000001,170,0.2,26,45,0.49,0.49,17.09,77.599999999999994,200,0.8,26.2,0]
[null,180,46.705386718219714,0.99999999999999989,130.12048192771084,34.128200764891155,0.73071230457402003,180,46.705386718219714,0.99999999999999989,223.37349397590364,57.031648538304296,1.2210935942439443,266.74698795180723,67.468217236271599,1.4445489477116848,null,null,null,null,null,null,null,null,null,null,47,0,16,18,180,0.3,26,45,0.47,0.47,17.989999999999998,73.099999999999994,200,0.8,19.600000000000001,0,null,41.999999999999993,null,16,17.8,180,0.5,26,45,0.42,0.42,18.75,69.7,200,0.8,15.8,1,null,47,null,16,18,180,0.3,26,45,0.47,0.47,17.989999999999998,73.099999999999994,200,0.8,19.600000000000001,0,null,49,null,16,18.100000000000001,180,0.3,26,45,0.49,0.49,17.54,75.3,200,0.8,22.9,0,null,51.000000000000007,null,16,18.2,180,0.2,26,45,0.51,0.51,17.22,77,200,0.8,26.2,0]
[null,190,48.438699510285161,1,137.34939759036143,35.438424431337893,0.7316138705130415,190,48.438699510285161,1,235.7831325301205,59.09340929530503,1.2199627548373284,281.56626506024094,69.809762888447679,1.441198124520761,null,null,null,null,null,null,null,null,null,null,49,0,16,18.100000000000001,190,0.4,26,45,0.49,0.49,18.14,72.5,200,0.8,19.600000000000001,0,null,44,null,16,17.899999999999999,190,0.5,26,45,0.44,0.44,18.91,68.900000000000006,200,0.8,15.8,1,null,49,null,16,18.100000000000001,190,0.4,26,45,0.49,0.49,18.14,72.5,200,0.8,19.600000000000001,0,null,51.000000000000007,null,16,18.2,190,0.3,26,45,0.51,0.51,17.670000000000002,74.7,200,0.8,22.9,0,null,54.000000000000007,null,16,18.3,190,0.2,26,45,0.54,0.54,17.329999999999998,76.400000000000006,200,0.8,26.2,0]
[null,200,50.103773860696691,1,144.57831325301206,36.70265704020958,0.73253278569901381,200,50.103773860696691,1,248.19277108433738,61.065707968414735,1.2187845997029179,296.3855421686747,72.037994512399891,1.4377758192963033,null,null,null,null,null,null,null,null,null,null,50,0,16,18.2,200,0.4,26,45,0.5,0.5,18.28,71.8,200,0.8,19.600000000000001,0,null,45,null,16,17.899999999999999,200,0.5,26,45,0.45,0.45,19.059999999999999,68.400000000000006,200,0.8,15.8,1,null,50,null,16,18.2,200,0.4,26,45,0.5,0.5,18.28,71.8,200,0.8,19.600000000000001,0,null,53.000000000000007,null,16,18.3,200,0.3,26,45,0.53,0.53,17.8,74,200,0.8,22.9,0,null,56.000000000000007,null,16,18.399999999999999,200,0.3,26,45,0.56000000000000005,0.56000000000000005,17.46,75.8,200,0.8,26.2,0]
[null,210,51.703604204092898,0.99999999999999989,151.80722891566265,37.922848941493569,0.7334662549209976,210,51.703604204092898,0.99999999999999989,260.60240963855426,62.952786493030985,1.2175705632538396,311.20481927710841,74.15916888370586,1.4343133331860713,null,null,null,null,null,null,null,null,null,null,52.000000000000007,0,16,18.2,210,0.4,26,45,0.52,0.52,18.420000000000002,71.3,200,0.8,19.600000000000001,1,null,46,null,16,18,210,0.6,26,45,0.46,0.46,19.21,67.7,200,0.8,15.8,1,null,52.000000000000007,null,16,18.2,210,0.4,26,45,0.52,0.52,18.420000000000002,71.3,200,0.8,19.600000000000001,1,null,55.000000000000007,null,16,18.399999999999999,210,0.3,26,45,0.55000000000000004,0.55000000000000004,17.93,73.5,200,0.8,22.9,0,null,57.999999999999993,null,16,18.5,210,0.3,26,45,0.57999999999999996,0.57999999999999996,17.57,75.3,200,0.8,26.2,0]
[null,220,53.241108215649788,0.99999999999999989,159.03614457831324,39.100881703169549,0.73441149167657938,220,53.241108215649788,0.99999999999999989,273.01204819277109,64.758843476838592,1.2163316213204454,326.02409638554218,76.179506285100388,1.4308399813268358,null,null,null,null,null,null,null,null,null,null,53.000000000000007,0,16,18.3,220,0.4,26,45,0.53,0.53,18.55,70.7,200,0.8,19.5,1,null,48,null,16,18,220,0.6,26,45,0.48,0.48,19.34,67.099999999999994,200,0.8,15.7,1,null,53.000000000000007,null,16,18.3,220,0.4,26,45,0.53,0.53,18.55,70.7,200,0.8,19.5,1,null,56.999999999999993,null,16,18.399999999999999,220,0.3,26,45,0.56999999999999995,0.56999999999999995,18.059999999999999,72.900000000000006,200,0.8,22.9,0,null,59,null,16,18.600000000000001,220,0.3,26,45,0.59,0.59,17.690000000000001,74.7,200,0.8,26.2,0]
[null,230,54.719125833407595,1,166.26506024096386,40.238569735104413,0.73536572674078826,230,54.719125833407595,1,285.42168674698797,66.488019658730252,1.2150782499916586,340.84337349397589,78.105149144340572,1.4273829845551944,null,null,null,null,null,null,null,null,null,null,55.000000000000007,0,16,18.399999999999999,230,0.4,26,45,0.55000000000000004,0.55000000000000004,18.690000000000001,70,200,0.8,19.5,1,null,49,null,16,18.100000000000001,230,0.6,26,45,0.49,0.49,19.48,66.5,200,0.8,15.7,1,null,55.000000000000007,null,16,18.399999999999999,230,0.4,26,45,0.55000000000000004,0.55000000000000004,18.690000000000001,70,200,0.8,19.5,1,null,57.999999999999993,null,16,18.5,230,0.4,26,45,0.57999999999999996,0.57999999999999996,18.190000000000001,72.3,200,0.8,22.8,0,null,61,null,16,18.600000000000001,230,0.3,26,45,0.61,0.61,17.809999999999999,74.2,200,0.8,26.1,0]
[null,240,56.140418382946891,0.99999999999999989,173.49397590361446,41.337661894313953,0.73632621709977497,240,56.140418382946891,0.99999999999999989,297.83132530120486,68.144384261853403,1.2138203851105038,355.66265060240966,79.942123824286199,1.4239673683758878,null,null,null,null,null,null,null,null,null,null,56.000000000000007,0,16,18.399999999999999,240,0.5,26,45,0.56000000000000005,0.56000000000000005,18.809999999999999,69.5,200,0.8,19.5,1,null,50,null,16,18.100000000000001,240,0.6,26,45,0.5,0.5,19.61,65.900000000000006,200,0.8,15.7,1,null,56.000000000000007,null,16,18.399999999999999,240,0.5,26,45,0.56000000000000005,0.56000000000000005,18.809999999999999,69.5,200,0.8,19.5,1,null,60,null,16,18.600000000000001,240,0.4,26,45,0.6,0.6,18.309999999999999,71.8,200,0.8,22.8,0,null,63,null,16,18.7,240,0.3,26,45,0.63,0.63,17.920000000000002,73.400000000000006,200,0.8,26.1,0]
[null,250,57.507667804414545,0.99999999999999989,180.72289156626505,42.399843071591214,0.73729025520204472,250,57.507667804414545,0.99999999999999989,310.24096385542174,69.731922240783263,1.2125673828043906,370.48192771084337,81.696305565195843,1.420615870618291,null,null,null,null,null,null,null,null,null,null,56.999999999999993,0,16,18.5,250,0.5,26,45,0.56999999999999995,0.56999999999999995,18.93,68.900000000000006,200,0.8,19.5,1,null,51.000000000000007,null,16,18.2,250,0.7,26,45,0.51,0.51,19.73,65.400000000000006,200,0.8,15.7,1,null,56.999999999999993,null,16,18.5,250,0.5,26,45,0.56999999999999995,0.56999999999999995,18.93,68.900000000000006,200,0.8,19.5,1,null,61,null,16,18.600000000000001,250,0.4,26,45,0.61,0.61,18.43,71.3,200,0.8,22.8,0,null,65,null,16,18.8,250,0.3,26,45,0.65,0.65,18.03,73,200,0.8,26.1,0]
[null,260,58.823475981899009,0.99999999999999989,187.95180722891567,43.426735759501604,0.73825517847440281,260,58.823475981899009,0.99999999999999989,322.65060240963857,71.25452242282222,1.2113279814465308,385.30120481927713,83.373386579238158,1.4173488592359549,null,null,null,null,null,null,null,null,null,null,59,0,16,18.5,260,0.5,26,45,0.59,0.59,19.05,68.400000000000006,200,0.8,19.5,1,null,52.000000000000007,null,16,18.2,260,0.7,26,45,0.52,0.52,19.84,64.900000000000006,200,0.8,15.7,1,null,59,null,16,18.5,260,0.5,26,45,0.59,0.59,19.05,68.400000000000006,200,0.8,19.5,1,null,63,null,16,18.7,260,0.4,26,45,0.63,0.63,18.54,70.599999999999994,200,0.8,22.8,1,null,66,null,16,18.899999999999999,260,0.3,26,45,0.66,0.66,18.149999999999999,72.5,200,0.8,26.1,0]
[null,270,60.090364175155429,1,195.18072289156626,44.419901601744726,0.73921837904437748,270,60.090364175155429,1,335.06024096385545,72.715966543425367,1.2101102654573366,400.12048192771084,84.978847297218707,1.414184261714851,null,null,null,null,null,null,null,null,null,null,60,0,16,18.600000000000001,270,0.5,26,45,0.6,0.6,19.170000000000002,67.900000000000006,200,0.8,19.5,1,null,53.000000000000007,null,16,18.3,270,0.7,26,45,0.53,0.53,19.96,64.5,200,0.8,15.7,1,null,60,null,16,18.600000000000001,270,0.5,26,45,0.6,0.6,19.170000000000002,67.900000000000006,200,0.8,19.5,1,null,64,null,16,18.8,270,0.4,26,45,0.64,0.64,18.649999999999999,70.099999999999994,200,0.8,22.8,1,null,68,null,16,18.899999999999999,270,0.3,26,45,0.68,0.68,18.260000000000002,72,200,0.8,26.1,0]
[null,280,61.310772553680088,0.99999999999999989,202.40963855421685,45.380842923882902,0.74017731360586125,280,61.310772553680088,0.99999999999999989,347.46987951807233,74.119919175752429,1.208921631363516,414.93975903614455,86.517930767522245,1.4111375075525634,null,null,null,null,null,null,null,null,null,null,61,0,16,18.600000000000001,280,0.5,26,45,0.61,0.61,19.28,67.400000000000006,200,0.8,19.5,1,null,54.000000000000007,null,16,18.3,280,0.7,26,45,0.54,0.54,20.07,64.099999999999994,200,0.8,15.7,2,null,61,null,16,18.600000000000001,280,0.5,26,45,0.61,0.61,19.28,67.400000000000006,200,0.8,19.5,1,null,66,null,16,18.8,280,0.4,26,45,0.66,0.66,18.77,69.599999999999994,200,0.8,22.8,1,null,68.999999999999986,null,16,19,280,0.4,26,45,0.69,0.69,18.36,71.400000000000006,200,0.8,26.1,0]
[null,290,62.48705983313468,0.99999999999999989,209.63855421686748,46.3110042454365,0.74112951336013111,290,62.48705983313468,0.99999999999999989,359.87951807228922,75.469918554345696,1.2077687565374402,429.75903614457832,87.995620207270392,1.408221485252366,null,null,null,null,null,null,null,null,null,null,62,0,16,18.7,290,0.6,26,45,0.62,0.62,19.39,66.900000000000006,200,0.8,19.5,1,null,55.000000000000007,null,16,18.399999999999999,290,0.8,26,45,0.55000000000000004,0.55000000000000004,20.170000000000002,63.7,200,0.8,15.7,2,null,62,null,16,18.7,290,0.6,26,45,0.62,0.62,19.39,66.900000000000006,200,0.8,19.5,1,null,67,null,16,18.899999999999999,290,0.4,26,45,0.67,0.67,18.87,69.2,200,0.8,22.8,1,null,71,null,16,19.100000000000001,290,0.4,26,45,0.71,0.71,18.47,70.900000000000006,200,0.8,26.1,0]
[null,300,63.621503014119938,1,216.86746987951807,47.211773773345911,0.74207259396037684,300,63.621503014119938,1,372.28915662650604,76.769368292934502,1.2066575710400393,444.57831325301203,89.416619705694742,1.4054465152426521,null,null,null,null,null,null,null,null,null,null,63,0,16,18.7,300,0.6,26,45,0.63,0.63,19.489999999999998,66.5,200,0.8,19.5,1,null,56.000000000000007,null,16,18.399999999999999,300,0.8,26,45,0.56000000000000005,0.56000000000000005,20.28,63.2,200,0.8,15.7,2,null,63,null,16,18.7,300,0.6,26,45,0.63,0.63,19.489999999999998,66.5,200,0.8,19.5,1,null,68,null,16,18.899999999999999,300,0.5,26,45,0.68,0.68,18.98,68.599999999999994,200,0.8,22.8,1,null,72,null,16,19.100000000000001,300,0.4,26,45,0.72,0.72,18.57,70.5,200,0.8,26.1,1]
[null,310,64.71629722329908,1,224.09638554216866,48.084484876800303,0.74300426538446929,310,64.71629722329908,1,384.69879518072293,78.021529996365587,1.2055932329867038,459.39759036144579,90.785338079725392,1.4028203400833781,null,null,null,null,null,null,null,null,null,null,65,0,16,18.8,310,0.6,26,45,0.65,0.65,19.59,66,200,0.8,19.5,1,null,56.999999999999993,null,16,18.399999999999999,310,0.8,26,45,0.56999999999999995,0.56999999999999995,20.38,62.9,200,0.8,15.7,2,null,65,null,16,18.8,310,0.6,26,45,0.65,0.65,19.59,66,200,0.8,19.5,1,null,69.999999999999986,null,16,19,310,0.5,26,45,0.7,0.7,19.079999999999998,68.2,200,0.8,22.8,1,null,74,null,16,19.2,310,0.4,26,45,0.74,0.74,18.670000000000002,70.2,200,0.8,26.1,1]
[null,320,65.773555656870514,1,231.32530120481928,48.930417543433038,0.74392234165801718,320,65.773555656870514,1,397.10843373493981,79.229516766660183,1.2045801078474021,474.2168674698795,92.105875881795015,1.4003481332573193,null,null,null,null,null,null,null,null,null,null,66,0,16,18.8,320,0.6,26,45,0.66,0.66,19.690000000000001,65.7,200,0.8,19.5,1,null,56.999999999999993,null,16,18.5,320,0.8,26,45,0.56999999999999995,0.56999999999999995,20.47,62.4,200,0.8,15.7,2,null,66,null,16,18.8,320,0.6,26,45,0.66,0.66,19.690000000000001,65.7,200,0.8,19.5,1,null,71,null,16,19.100000000000001,320,0.5,26,45,0.71,0.71,19.170000000000002,67.900000000000006,200,0.8,22.8,1,null,75,null,16,19.2,320,0.4,26,45,0.75,0.75,18.77,69.599999999999994,200,0.8,26.1,1]
[null,{"$f":"AE50","v":330},{"$f":"$J$4*B50^6+$K$4*B50^5+$L$4*B50^4+$M$4*B50^3+$N$4*B50^2+$O$4*B50","v":66.795309626390534},1,238.55421686746988,49.750799816883912,0.74482475034785367,330,66.795309626390534,1,409.51807228915663,{"$f":"IF(K50>$B$11,\"\",$J$5*K50^6+$K$5*K50^5+$L$5*K50^4+$M$5*K50^3+$N$5*K50^2+$O$5*K50)","v":80.396287603196811},{"$f":"IF(K50>$B$11,\"\",1/$C50*L50)","v":1.2036217520793195},489.03614457831327,93.382015559858161,{"$f":"IF(N50>$B$11,\"\",1/$C50*O50)","v":1.3980325277654426},null,null,null,null,null,null,null,null,null,null,67,0,16,18.899999999999999,330,0.6,26,45,0.67,0.67,19.79,65.3,200,0.8,19.5,1,null,{"$f":"BA50/(AX50-AT50)*1000","v":57.999999999999993},null,16,18.5,330,0.9,26,45,0.57999999999999996,0.57999999999999996,20.56,62.2,200,0.8,15.7,2,null,{"$f":"BR50/(BO50-BK50)*1000","v":67},null,16,18.899999999999999,330,0.6,26,45,0.67,0.67,19.79,65.3,200,0.8,19.5,1,null,{"$f":"CI50/(CF50-CB50)*1000","v":72},null,16,19.100000000000001,330,0.5,26,45,0.72,0.72,19.27,67.400000000000006,200,0.8,22.8,1,null,{"$f":"CZ50/(CW50-CS50)*1000","v":77},null,16,19.3,330,0.4,26,45,0.77,0.77,18.87,69.099999999999994,200,0.8,26.1,1]
[null,340,67.78350870694527,1,245.78313253012047,50.546809215728061,0.74570954174505444,340,67.78350870694527,1,421.92771084337352,81.524642697020766,1.2027209014730089,503.85542168674698,94.617214769626202,1.3958736656535971,null,null,null,null,null,null,null,null,null,null,68,0,16,18.899999999999999,340,0.7,26,45,0.68,0.68,19.88,64.900000000000006,200,0.8,19.5,1,null,59,null,16,18.5,340,0.9,26,45,0.59,0.59,20.65,61.8,200,0.8,15.7,2,null,68,null,16,18.899999999999999,340,0.7,26,45,0.68,0.68,19.88,64.900000000000006,200,0.8,19.5,1,null,73,null,16,19.2,340,0.5,26,45,0.73,0.73,19.37,66.900000000000006,200,0.8,22.8,1,null,78,null,16,19.3,340,0.4,26,45,0.78,0.78,18.96,68.8,200,0.8,26.1,1]
[null,350,68.740020987672253,1,253.01204819277109,51.319574133771553,0.74657489765641971,350,68.740020987672253,1,434.3373493975904,82.617219619279524,1.201879464571243,518.67469879518069,95.81460283901751,1.3938692694929606,null,null,null,null,null,null,null,null,null,null,68.999999999999986,0,16,19,350,0.7,26,45,0.69,0.69,19.97,64.400000000000006,200,0.8,19.5,1,null,60,null,16,18.600000000000001,350,0.9,26,45,0.6,0.6,20.73,61.4,200,0.8,15.7,2,null,68.999999999999986,null,16,19,350,0.7,26,45,0.69,0.69,19.97,64.400000000000006,200,0.8,19.5,1,null,74,null,16,19.2,350,0.5,26,45,0.74,0.74,19.46,66.599999999999994,200,0.8,22.8,1,null,79,null,16,19.399999999999999,350,0.5,26,45,0.79,0.79,19.05,68.5,200,0.8,26.1,1]
[null,360,69.666633424631826,1,260.24096385542168,52.070175221713832,0.74741913972411844,360,69.666633424631826,1,446.74698795180728,83.676490403784697,1.2010985214939274,533.49397590361446,96.976980384823349,1.3920147367209434,null,null,null,null,null,null,null,null,null,null,69.999999999999986,0,16,19,360,0.7,26,45,0.7,0.7,20.05,64.2,200,0.8,19.5,1,null,61,null,16,18.600000000000001,360,1,26,45,0.61,0.61,20.82,61.2,200,0.8,15.7,2,null,69.999999999999986,null,16,19,360,0.7,26,45,0.7,0.7,20.05,64.2,200,0.8,19.5,1,null,75,null,16,19.2,360,0.6,26,45,0.75,0.75,19.55,66.3,200,0.8,22.8,1,null,80,null,16,19.5,360,0.5,26,45,0.8,0.8,19.14,68,200,0.8,26.1,1]
[null,370,70.565052296027801,1,267.46987951807228,52.799646750176741,0.74824073719490325,370,70.565052296027801,1,459.15662650602411,84.704759523699877,1.200378328472776,548.31325301204822,98.106822081588774,1.3903032576241898,null,null,null,null,null,null,null,null,null,null,69.999999999999986,0,16,19,370,0.7,26,45,0.7,0.7,20.14,63.8,200,0.8,19.5,1,null,61,null,16,18.600000000000001,370,1,26,45,0.61,0.61,20.89,60.9,200,0.8,15.7,3,null,69.999999999999986,null,16,19,370,0.7,26,45,0.7,0.7,20.14,63.8,200,0.8,19.5,1,null,76,null,16,19.3,370,0.6,26,45,0.76,0.76,19.64,65.900000000000006,200,0.8,22.8,1,null,81,null,16,19.5,370,0.5,26,45,0.81,0.81,19.23,67.5,200,0.8,26.1,1]
[null,380,71.436903759777891,1,274.69879518072287,53.508977954100381,0.74903831406293786,380,71.436903759777891,1,471.56626506024099,85.704162762355139,1.1997183283664421,563.13253012048187,99.206282582709449,1.3887259576130584,null,null,null,null,null,null,null,null,null,null,71,0,16,19.100000000000001,380,0.7,26,45,0.71,0.71,20.22,63.4,200,0.8,19.5,1,null,62,null,16,18.7,380,1,26,45,0.62,0.62,20.97,60.5,200,0.8,15.7,3,null,71,null,16,19.100000000000001,380,0.7,26,45,0.71,0.71,20.22,63.4,200,0.8,19.5,1,null,77,null,16,19.3,380,0.6,26,45,0.77,0.77,19.72,65.5,200,0.8,22.8,1,null,82.999999999999986,null,16,19.600000000000001,380,0.5,26,45,0.83,0.83,19.309999999999999,67.3,200,0.8,26.1,1]
[null,390,72.283734513433672,1,281.92771084337352,54.199114358505625,0.74981065551383363,390,72.283734513433672,1,483.97590361445788,86.676666978187342,1.1991171673909404,577.95180722891564,100.27720559374359,1.3872720642997136,null,null,null,null,null,null,null,null,null,null,72,0,16,19.100000000000001,390,0.7,26,45,0.72,0.72,20.3,63.2,200,0.8,19.5,2,null,63,null,16,18.7,390,1,26,45,0.63,0.63,21.05,60.4,200,0.8,15.7,3,null,72,null,16,19.100000000000001,390,0.7,26,45,0.72,0.72,20.3,63.2,200,0.8,19.5,2,null,79,null,16,19.399999999999999,390,0.6,26,45,0.79,0.79,19.8,65.2,200,0.8,22.8,1,null,83.999999999999986,null,16,19.600000000000001,390,0.5,26,45,0.84,0.84,19.39,66.900000000000006,200,0.8,26.1,1]
[null,400,73.107012556450115,1,289.15662650602411,54.870959085623468,0.75055671360191967,400,73.107012556450115,1,496.38554216867476,87.624070763807197,1.198572718262118,592.77108433734941,101.32113609793922,1.3859290997522757,null,null,null,null,null,null,null,null,null,null,73,0,16,19.100000000000001,400,0.8,26,45,0.73,0.73,20.38,62.9,200,0.8,19.5,2,null,63,null,16,18.7,400,1.1000000000000001,26,45,0.63,0.63,21.12,59.9,200,0.8,15.7,3,null,73,null,16,19.100000000000001,400,0.8,26,45,0.73,0.73,20.38,62.9,200,0.8,19.5,2,null,80,null,16,19.399999999999999,400,0.6,26,45,0.8,0.8,19.88,64.900000000000006,200,0.8,22.8,1,null,84.999999999999986,null,16,19.600000000000001,400,0.5,26,45,0.85,0.85,19.48,66.5,200,0.8,26.1,1]
[null,410,73.908128054804862,1,296.3855421686747,55.525374143390934,0.75127561209800064,410,73.908128054804862,1,508.79518072289159,88.548005999191943,1.1980821099071974,607.59036144578317,102.33933573397739,1.3846830981578917,null,null,null,null,null,null,null,null,null,null,74,0,16,19.2,410,0.8,26,45,0.74,0.74,20.46,62.5,200,0.8,19.5,2,null,64,null,16,18.8,410,1.1000000000000001,26,45,0.64,0.64,21.19,59.8,200,0.8,15.7,3,null,74,null,16,19.2,410,0.8,26,45,0.74,0.74,20.46,62.5,200,0.8,19.5,2,null,80,null,16,19.5,410,0.6,26,45,0.8,0.8,19.96,64.5,200,0.8,22.8,1,null,86,null,16,19.7,410,0.5,26,45,0.86,0.86,19.559999999999999,66.3,200,0.8,26.1,1]
[null,420,74.688394307966703,0.99999999999999989,303.6144578313253,56.163181695313789,0.75196665045084643,420,74.688394307966703,0.99999999999999989,521.20481927710853,89.449940299004922,1.197641763861881,622.40963855421683,103.33280132593029,1.3835188489908157,null,null,null,null,null,null,null,null,null,null,75,0,16,19.2,420,0.8,26,45,0.75,0.75,20.53,62.2,200,0.8,19.5,2,null,65,null,16,18.8,420,1.1000000000000001,26,45,0.65,0.65,21.26,59.4,200,0.8,15.7,3,null,75,null,16,19.2,420,0.8,26,45,0.75,0.75,20.53,62.2,200,0.8,19.5,2,null,81,null,16,19.5,420,0.6,26,45,0.81,0.81,20.04,64.3,200,0.8,22.8,1,null,87,null,16,19.7,420,0.5,26,45,0.87,0.87,19.63,65.900000000000006,200,0.8,26.1,1]
[null,430,75.449048818213981,1,310.84337349397589,56.785165311696204,0.75262930681225271,430,75.449048818213981,1,533.61445783132535,90.331180354040853,1.197247437428717,637.22891566265059,104.30228656543494,1.3824201656503265,null,null,null,null,null,null,null,null,null,null,75,0,16,19.2,430,0.8,26,45,0.75,0.75,20.6,61.9,200,0.8,19.5,2,null,65,null,16,18.8,430,1.1000000000000001,26,45,0.65,0.65,21.32,59.3,200,0.8,15.7,3,null,75,null,16,19.2,430,0.8,26,45,0.75,0.75,20.6,61.9,200,0.8,19.5,2,null,81.999999999999986,null,16,19.5,430,0.7,26,45,0.82,0.82,20.11,63.8,200,0.8,22.8,1,null,88,null,16,19.8,430,0.6,26,45,0.88,0.88,19.71,65.5,200,0.8,26.1,1]
[null,440,76.191254462302496,0.99999999999999989,318.07228915662648,57.392071202236608,0.75326324008266266,440,76.191254462302496,0.99999999999999989,546.02409638554218,91.192876166797802,1.1968942736323855,652.04819277108436,105.24832684608253,1.3813701794102462,null,null,null,null,null,null,null,null,null,null,76,0,16,19.3,440,0.8,26,45,0.76,0.76,20.67,61.8,200,0.8,19.5,2,null,66,null,16,18.8,440,1.2,26,45,0.66,0.66,21.39,59,200,0.8,15.7,3,null,76,null,16,19.3,440,0.8,26,45,0.76,0.76,20.67,61.8,200,0.8,19.5,2,null,82.999999999999986,null,16,19.600000000000001,440,0.7,26,45,0.83,0.83,20.18,63.7,200,0.8,22.8,1,null,89,null,16,19.8,440,0.6,26,45,0.89,0.89,19.78,65.400000000000006,200,0.8,26.1,1]
[null,450,76.916100765483009,0.99999999999999989,325.30120481927713,57.98460942999084,0.75386829094191554,450,76.916100765483009,0.99999999999999989,558.43373493975912,92.03602618117506,1.1965768579688232,666.86746987951813,106.17126725002291,1.3803516584094508,null,null,null,null,null,null,null,null,null,null,77,0,16,19.3,450,0.9,26,45,0.77,0.77,20.74,61.3,200,0.8,19.5,2,null,67,null,16,18.899999999999999,450,1.2,26,45,0.67,0.67,21.45,58.8,200,0.8,15.7,4,null,77,null,16,19.3,450,0.9,26,45,0.77,0.77,20.74,61.3,200,0.8,19.5,2,null,83.999999999999986,null,16,19.600000000000001,450,0.7,26,45,0.84,0.84,20.25,63.4,200,0.8,22.8,1,null,90,null,16,19.899999999999999,450,0.6,26,45,0.9,0.9,19.86,64.900000000000006,200,0.8,26,1]
[null,460,77.624605277868127,1,332.53012048192772,58.563455106701696,0.75444448183750012,460,77.624605277868127,1,570.84337349397595,92.861483306297373,1.1962892819085742,681.68674698795178,107.07129368678483,1.3793473513135193,null,null,null,null,null,null,null,null,null,null,78,0,16,19.3,460,0.9,26,45,0.78,0.78,20.8,61.3,200,0.8,19.5,2,null,67,null,16,18.899999999999999,460,1.2,26,45,0.67,0.67,21.5,58.5,200,0.8,15.7,4,null,78,null,16,19.3,460,0.9,26,45,0.78,0.78,20.8,61.3,200,0.8,19.5,2,null,84.999999999999986,null,16,19.7,460,0.7,26,45,0.85,0.85,20.32,63.1,200,0.8,22.8,1,null,91,null,16,19.899999999999999,460,0.6,26,45,0.91,0.91,19.93,64.7,200,0.8,26,1]
[null,470,78.317715053148959,1,339.75903614457832,59.129249569495315,0.75499201591068221,470,78.317715053148959,1,583.25301204819277,93.669961834465525,1.1960252130810767,696.50602409638554,107.94846718431091,1.3783403551936311,null,null,null,null,null,null,null,null,null,null,78,0,16,19.399999999999999,470,0.9,26,45,0.78,0.78,20.87,60.9,200,0.8,19.5,2,null,68,null,16,18.899999999999999,470,1.2,26,45,0.68,0.68,21.56,58.4,200,0.8,15.7,4,null,78,null,16,19.399999999999999,470,0.9,26,45,0.78,0.78,20.87,60.9,200,0.8,19.5,2,null,86,null,16,19.7,470,0.7,26,45,0.86,0.86,20.39,62.8,200,0.8,22.8,1,null,92,null,16,19.899999999999999,470,0.6,26,45,0.92,0.92,20,64.400000000000006,200,0.8,26,1]
[null,480,78.996308229661466,1,346.98795180722891,59.682601538944198,0.7555112748488495,480,78.996308229661466,1,595.66265060240971,94.462045253233057,1.1957779720364772,711.32530120481931,108.80276133220937,1.3773145071019433,null,null,null,null,null,null,null,null,null,null,79,0,16,19.399999999999999,480,0.9,26,45,0.79,0.79,20.93,60.8,200,0.8,19.5,2,null,68,null,16,18.899999999999999,480,1.3,26,45,0.68,0.68,21.62,58.1,200,0.8,15.7,4,null,79,null,16,19.399999999999999,480,0.9,26,45,0.79,0.79,20.93,60.8,200,0.8,19.5,2,null,86,null,16,19.7,480,0.7,26,45,0.86,0.86,20.45,62.5,200,0.8,22.8,2,null,93,null,16,20,480,0.6,26,45,0.93,0.93,20.07,64.099999999999994,200,0.8,26,1]
[null,490,79.661195713802115,1,354.2168674698795,60.224088258497076,0.75600281566025551,490,79.661195713802115,1,608.07228915662654,95.238194951609231,1.1955406154556156,726.14457831325296,109.63410287721968,1.3762547987743103,null,null,null,null,null,null,null,null,null,null,80,0,16,19.399999999999999,490,0.9,26,45,0.8,0.8,20.99,60.4,200,0.8,19.5,2,null,68.999999999999986,null,16,19,490,1.3,26,45,0.69,0.69,21.68,57.9,200,0.8,15.7,4,null,80,null,16,19.399999999999999,490,0.9,26,45,0.8,0.8,20.99,60.4,200,0.8,19.5,2,null,87,null,16,19.8,490,0.8,26,45,0.87,0.87,20.52,62.3,200,0.8,22.8,2,null,93,null,16,20,490,0.6,26,45,0.93,0.93,20.13,63.9,200,0.8,26,1]
[null,500,80.313122965793241,1,361.4457831325301,60.754256615275551,0.75646736637488055,500,80.313122965793241,1,620.48192771084348,95.998759820388187,1.195306025657547,740.96385542168673,110.4424154708945,1.3751478138626716,null,null,null,null,null,null,null,null,null,null,80,0,16,19.5,500,1,26,45,0.8,0.8,21.05,60.3,200,0.8,19.5,2,null,68.999999999999986,null,16,19,500,1.3,26,45,0.69,0.69,21.73,57.7,200,0.8,15.7,4,null,80,null,16,19.5,500,1,26,45,0.8,0.8,21.05,60.3,200,0.8,19.5,2,null,88,null,16,19.8,500,0.8,26,45,0.88,0.88,20.58,62.1,200,0.8,22.8,2,null,94,null,16,20.100000000000001,500,0.6,26,45,0.94,0.94,20.2,63.6,200,0.8,26,1]
[null,510,80.952771887797965,1,368.67469879518075,61.273624242237048,0.75690582068225443,510,80.952771887797965,1,632.89156626506031,96.743986746604691,1.1950670062378301,755.7831325301205,111.22766656949713,1.3739821870912676,null,null,null,null,null,null,null,null,null,null,81,0,16,19.5,510,1,26,45,0.81,0.81,21.1,60,200,0.8,19.5,3,null,69.999999999999986,null,16,19,510,1.3,26,45,0.7,0.7,21.78,57.6,200,0.8,15.7,4,null,81,null,16,19.5,510,1,26,45,0.81,0.81,21.1,60,200,0.8,19.5,3,null,89,null,16,19.8,510,0.8,26,45,0.89,0.89,20.64,61.8,200,0.8,22.8,2,null,95,null,16,20.100000000000001,510,0.7,26,45,0.95,0.95,20.260000000000002,63.3,200,0.8,26,1]
[null,520,81.58076281438494,1,375.90361445783134,61.782680601705223,0.75731923152367531,520,81.58076281438494,1,645.30120481927713,97.474032002115422,1.1948163836600958,770.60240963855426,111.98991748611402,1.3727490847433841,null,null,null,null,null,null,null,null,null,null,81.999999999999986,0,16,19.5,520,1,26,45,0.82,0.82,21.17,59.8,200,0.8,19.5,3,null,69.999999999999986,null,16,19,520,1.4,26,45,0.7,0.7,21.84,57.4,200,0.8,15.7,5,null,81.999999999999986,null,16,19.5,520,1,26,45,0.82,0.82,21.17,59.8,200,0.8,19.5,3,null,90,null,16,19.899999999999999,520,0.8,26,45,0.9,0.9,20.7,61.6,200,0.8,22.8,2,null,96,null,16,20.100000000000001,520,0.7,26,45,0.96,0.96,20.32,63.1,200,0.8,26,1]
[null,530,82.197656605342146,1,383.13253012048193,62.281888050266289,0.75770880366215332,530,82.197656605342146,1,657.71084337349407,98.188973526307393,1.1945471146184228,785.42168674698792,112.72937659498251,1.3714427059184078,null,null,null,null,null,null,null,null,null,null,81.999999999999986,0,16,19.5,530,1,26,45,0.82,0.82,21.22,59.6,200,0.8,19.5,3,null,71,null,16,19.100000000000001,530,1.4,26,45,0.71,0.71,21.88,57.1,200,0.8,15.7,5,null,81.999999999999986,null,16,19.5,530,1,26,45,0.82,0.82,21.22,59.6,200,0.8,19.5,3,null,90,null,16,19.899999999999999,530,0.8,26,45,0.9,0.9,20.76,61.4,200,0.8,22.8,2,null,97,null,16,20.2,530,0.7,26,45,0.97,0.97,20.38,62.8,200,0.8,26,1]
[null,540,82.803956840840726,1,390.36144578313252,62.77168288503276,0.75807588525856995,540,82.803956840840726,1,670.1204819277109,98.88882410293192,1.1942523989887133,800.24096385542168,113.44645568803517,1.3700608040518287,null,null,null,null,null,null,null,null,null,null,82.999999999999986,0,16,19.600000000000001,540,1,26,45,0.83,0.83,21.27,59.4,200,0.8,19.5,3,null,71,null,16,19.100000000000001,540,1.4,26,45,0.71,0.71,21.93,57,200,0.8,15.7,5,null,82.999999999999986,null,16,19.600000000000001,540,1,26,45,0.83,0.83,21.27,59.4,200,0.8,19.5,3,null,91,null,16,19.899999999999999,540,0.8,26,45,0.91,0.91,20.82,61.2,200,0.8,22.7,2,null,98,null,16,20.2,540,0.7,26,45,0.98,0.98,20.440000000000001,62.6,200,0.8,26,1]
[null,550,83.400112118948343,1,397.59036144578312,63.252476371273445,0.75842195848682326,550,83.400112118948343,1,682.53012048192772,99.573545431065128,1.1939257981937679,815.06024096385545,114.14182948365763,1.3686052282623351,null,null,null,null,null,null,null,null,null,null,83.999999999999986,0,16,19.600000000000001,550,1.1000000000000001,26,45,0.84,0.84,21.32,59.3,200,0.8,19.5,3,null,72,null,16,19.100000000000001,550,1.5,26,45,0.72,0.72,21.98,56.8,200,0.8,15.7,5,null,83.999999999999986,null,16,19.600000000000001,550,1.1000000000000001,26,45,0.84,0.84,21.32,59.3,200,0.8,19.5,3,null,92,null,16,19.899999999999999,550,0.8,26,45,0.92,0.92,20.88,61,200,0.8,22.7,2,null,98,null,16,20.2,550,0.7,26,45,0.98,0.98,20.5,62.4,200,0.8,26,1]
[null,560,83.986518455491975,1,404.81927710843371,63.724655751410467,0.75874862922411612,560,83.986518455491975,1,694.93975903614466,100.2430630901946,1.1935613588187688,829.8795180722891,114.81649828766402,1.3670824841788169,null,null,null,null,null,null,null,null,null,null,83.999999999999986,0,16,19.600000000000001,560,1.1000000000000001,26,45,0.84,0.84,21.37,58.9,200,0.8,19.5,3,null,72,null,16,19.100000000000001,560,1.5,26,45,0.72,0.72,22.02,56.6,200,0.8,15.7,5,null,83.999999999999986,null,16,19.600000000000001,560,1.1000000000000001,26,45,0.84,0.84,21.37,58.9,200,0.8,19.5,3,null,92,null,16,20,560,0.9,26,45,0.92,0.92,20.93,60.8,200,0.8,22.7,2,null,99,null,16,20.3,560,0.7,26,45,0.99,0.99,20.56,62.2,200,0.8,26,1]
[null,570,84.563521786270172,1,412.04819277108436,64.188585235382703,0.75905761585493037,570,84.563521786270172,1,707.34939759036149,100.89728239943247,1.193153741331221,844.69879518072287,115.47185380648614,1.3655043140035621,null,null,null,null,null,null,null,null,null,null,84.999999999999986,0,16,19.600000000000001,570,1.1000000000000001,26,45,0.85,0.85,21.42,59,200,0.8,19.5,3,null,73,null,16,19.100000000000001,570,1.5,26,45,0.73,0.73,22.07,56.6,200,0.8,15.7,5,null,84.999999999999986,null,16,19.600000000000001,570,1.1000000000000001,26,45,0.85,0.85,21.42,59,200,0.8,19.5,3,null,93,null,16,20,570,0.9,26,45,0.93,0.93,20.98,60.4,200,0.8,22.7,2,null,100,null,16,20.3,570,0.7,26,45,1,1,20.61,61.8,200,0.8,26,2]
[null,580,85.131420571615422,1,419.27710843373495,64.644606972376408,0.75935073722862623,580,85.131420571615422,1,719.75903614457843,101.5361051708544,1.1926983537815958,859.51807228915663,116.10974811257864,1.363888295684003,null,null,null,null,null,null,null,null,null,null,84.999999999999986,0,16,19.7,580,1.1000000000000001,26,45,0.85,0.85,21.47,58.7,200,0.8,19.5,3,null,73,null,16,19.2,580,1.5,26,45,0.73,0.73,22.11,56.4,200,0.8,15.7,6,null,84.999999999999986,null,16,19.7,580,1.1000000000000001,26,45,0.85,0.85,21.47,58.7,200,0.8,19.5,3,null,94,null,16,20,580,0.9,26,45,0.94,0.94,21.03,60.3,200,0.8,22.7,2,null,100,null,16,20.3,580,0.7,26,45,1,1,20.67,61.8,200,0.8,26,2]
[null,590,85.690468503305325,1,426.50602409638554,65.093042003922079,0.75962989981098372,590,85.690468503305325,1,732.16867469879526,102.15944735696544,1.1921914903875788,874.3373493975904,116.73256576204039,1.3622584611909045,null,null,null,null,null,null,null,null,null,null,86,0,16,19.7,590,1.1000000000000001,26,45,0.86,0.86,21.52,58.5,200,0.8,19.5,3,null,74,null,16,19.2,590,1.6,26,45,0.74,0.74,22.16,56.1,200,0.8,15.7,6,null,86,null,16,19.7,590,1.1000000000000001,26,45,0.86,0.86,21.52,58.5,200,0.8,19.5,3,null,94,null,16,20.100000000000001,590,0.9,26,45,0.94,0.94,21.09,60.1,200,0.8,22.7,2,null,101,null,16,20.399999999999999,590,0.8,26,45,1.01,1.01,20.72,61.4,200,0.8,26,2]
[null,600,86.240877313824228,1,433.73493975903614,65.534191198358229,0.75989708406935741,600,86.240877313824228,1,744.57831325301208,102.7672575922912,1.1916304749350901,889.15662650602405,117.3432990644497,1.3606459340324895,null,null,null,null,null,null,null,null,null,null,86,0,16,19.7,600,1.1000000000000001,26,45,0.86,0.86,21.57,58.4,200,0.8,19.5,3,null,74,null,16,19.2,600,1.6,26,45,0.74,0.74,22.2,56.2,200,0.8,15.7,6,null,86,null,16,19.7,600,1.1000000000000001,26,45,0.86,0.86,21.57,58.4,200,0.8,19.5,3,null,95,null,16,20.100000000000001,600,0.9,26,45,0.95,0.95,21.13,60,200,0.8,22.7,2,null,102.00000000000001,null,16,20.399999999999999,600,0.8,26,45,1.02,1.02,20.78,61.3,200,0.8,26,2]
[null,610,86.782819687973586,1,440.96385542168673,65.968336166662198,0.76015433012951672,610,86.782819687973586,1,756.98795180722902,103.35953662909597,1.1910138089626925,903.97590361445782,117.94562650491616,1.3590895862682038,null,null,null,null,null,null,null,null,null,null,87,0,16,19.7,610,1.2,26,45,0.87,0.87,21.62,58.1,200,0.8,19.5,3,null,75,null,16,19.2,610,1.6,26,45,0.75,0.75,22.24,55.9,200,0.8,15.7,6,null,87,null,16,19.7,610,1.2,26,45,0.87,0.87,21.62,58.1,200,0.8,19.5,3,null,95,null,16,20.100000000000001,610,0.9,26,45,0.95,0.95,21.19,59.8,200,0.8,22.7,2,null,103.00000000000001,null,16,20.399999999999999,610,0.8,26,45,1.03,1.03,20.83,61.1,200,0.8,26,2]
[null,620,87.316432276832529,1,448.19277108433732,66.395740159647033,0.76040372273963908,620,87.316432276832529,1,769.39759036144585,103.93635766722724,1.1903413247314325,918.79518072289159,118.54399431834844,1.3576367154181292,null,null,null,null,null,null,null,null,null,null,{"$f":"IF($AA$13=$AR$13,AR79,IF($AA$13=$BI$13,BI79,IF($AA$13=$BZ$13,BZ79,IF($AA$13=$CQ$13,CQ79,\"-\"))))","v":87},{"$f":"IF($AA$13=$AR$13,AS79,IF($AA$13=$BI$13,BJ79,IF($AA$13=$BZ$13,CA79,IF($AA$13=$CQ$13,CR79,\"-\"))))","v":0},{"$f":"IF($AA$13=$AR$13,AT79,IF($AA$13=$BI$13,BK79,IF($AA$13=$BZ$13,CB79,IF($AA$13=$CQ$13,CS79,\"-\"))))","v":16},{"$f":"IF($AA$13=$AR$13,AU79,IF($AA$13=$BI$13,BL79,IF($AA$13=$BZ$13,CC79,IF($AA$13=$CQ$13,CT79,\"-\"))))","v":19.8},{"$f":"IF($AA$13=$AR$13,AV79,IF($AA$13=$BI$13,BM79,IF($AA$13=$BZ$13,CD79,IF($AA$13=$CQ$13,CU79,\"-\"))))","v":620},{"$f":"IF($AA$13=$AR$13,AW79,IF($AA$13=$BI$13,BN79,IF($AA$13=$BZ$13,CE79,IF($AA$13=$CQ$13,CV79,\"-\"))))","v":1.2},{"$f":"IF($AA$13=$AR$13,AX79,IF($AA$13=$BI$13,BO79,IF($AA$13=$BZ$13,CF79,IF($AA$13=$CQ$13,CW79,\"-\"))))","v":26},{"$f":"IF($AA$13=$AR$13,AY79,IF($AA$13=$BI$13,BP79,IF($AA$13=$BZ$13,CG79,IF($AA$13=$CQ$13,CX79,\"-\"))))","v":45},{"$f":"IF($AA$13=$AR$13,AZ79,IF($AA$13=$BI$13,BQ79,IF($AA$13=$BZ$13,CH79,IF($AA$13=$CQ$13,CY79,\"-\"))))","v":0.87},{"$f":"IF($AA$13=$AR$13,BA79,IF($AA$13=$BI$13,BR79,IF($AA$13=$BZ$13,CI79,IF($AA$13=$CQ$13,CZ79,\"-\"))))","v":0.87},{"$f":"IF($AA$13=$AR$13,BB79,IF($AA$13=$BI$13,BS79,IF($AA$13=$BZ$13,CJ79,IF($AA$13=$CQ$13,DA79,\"-\"))))","v":21.66},{"$f":"IF($AA$13=$AR$13,BC79,IF($AA$13=$BI$13,BT79,IF($AA$13=$BZ$13,CK79,IF($AA$13=$CQ$13,DB79,\"-\"))))","v":58},{"$f":"IF($AA$13=$AR$13,BD79,IF($AA$13=$BI$13,BU79,IF($AA$13=$BZ$13,CL79,IF($AA$13=$CQ$13,DC79,\"-\"))))","v":200},{"$f":"IF($AA$13=$AR$13,BE79,IF($AA$13=$BI$13,BV79,IF($AA$13=$BZ$13,CM79,IF($AA$13=$CQ$13,DD79,\"-\"))))","v":0.8},{"$f":"IF($AA$13=$AR$13,BF79,IF($AA$13=$BI$13,BW79,IF($AA$13=$BZ$13,CN79,IF($AA$13=$CQ$13,DE79,\"-\"))))","v":19.5},{"$f":"IF($AA$13=$AR$13,BG79,IF($AA$13=$BI$13,BX79,IF($AA$13=$BZ$13,CO79,IF($AA$13=$CQ$13,DF79,\"-\"))))","v":4},null,75,null,16,19.2,620,1.6,26,45,0.75,0.75,22.28,55.7,200,0.8,15.7,6,null,87,null,16,19.8,620,1.2,26,45,0.87,0.87,21.66,58,200,0.8,19.5,4,null,96,null,16,20.100000000000001,620,1,26,45,0.96,0.96,21.23,59.5,200,0.8,22.7,2,null,103.00000000000001,null,16,20.399999999999999,620,0.8,26,45,1.03,1.03,20.88,60.9,200,0.8,26,2]
[null,630,87.84181881406775,1,455.42168674698797,66.816648946525817,0.76064737557352602,630,87.84181881406775,1,781.80722891566268,104.49788757808574,1.1896143430189374,933.61445783132535,119.14370121593581,1.3563437417902724,null,null,null,null,null,null,null,null,null,null,88,0,16,19.8,630,1.2,26,45,0.88,0.88,21.71,57.9,200,0.8,19.5,4,null,75,null,16,19.2,630,1.7,26,45,0.75,0.75,22.32,55.6,200,0.8,15.7,6,null,88,null,16,19.8,630,1.2,26,45,0.88,0.88,21.71,57.9,200,0.8,19.5,4,null,97,null,16,20.2,630,1,26,45,0.97,0.97,21.28,59.4,200,0.8,22.7,2,null,104.00000000000001,null,16,20.5,630,0.8,26,45,1.04,1.04,20.93,60.8,200,0.8,26,2]
[null,640,88.359053334592971,0.99999999999999989,462.65060240963857,67.231291674842112,0.76088741490081979,640,88.359053334592971,0.99999999999999989,794.21686746987962,105.04440902272179,1.1888358358135149,948.43373493975901,119.75098626384533,1.3552769268631613,null,null,null,null,null,null,null,null,null,null,88,0,16,19.8,640,1.2,26,45,0.88,0.88,21.74,57.6,200,0.8,19.5,4,null,76,null,16,19.3,640,1.7,26,45,0.76,0.76,22.35,55.6,200,0.8,15.7,7,null,88,null,16,19.8,640,1.2,26,45,0.88,0.88,21.74,57.6,200,0.8,19.5,4,null,97,null,16,20.2,640,1,26,45,0.97,0.97,21.32,59.3,200,0.8,22.7,3,null,105.00000000000001,null,16,20.5,640,0.8,26,45,1.05,1.05,20.97,60.5,200,0.8,26,2]
[null,{"$f":"AE82","v":650},{"$f":"$J$4*B82^6+$K$4*B82^5+$L$4*B82^4+$M$4*B82^3+$N$4*B82^2+$O$4*B82","v":88.868183495578108},1,469.87951807228916,67.6398817117676,0.76112596264706156,650,88.868183495578108,1,{"$f":"IF($B82*$G$5>$B$11,\"\",$B82*$G$5)","v":806.62650602409644},{"$f":"IF(K82>$B$11,\"\",$J$5*K82^6+$K$5*K82^5+$L$5*K82^4+$M$5*K82^3+$N$5*K82^2+$O$5*K82)","v":105.57634346405933},{"$f":"IF(K82>$B$11,\"\",1/$C82*L82)","v":1.1880105940199912},963.25301204819277,120.37311991413668,{"$f":"IF(N82>$B$11,\"\",1/$C82*O82)","v":1.3545131134600741},null,null,null,null,null,null,null,null,null,null,89,0,16,19.8,650,1.2,26,45,0.89,0.89,21.79,57.5,200,0.8,19.5,4,null,{"$f":"BA82/(AX82-AT82)*1000","v":76},null,16,19.3,650,1.7,26,45,0.76,0.76,22.39,55.4,200,0.8,15.7,7,null,{"$f":"BR82/(BO82-BK82)*1000","v":89},null,16,19.8,650,1.2,26,45,0.89,0.89,21.79,57.5,200,0.8,19.5,4,null,{"$f":"CI82/(CF82-CB82)*1000","v":98},null,16,20.2,650,1,26,45,0.98,0.98,21.37,59,200,0.8,22.7,3,null,{"$f":"CZ82/(CW82-CS82)*1000","v":105.00000000000001},null,16,20.5,650,0.8,26,45,1.05,1.05,21.02,60.3,200,0.8,26,2]
[null,660,89.369233999807676,{"$f":"1/C83*C83","v":1},{"$f":"IF($B83*$G$3>$B$11,\"\",$B83*$G$3)","v":477.10843373493975},{"$f":"IF(E83>$B$11,\"\",$J$3*E83^6+$K$3*E83^5+$L$3*E83^4+$M$3*E83^3+$N$3*E83^2+$O$3*E83)","v":68.042617466766131},{"$f":"IF(E83>$B$11,\"\",1/$C83*F83)","v":0.76136511886084379},{"$f":"IF($B83*$G$4>$B$11,\"\",$B83*$G$4)","v":660},{"$f":"IF(H83>$B$11,\"\",$J$4*H83^6+$K$4*H83^5+$L$4*H83^4+$M$4*H83^3+$N$4*H83^2+$O$4*H83)","v":89.369233999807676},{"$f":"IF(H83>$B$11,\"\",1/$C83*I83)","v":1},819.03614457831327,106.09427507324398,1.1871454003228035,{"$f":"IF($B83*$G$6>$B$11,\"\",$B83*$G$6)","v":978.07228915662654},{"$f":"IF(N83>$B$11,\"\",$J$6*N83^6+$K$6*N83^5+$L$6*N83^4+$M$6*N83^3+$N$6*N83^2+$O$6*N83)","v":121.01849818788992},{"$f":"IF(N83>$B$11,\"\",1/$C83*O83)","v":1.3541404885281925},null,null,null,null,null,null,null,null,null,null,89,0,16,19.8,660,1.3,26,45,0.89,0.89,21.83,57.4,200,0.8,19.5,4,null,77,null,16,19.3,660,1.7,26,45,0.77,0.77,22.43,55.3,200,0.8,15.7,7,null,89,null,16,19.8,660,1.3,26,45,0.89,0.89,21.83,57.4,200,0.8,19.5,4,null,98,null,16,20.2,660,1,26,45,0.98,0.98,21.41,58.9,200,0.8,22.7,3,null,106.00000000000001,null,16,20.6,660,0.9,26,45,1.06,1.06,21.07,60.2,200,0.8,26,2]
[null,670,89.862210121389523,0.99999999999999989,484.33734939759034,68.439683195624582,0.76160694359924463,670,89.862210121389523,0.99999999999999989,831.44578313253021,106.59897553011905,1.186249207382289,992.89156626506019,121.69674001055012,{"$f":"IF(N84>$B$11,\"\",1/$C84*O84)","v":1.3542593693851643},null,null,null,null,null,null,null,null,null,null,90,0,16,19.899999999999999,670,1.3,26,45,0.9,0.9,21.87,57.2,200,0.8,19.5,4,null,77,null,16,19.3,670,1.8,26,45,0.77,0.77,22.46,55.2,200,0.8,15.7,7,null,90,null,16,19.899999999999999,670,1.3,26,45,0.9,0.9,21.87,57.2,200,0.8,19.5,4,null,99,null,16,20.3,670,1,26,45,0.99,0.99,21.46,58.8,200,0.8,22.7,3,null,106.00000000000001,null,16,20.6,670,0.9,26,45,1.06,1.06,21.11,59.9,200,0.8,26,2]
[null,680,90.347101333812191,1,491.56626506024094,68.83124978585063,0.76185343823632667,680,90.347101333812191,1,843.85542168674704,107.09142971782657,1.1853333215655459,"","",{"$f":"IF(N85>$B$11,\"\",1/$C85*O85)","v":""},null,null,null,null,null,null,null,null,null,null,90,0,16,19.899999999999999,680,1.3,26,45,0.9,0.9,21.91,57.1,200,0.8,19.5,4,null,77,null,16,19.3,680,1.8,26,45,0.77,0.77,22.5,55,200,0.8,15.7,7,null,90,null,16,19.899999999999999,680,1.3,26,45,0.9,0.9,21.91,57.1,200,0.8,19.5,4,null,99,null,16,20.3,680,1,26,45,0.99,0.99,21.5,58.5,200,0.8,22.7,3,null,107.00000000000001,null,16,20.6,680,0.9,26,45,1.07,1.07,21.16,59.8,200,0.8,26,2]
[null,690,90.823885040352565,1,498.79518072289159,69.21747552343686,0.76210652619279506,690,90.823885040352565,1,856.26506024096398,107.5728623115364,1.1844115924323471,"","","",null,null,null,null,null,null,null,null,null,null,91,0,16,19.899999999999999,690,1.3,26,45,0.91,0.91,21.95,57,200,0.8,19.5,4,null,78,null,16,19.3,690,1.8,26,45,0.78,0.78,22.53,54.8,200,0.8,15.7,7,null,91,null,16,19.899999999999999,690,1.3,26,45,0.91,0.91,21.95,57,200,0.8,19.5,4,null,100,null,16,20.3,690,1.1000000000000001,26,45,1,1,21.54,58.4,200,0.8,22.7,3,null,108.00000000000001,null,16,20.6,690,0.9,26,45,1.08,1.08,21.21,59.7,200,0.8,26,2]
[null,700,91.292530406832668,1,506.02409638554218,69.598506840992115,0.76236803307823653,700,91.292530406832668,1,868.6746987951808,108.04476526129869,1.1835006082076156,"","","",null,null,null,null,null,null,null,null,null,null,91,0,16,19.899999999999999,700,1.3,26,45,0.91,0.91,21.99,56.8,200,0.8,19.5,4,null,78,null,16,19.399999999999999,700,1.9,26,45,0.78,0.78,22.57,54.8,200,0.8,15.7,8,null,91,null,16,19.899999999999999,700,1.3,26,45,0.91,0.91,21.99,56.8,200,0.8,19.5,4,null,100,null,16,20.3,700,1.1000000000000001,26,45,1,1,21.58,58.3,200,0.8,22.7,3,null,108.00000000000001,null,16,20.7,700,0.9,26,45,1.08,1.08,21.25,59.4,200,0.8,26,2]
[null,710,91.753002296726777,0.99999999999999989,513.25301204819277,69.974479047239072,0.76263966623068591,710,91.753002296726777,0.99999999999999989,881.08433734939763,108.50892616902593,1.1826198974733375,"","","",null,null,null,null,null,null,null,null,null,null,92,0,16,20,710,1.4,26,45,0.92,0.92,22.02,56.6,200,0.8,19.399999999999999,4,null,79,null,16,19.399999999999999,710,1.9,26,45,0.79,0.79,22.6,54.8,200,0.8,15.7,8,null,92,null,16,20,710,1.4,26,45,0.92,0.92,22.02,56.6,200,0.8,19.399999999999999,4,null,101,null,16,20.3,710,1.1000000000000001,26,45,1.01,1.01,21.62,58.1,200,0.8,22.7,3,null,109.00000000000001,null,16,20.7,710,0.9,26,45,1.0900000000000001,1.0900000000000001,21.29,59.3,200,0.8,26,2]
[null,720,92.205265308616703,1,520.48192771084337,70.345517037878835,0.76292299363195859,720,92.205265308616703,1,893.49397590361457,108.9674575595985,1.1817921373023297,"","","",null,null,null,null,null,null,null,null,null,null,92,0,16,20,720,1.4,26,45,0.92,0.92,22.06,56.5,200,0.8,19.399999999999999,5,null,79,null,16,19.399999999999999,720,1.9,26,45,0.79,0.79,22.63,54.6,200,0.8,15.7,8,null,92,null,16,20,720,1.4,26,45,0.92,0.92,22.06,56.5,200,0.8,19.399999999999999,5,null,102.00000000000001,null,16,20.399999999999999,720,1.1000000000000001,26,45,1.02,1.02,21.66,58,200,0.8,22.7,3,null,109.00000000000001,null,16,20.7,720,0.9,26,45,1.0900000000000001,1.0900000000000001,21.33,59.2,200,0.8,26,2]
[null,730,92.6492879159984,1,527.71084337349396,70.711735987822266,0.76321942217120886,730,92.6492879159984,1,905.9036144578314,109.42282704609786,1.1810433680322228,"","","",null,null,null,null,null,null,null,null,null,null,93,0,16,20,730,1.4,26,45,0.93,0.93,22.09,56.5,200,0.8,19.399999999999999,5,null,79,null,16,19.399999999999999,730,1.9,26,45,0.79,0.79,22.66,54.4,200,0.8,15.7,8,null,93,null,16,20,730,1.4,26,45,0.93,0.93,22.09,56.5,200,0.8,19.399999999999999,5,null,102.00000000000001,null,16,20.399999999999999,730,1.1000000000000001,26,45,1.02,1.02,21.7,57.9,200,0.8,22.7,3,null,110.00000000000001,null,16,20.7,730,0.9,26,45,1.1000000000000001,1.1000000000000001,21.37,59,200,0.8,26,2]
[null,740,93.085046709436654,1,534.93975903614455,71.073242024787788,0.76353017522397204,740,93.085046709436654,1,918.31325301204822,109.87788838916578,1.1804032148380146,"","","",null,null,null,null,null,null,null,null,null,null,93,0,16,20,740,1.4,26,45,0.93,0.93,22.13,56.3,200,0.8,19.399999999999999,5,null,80,null,16,19.399999999999999,740,2,26,45,0.8,0.8,22.69,54.4,200,0.8,15.7,8,null,93,null,16,20,740,1.4,26,45,0.93,0.93,22.13,56.3,200,0.8,19.399999999999999,5,null,102.00000000000001,null,16,20.399999999999999,740,1.1000000000000001,26,45,1.02,1.02,21.74,57.7,200,0.8,22.7,3,null,110.00000000000001,null,16,20.8,740,1,26,45,1.1000000000000001,1.1000000000000001,21.41,58.9,200,0.8,26,2]
[null,750,93.512530741070321,1,542.16867469879514,71.430132884266214,0.76385626950949792,750,93.512530741070321,1,930.72289156626516,110.33591345048973,{"$f":"IF(K92>$B$11,\"\",1/$C92*L92)","v":1.1799051162031127},"","","",null,null,null,null,null,null,null,null,null,null,93,0,16,20,750,1.4,26,45,0.93,0.93,22.16,56.2,200,0.8,19.399999999999999,5,null,80,null,16,19.399999999999999,750,2,26,45,0.8,0.8,22.72,54.3,200,0.8,15.7,9,null,93,null,16,20,750,1.4,26,45,0.93,0.93,22.16,56.2,200,0.8,19.399999999999999,5,null,103.00000000000001,null,16,20.399999999999999,750,1.2,26,45,1.03,1.03,21.78,57.6,200,0.8,22.7,3,null,111.00000000000001,null,16,20.8,750,1,26,45,1.1100000000000001,1.1100000000000001,21.45,58.8,200,0.8,26,2]
[null,760,93.931745971466739,0.99999999999999989,549.39759036144574,71.782498545852263,0.76419849118590144,760,93.931745971466739,0.99999999999999989,943.13253012048199,110.80062504041425,1.1795865593094765,"","","",null,null,null,null,null,null,null,null,null,null,94,0,16,20,760,1.5,26,45,0.94,0.94,22.2,56.2,200,0.8,19.399999999999999,5,null,80,null,16,19.5,760,2,26,45,0.8,0.8,22.75,54.2,200,0.8,15.7,9,null,94,null,16,20,760,1.5,26,45,0.94,0.94,22.2,56.2,200,0.8,19.399999999999999,5,null,103.00000000000001,null,16,20.5,760,1.2,26,45,1.03,1.03,21.81,57.5,200,0.8,22.7,3,null,111.00000000000001,null,16,20.8,760,1,26,45,1.1100000000000001,1.1100000000000001,21.49,58.5,200,0.8,26,3]
[null,770,94.342719818825685,1,556.62650602409633,72.130421850942355,0.76455737114067213,770,94.342719818825685,1,955.54216867469893,111.27623065967879,1.1794893222643141,"","","",null,null,null,null,null,null,null,null,null,null,94,0,16,20.100000000000001,770,1.5,26,45,0.94,0.94,22.23,56,200,0.8,19.399999999999999,5,null,81,null,16,19.5,770,2,26,45,0.81,0.81,22.78,54,200,0.8,15.7,9,null,94,null,16,20.100000000000001,770,1.5,26,45,0.94,0.94,22.23,56,200,0.8,19.399999999999999,5,null,104.00000000000001,null,16,20.5,770,1.2,26,45,1.04,1.04,21.85,57.3,200,0.8,22.7,4,null,112.00000000000001,null,16,20.8,770,1,26,45,1.1200000000000001,1.1200000000000001,21.53,58.5,200,0.8,26,3]
[null,780,94.745505810533189,0.99999999999999989,563.85542168674704,72.473979101800012,0.7649331594337514,780,94.745505810533189,0.99999999999999989,967.95180722891575,111.76745713528271,1.1796597229507548,"","","",null,null,null,null,null,null,null,null,null,null,95,0,16,20.100000000000001,780,1.5,26,45,0.95,0.95,22.26,55.8,200,0.8,19.399999999999999,5,null,81,null,16,19.5,780,2.1,26,45,0.81,0.81,22.81,54,200,0.8,15.7,9,null,95,null,16,20.100000000000001,780,1.5,26,45,0.95,0.95,22.26,55.8,200,0.8,19.399999999999999,5,null,104.00000000000001,null,16,20.5,780,1.2,26,45,1.04,1.04,21.88,57.1,200,0.8,22.7,4,null,112.00000000000001,null,16,20.8,780,1,26,45,1.1200000000000001,1.1200000000000001,21.57,58.4,200,0.8,26,3]
[null,790,95.140188337064643,1,571.08433734939763,72.813240641987107,0.76532579885193042,790,95.140188337064643,1,980.36144578313258,112.27958615047402,1.1801488741296955,"","","",null,null,null,null,null,null,null,null,null,null,95,0,16,20.100000000000001,790,1.5,26,45,0.95,0.95,22.3,55.7,200,0.8,19.399999999999999,5,null,81,null,16,19.5,790,2.1,26,45,0.81,0.81,22.84,53.9,200,0.8,15.7,9,null,95,null,16,20.100000000000001,790,1.5,26,45,0.95,0.95,22.3,55.7,200,0.8,19.399999999999999,5,null,105.00000000000001,null,16,20.5,790,1.2,26,45,1.05,1.05,21.92,57.1,200,0.8,22.7,4,null,112.99999999999999,null,16,20.9,790,1,26,45,1.1299999999999999,1.1299999999999999,21.6,58.2,200,0.8,26,3]
[null,800,95.526887508237479,1,578.31325301204822,73.148271418162125,0.76573489753714008,800,95.526887508237479,1,992.77108433734952,112.81849066886758,1.1810129442261899,"","","",null,null,null,null,null,null,null,null,null,null,96,0,16,20.100000000000001,800,1.5,26,45,0.96,0.96,22.33,55.7,200,0.8,19.399999999999999,5,null,81.999999999999986,null,16,19.5,800,2.1,26,45,0.82,0.82,22.86,53.9,200,0.8,15.7,10,null,96,null,16,20.100000000000001,800,1.5,26,45,0.96,0.96,22.33,55.7,200,0.8,19.399999999999999,5,null,105.00000000000001,null,16,20.5,800,1.2,26,45,1.05,1.05,21.95,57,200,0.8,22.7,4,null,112.99999999999999,null,16,20.9,800,1,26,45,1.1299999999999999,1.1299999999999999,21.64,58,200,0.8,26,3]
[null,810,95.905764111814108,1,585.54216867469881,73.479131523245712,0.76615970065759809,810,95.905764111814108,1,"",{"$f":"IF(K98>$B$11,\"\",$J$5*K98^6+$K$5*K98^5+$L$5*K98^4+$M$5*K98^3+$N$5*K98^2+$O$5*K98)","v":""},{"$f":"IF(K98>$B$11,\"\",1/$C98*L98)","v":""},"","","",null,null,null,null,null,null,null,null,null,null,96,0,16,20.100000000000001,810,1.5,26,45,0.96,0.96,22.36,55.5,200,0.8,19.399999999999999,6,null,81.999999999999986,null,16,19.5,810,2.1,26,45,0.82,0.82,22.89,53.7,200,0.8,15.7,10,null,96,null,16,20.100000000000001,810,1.5,26,45,0.96,0.96,22.36,55.5,200,0.8,19.399999999999999,6,null,106.00000000000001,null,16,20.5,810,1.2,26,45,1.06,1.06,21.99,56.8,200,0.8,22.7,4,null,113.99999999999999,null,16,20.9,810,1,26,45,1.1399999999999999,1.1399999999999999,21.67,57.9,200,0.8,26,3]
[null,820,96.277024674453173,1,592.77108433734941,73.805876720951687,0.76659906110014908,820,96.277024674453173,1,"","","","","","",null,null,null,null,null,null,null,null,null,null,96,0,16,20.100000000000001,820,1.6,26,45,0.96,0.96,22.39,55.4,200,0.8,19.399999999999999,6,null,81.999999999999986,null,16,19.5,820,2.2000000000000002,26,45,0.82,0.82,22.92,53.6,200,0.8,15.7,10,null,96,null,16,20.100000000000001,820,1.6,26,45,0.96,0.96,22.39,55.4,200,0.8,19.399999999999999,6,null,106.00000000000001,null,16,20.6,820,1.3,26,45,1.06,1.06,22.02,56.6,200,0.8,22.7,4,null,113.99999999999999,null,16,20.9,820,1.1000000000000001,26,45,1.1399999999999999,1.1399999999999999,21.71,57.8,200,0.8,26,3]
[null,830,96.640926625011502,1,600,74.128558951686415,0.76705140917493342,830,96.640926625011502,1,"","","","","","",null,null,null,null,null,null,null,null,null,null,97,0,16,20.2,830,1.6,26,45,0.97,0.97,22.42,55.3,200,0.8,19.399999999999999,6,null,81.999999999999986,null,16,19.5,830,2.2000000000000002,26,45,0.82,0.82,22.94,53.6,200,0.8,15.7,10,null,97,null,16,20.2,830,1.6,26,45,0.97,0.97,22.42,55.3,200,0.8,19.399999999999999,6,null,107.00000000000001,null,16,20.6,830,1.3,26,45,1.07,1.07,22.05,56.6,200,0.8,22.7,4,null,114.99999999999999,null,16,20.9,830,1.1000000000000001,26,45,1.1499999999999999,1.1499999999999999,21.74,57.6,200,0.8,26,3]
[null,840,96.997783560195273,1,607.22891566265059,74.447226819813409,0.76751472134012888,840,96.997783560195273,1,"","","","","","",null,null,null,null,null,null,null,null,null,null,97,0,16,20.2,840,1.6,26,45,0.97,0.97,22.45,55.2,200,0.8,19.399999999999999,6,null,82.999999999999986,null,16,19.600000000000001,840,2.2000000000000002,26,45,0.83,0.83,22.97,53.4,200,0.8,15.7,10,null,97,null,16,20.2,840,1.6,26,45,0.97,0.97,22.45,55.2,200,0.8,19.399999999999999,6,null,107.00000000000001,null,16,20.6,840,1.3,26,45,1.07,1.07,22.08,56.6,200,0.8,22.7,4,null,114.99999999999999,null,16,21,840,1.1000000000000001,26,45,1.1499999999999999,1.1499999999999999,21.78,57.6,200,0.8,26,3]
[null,850,97.347970612560459,1,614.45783132530119,74.761926062285937,0.76798648797553537,850,97.347970612560459,1,"","","","","","",null,null,null,null,null,null,null,null,null,null,97,0,16,20.2,850,1.6,26,45,0.97,0.97,22.48,55.2,200,0.8,19.399999999999999,6,null,82.999999999999986,null,16,19.600000000000001,850,2.2000000000000002,26,45,0.83,0.83,22.99,53.4,200,0.8,15.7,11,null,97,null,16,20.2,850,1.6,26,45,0.97,0.97,22.48,55.2,200,0.8,19.399999999999999,6,null,107.00000000000001,null,16,20.6,850,1.3,26,45,1.07,1.07,22.11,56.4,200,0.8,22.7,4,null,115.99999999999999,null,16,21,850,1.1000000000000001,26,45,1.1599999999999999,1.1599999999999999,21.81,57.5,200,0.8,26,3]
[null,860,97.691929920863288,0.99999999999999989,621.68674698795178,75.072699998644651,0.76846368025954992,860,97.691929920863288,0.99999999999999989,"","","","","","",null,null,null,null,null,null,null,null,null,null,98,0,16,20.2,860,1.6,26,45,0.98,0.98,22.5,55,200,0.8,19.399999999999999,6,null,82.999999999999986,null,16,19.600000000000001,860,2.2999999999999998,26,45,0.83,0.83,23.02,53.3,200,0.8,15.7,11,null,98,null,16,20.2,860,1.6,26,45,0.98,0.98,22.5,55,200,0.8,19.399999999999999,6,null,108.00000000000001,null,16,20.6,860,1.3,26,45,1.08,1.08,22.14,56.2,200,0.8,22.7,4,null,115.99999999999999,null,16,21,860,1.1000000000000001,26,45,1.1599999999999999,1.1599999999999999,21.84,57.3,200,0.8,26,3]
[null,870,98.030176202760515,1,628.91566265060237,75.379589962384102,0.76894271623538535,870,98.030176202760515,1,"","","","","","",null,null,null,null,null,null,null,null,null,null,98,0,16,20.2,870,1.7,26,45,0.98,0.98,22.53,54.9,200,0.8,19.399999999999999,6,null,83.999999999999986,null,16,19.600000000000001,870,2.2999999999999998,26,45,0.84,0.84,23.04,53.2,200,0.8,15.7,11,null,98,null,16,20.2,870,1.7,26,45,0.98,0.98,22.53,54.9,200,0.8,19.399999999999999,6,null,108.00000000000001,null,16,20.7,870,1.3,26,45,1.08,1.08,22.18,56.1,200,0.8,22.7,4,null,117,null,16,21,870,1.1000000000000001,26,45,1.17,1.17,21.88,57.1,200,0.8,26,3]
[null,880,98.363302429857981,1,636.14457831325296,75.682635713684505,0.76941942618948911,880,98.363302429857981,1,"","","","","","",null,null,null,null,null,null,null,null,null,null,98,0,16,20.2,880,1.7,26,45,0.98,0.98,22.56,54.8,200,0.8,19.399999999999999,6,null,83.999999999999986,null,16,19.600000000000001,880,2.2999999999999998,26,45,0.84,0.84,23.06,53,200,0.8,15.7,11,null,98,null,16,20.2,880,1.7,26,45,0.98,0.98,22.56,54.8,200,0.8,19.399999999999999,6,null,109.00000000000001,null,16,20.7,880,1.4,26,45,1.0900000000000001,1.0900000000000001,22.2,56.1,200,0.8,22.7,4,null,117,null,16,21,880,1.1000000000000001,26,45,1.17,1.17,21.91,57.1,200,0.8,26,3]
[null,890,98.691985605110517,1,643.37349397590356,75.981875833510259,0.7698890175087908,890,98.691985605110517,1,"","","","","","",null,null,null,null,null,null,null,null,null,null,99,0,16,20.3,890,1.7,26,45,0.99,0.99,22.58,54.8,200,0.8,19.399999999999999,7,null,83.999999999999986,null,16,19.600000000000001,890,2.4,26,45,0.84,0.84,23.09,53,200,0.8,15.7,12,null,99,null,16,20.3,890,1.7,26,45,0.99,0.99,22.58,54.8,200,0.8,19.399999999999999,7,null,109.00000000000001,null,16,20.7,890,1.4,26,45,1.0900000000000001,1.0900000000000001,22.23,56,200,0.8,22.7,5,null,117,null,16,21.1,890,1.1000000000000001,26,45,1.17,1.17,21.94,57.1,200,0.8,26,3]
[null,900,99.01699264256996,1,650.60240963855426,76.277348099076079,0.77034603923410294,900,99.01699264256996,1,"","","","","","",null,null,null,null,null,null,null,null,null,null,99,0,16,20.3,900,1.7,26,45,0.99,0.99,22.61,54.7,200,0.8,19.399999999999999,7,null,84.999999999999986,null,16,19.600000000000001,900,2.4,26,45,0.85,0.85,23.11,53.1,200,0.8,15.7,12,null,99,null,16,20.3,900,1.7,26,45,0.99,0.99,22.61,54.7,200,0.8,19.399999999999999,7,null,109.00000000000001,null,16,20.7,900,1.4,26,45,1.0900000000000001,1.0900000000000001,22.26,55.8,200,0.8,22.7,5,null,118,null,16,21.1,900,1.2,26,45,1.18,1.18,21.97,56.9,200,0.8,26,3]
[null,910,99.339186349484009,1,657.83132530120486,76.569089840679169,0.77078434658506623,910,99.339186349484009,1,"","","","","","",null,null,null,null,null,null,null,null,null,null,99,0,16,20.3,910,1.7,26,45,0.99,0.99,22.64,54.5,200,0.8,19.399999999999999,7,null,84.999999999999986,null,16,19.600000000000001,910,2.4,26,45,0.85,0.85,23.13,52.9,200,0.8,15.7,12,null,99,null,16,20.3,910,1.7,26,45,0.99,0.99,22.64,54.5,200,0.8,19.399999999999999,7,null,110.00000000000001,null,16,20.7,910,1.4,26,45,1.1000000000000001,1.1000000000000001,22.29,55.8,200,0.8,22.7,5,null,118,null,16,21.1,910,1.2,26,45,1.18,1.18,22,56.7,200,0.8,26,3]
[null,920,99.659531510743136,1,665.06024096385545,76.857138279897896,0.7711970657980951,920,99.659531510743136,1,"","","","","","",null,null,null,null,null,null,null,null,null,null,100,0,16,20.3,920,1.8,26,45,1,1,22.66,54.4,200,0.8,19.399999999999999,7,null,84.999999999999986,null,16,19.7,920,2.4,26,45,0.85,0.85,23.15,52.8,200,0.8,15.7,12,null,100,null,16,20.3,920,1.8,26,45,1,1,22.66,54.4,200,0.8,19.399999999999999,7,null,110.00000000000001,null,16,20.7,920,1.4,26,45,1.1000000000000001,1.1000000000000001,22.32,55.6,200,0.8,22.7,5,null,119,null,16,21.1,920,1.2,26,45,1.19,1.19,22.03,56.7,200,0.8,26,4]
[null,930,99.97910107567867,1,672.28915662650604,77.141530849158244,0.77157655969287386,930,99.97910107567867,1,"","","","","","",null,null,null,null,null,null,null,null,null,null,100,0,16,20.3,930,1.8,26,45,1,1,22.69,54.4,200,0.8,19.399999999999999,7,null,84.999999999999986,null,16,19.7,930,2.5,26,45,0.85,0.85,23.18,52.7,200,0.8,15.7,13,null,100,null,16,20.3,930,1.8,26,45,1,1,22.69,54.4,200,0.8,19.399999999999999,7,null,110.00000000000001,null,16,20.8,930,1.4,26,45,1.1000000000000001,1.1000000000000001,22.34,55.6,200,0.8,22.7,5,null,119,null,16,21.1,930,1.2,26,45,1.19,1.19,22.06,56.5,200,0.8,26,4]
[null,940,100.29908244720951,1,679.51807228915663,77.422305492665657,0.77191439446532717,940,100.29908244720951,1,"","","","","","",null,null,null,null,null,null,null,null,null,null,100,0,16,20.3,940,1.8,26,45,1,1,22.71,54.3,200,0.8,19.399999999999999,7,null,86,null,16,19.7,940,2.5,26,45,0.86,0.86,23.2,52.7,200,0.8,15.7,13,null,100,null,16,20.3,940,1.8,26,45,1,1,22.71,54.3,200,0.8,19.399999999999999,7,null,111.00000000000001,null,16,20.8,940,1.4,26,45,1.1100000000000001,1.1100000000000001,22.37,55.5,200,0.8,22.7,5,null,120,null,16,21.1,940,1.2,26,45,1.2,1.2,22.09,56.5,200,0.8,25.9,4]
[null,950,100.62078387333861,1,686.74698795180723,77.699500948704781,0.77220130829543998,950,100.62078387333861,1,"","","","","","",null,null,null,null,null,null,null,null,null,null,101,0,16,20.3,950,1.8,26,45,1.01,1.01,22.74,54.3,200,0.8,19.399999999999999,7,null,86,null,16,19.7,950,2.5,26,45,0.86,0.86,23.22,52.6,200,0.8,15.7,13,null,101,null,16,20.3,950,1.8,26,45,1.01,1.01,22.74,54.3,200,0.8,19.399999999999999,7,null,111.00000000000001,null,16,20.8,950,1.5,26,45,1.1100000000000001,1.1100000000000001,22.4,55.3,200,0.8,22.7,5,null,120,null,16,21.2,950,1.2,26,45,1.2,1.2,22.12,56.3,200,0.8,25.9,4]
[null,960,100.9456409409994,1,693.97590361445782,77.973157013305126,0.77242718245633613,960,100.9456409409994,1,"","","","","","",null,null,null,null,null,null,null,null,null,null,101,0,16,20.399999999999999,960,1.8,26,45,1.01,1.01,22.76,54.1,200,0.8,19.399999999999999,8,null,86,null,16,19.7,960,2.5,26,45,0.86,0.86,23.24,52.6,200,0.8,15.7,13,null,101,null,16,20.399999999999999,960,1.8,26,45,1.01,1.01,22.76,54.1,200,0.8,19.399999999999999,8,null,111.00000000000001,null,16,20.8,960,1.5,26,45,1.1100000000000001,1.1100000000000001,22.43,55.3,200,0.8,22.7,5,null,120,null,16,21.2,960,1.2,26,45,1.2,1.2,22.14,56.2,200,0.8,25.9,4]
[null,970,{"$f":"$J$4*B114^6+$K$4*B114^5+$L$4*B114^4+$M$4*B114^3+$N$4*B114^2+$O$4*B114","v":101.27522317225083},0.99999999999999989,701.20481927710841,78.243314785273952,0.77258101571591919,970,101.27522317225083,0.99999999999999989,"","","","","","",null,null,null,null,null,null,null,null,null,null,101,0,16,20.399999999999999,970,1.9,26,45,1.01,1.01,22.78,54,200,0.8,19.399999999999999,8,null,86,null,16,19.7,970,2.6,26,45,0.86,0.86,23.26,52.5,200,0.8,15.7,13,null,101,null,16,20.399999999999999,970,1.9,26,45,1.01,1.01,22.78,54,200,0.8,19.399999999999999,8,null,112.00000000000001,null,16,20.8,970,1.5,26,45,1.1200000000000001,1.1200000000000001,22.45,55.1,200,0.8,22.7,5,null,121,null,16,21.2,970,1.3,26,45,1.21,1.21,22.17,56.2,200,0.8,25.9,4]
[null,980,{"$f":"$J$4*B115^6+$K$4*B115^5+$L$4*B115^4+$M$4*B115^3+$N$4*B115^2+$O$4*B115","v":101.61124072282308},1,708.43373493975901,78.510016892595075,0.77265090293263983,980,101.61124072282308,1,"","","","","","",null,null,null,null,null,null,null,null,null,null,102.00000000000001,0,16,20.399999999999999,980,1.9,26,45,1.02,1.02,22.8,54,200,0.8,19.399999999999999,8,null,87,null,16,19.7,980,2.6,26,45,0.87,0.87,23.28,52.4,200,0.8,15.7,14,null,102.00000000000001,null,16,20.399999999999999,980,1.9,26,45,1.02,1.02,22.8,54,200,0.8,19.399999999999999,8,null,112.00000000000001,null,16,20.8,980,1.5,26,45,1.1200000000000001,1.1200000000000001,22.48,55.2,200,0.8,22.7,5,null,121,null,16,21.2,980,1.3,26,45,1.21,1.21,22.2,56.2,200,0.8,25.9,4]
[null,990,{"$f":"$J$4*B116^6+$K$4*B116^5+$L$4*B116^4+$M$4*B116^3+$N$4*B116^2+$O$4*B116","v":101.95555118301257},0.99999999999999989,715.6626506024096,78.773307700196597,0.77262401886089238,990,101.95555118301257,0.99999999999999989,"","","","","","",null,null,null,null,null,null,null,null,null,null,102.00000000000001,0,16,20.399999999999999,990,1.9,26,45,1.02,1.02,22.83,53.9,200,0.8,19.399999999999999,8,null,87,null,16,19.7,990,2.6,26,45,0.87,0.87,23.3,52.3,200,0.8,15.7,14,null,102.00000000000001,null,16,20.399999999999999,990,1.9,26,45,1.02,1.02,22.83,53.9,200,0.8,19.399999999999999,8,null,112.99999999999999,null,16,20.8,990,1.5,26,45,1.1299999999999999,1.1299999999999999,22.5,55,200,0.8,22.7,5,null,121,null,16,21.2,990,1.3,26,45,1.21,1.21,22.22,56,200,0.8,25.9,4]
[null,1000,{"$f":"$J$4*B117^6+$K$4*B117^5+$L$4*B117^4+$M$4*B117^3+$N$4*B117^2+$O$4*B117","v":102.31016648092628},1,722.89156626506019,79.033233499081348,0.77248660829630789,1000,102.31016648092628,1,"","","","","","",null,null,null,null,null,null,null,null,null,null,102.00000000000001,0,16,20.399999999999999,1000,1.9,26,45,1.02,1.02,22.85,53.9,200,0.8,19.399999999999999,8,null,87,null,16,19.8,1000,2.6,26,45,0.87,0.87,23.32,52.2,200,0.8,15.7,14,null,102.00000000000001,null,16,20.399999999999999,1000,1.9,26,45,1.02,1.02,22.85,53.9,200,0.8,19.399999999999999,8,null,112.99999999999999,null,16,20.9,1000,1.5,26,45,1.1299999999999999,1.1299999999999999,22.52,54.9,200,0.8,22.7,6,null,{"$f":"AJ441/(AG441-AC441)*1000","v":{"$error":"#DIV/0!"}}]
[]
[]
[]
[]
[]
[]
[]
[]
[]
[]
[]
[]
[]
[]
[]
[]
[]
[]
[]
[]
[]
[]
[]
[]
[]
[]
[]
[]
[]
[]
[]
[]
[]
[]
[]
[]
[]
[]
[]
[]
[]
[]
[]
[]
[]
[]
[]
[]
[]
[]
[]
[]
[]
[]
[]
[]
[]
[]
[]
[]
[]
[]
[]
[]
[]
[]
[]
[]
[]
[]
[]
[]
[]
[]
[]
[]
[]
[]
[]
[]
[]
[]
[]
[]
[]
[]
[]
[]
[]
[]
[]
[]
[]
[]
[]
[]
[]
[]
[]
[]
[]
[]
[]
[]
[]
[]
[]
[]
[]
[]
[]
[]
[]
[null,null,null,null,null,null,null,null,null,null,null,null,null,null,null,null,null,null,null,null,null,null,null,null,null,null,null,null,null,null,null,null,null,null,null,null,null,null,null,null,null,null,null,null,null,null,null,null,null,null,null,null,null,null,null,null,null,null,null,null,"q sensibel"]
[null,null,null,null,null,null,null,null,null,null,null,null,null,null,null,null,null,null,null,null,null,null,null,null,null,null,null,null,null,null,null,null,null,null,null,null,null,null,null,null,null,null,null,null,null,null,null,null,null,null,null,null,null,null,null,null,null,null,null,null,"W/K"]
[]
[]
[null,null,null,null,null,null,null,null,null,null,null,null,null,null,null,null,null,null,null,null,null,null,null,null,null,null,null,null,null,null,null,null,null,null,null,null,null,null,null,null,null,null,null,null,null,null,null,null,null,null,null,null,null,null,null,null,null,null,null,null,{"$f":"DR18/(DO18-DK18)*1000","v":{"$error":"#DIV/0!"}}]
[null,null,null,null,null,null,null,null,null,null,null,null,null,null,null,null,null,null,null,null,null,null,null,null,null,null,null,null,null,null,null,null,null,null,null,null,null,null,null,null,null,null,null,null,null,null,null,null,null,null,null,null,null,null,null,null,null,null,null,null,{"$error":"#DIV/0!"}]
[null,null,null,null,null,null,null,null,null,null,null,null,null,null,null,null,null,null,null,null,null,null,null,null,null,null,null,null,null,null,null,null,null,null,null,null,null,null,null,null,null,null,null,null,null,null,null,null,null,null,null,null,null,null,null,null,null,null,null,null,{"$error":"#DIV/0!"}]
[null,null,null,null,null,null,null,null,null,null,null,null,null,null,null,null,null,null,null,null,null,null,null,null,null,null,null,null,null,null,null,null,null,null,null,null,null,null,null,null,null,null,null,null,null,null,null,null,null,null,null,null,null,null,null,null,null,null,null,null,{"$error":"#DIV/0!"}]
[null,null,null,null,null,null,null,null,null,null,null,null,null,null,null,null,null,null,null,null,null,null,null,null,null,null,null,null,null,null,null,null,null,null,null,null,null,null,null,null,null,null,null,null,null,null,null,null,null,null,null,null,null,null,null,null,null,null,null,null,{"$error":"#DIV/0!"}]
[null,null,null,null,null,null,null,null,null,null,null,null,null,null,null,null,null,null,null,null,null,null,null,null,null,null,null,null,null,null,null,null,null,null,null,null,null,null,null,null,null,null,null,null,null,null,null,null,null,null,null,null,null,null,null,null,null,null,null,null,{"$error":"#DIV/0!"}]
[null,null,null,null,null,null,null,null,null,null,null,null,null,null,null,null,null,null,null,null,null,null,null,null,null,null,null,null,null,null,null,null,null,null,null,null,null,null,null,null,null,null,null,null,null,null,null,null,null,null,null,null,null,null,null,null,null,null,null,null,{"$error":"#DIV/0!"}]
[null,null,null,null,null,null,null,null,null,null,null,null,null,null,null,null,null,null,null,null,null,null,null,null,null,null,null,null,null,null,null,null,null,null,null,null,null,null,null,null,null,null,null,null,null,null,null,null,null,null,null,null,null,null,null,null,null,null,null,null,{"$error":"#DIV/0!"}]
[null,null,null,null,null,null,null,null,null,null,null,null,null,null,null,null,null,null,null,null,null,null,null,null,null,null,null,null,null,null,null,null,null,null,null,null,null,null,null,null,null,null,null,null,null,null,null,null,null,null,null,null,null,null,null,null,null,null,null,null,{"$error":"#DIV/0!"}]
[null,null,null,null,null,null,null,null,null,null,null,null,null,null,null,null,null,null,null,null,null,null,null,null,null,null,null,null,null,null,null,null,null,null,null,null,null,null,null,null,null,null,null,null,null,null,null,null,null,null,null,null,null,null,null,null,null,null,null,null,{"$error":"#DIV/0!"}]
[null,null,null,null,null,null,null,null,null,null,null,null,null,null,null,null,null,null,null,null,null,null,null,null,null,null,null,null,null,null,null,null,null,null,null,null,null,null,null,null,null,null,null,null,null,null,null,null,null,null,null,null,null,null,null,null,null,null,null,null,{"$error":"#DIV/0!"}]
[null,null,null,null,null,null,null,null,null,null,null,null,null,null,null,null,null,null,null,null,null,null,null,null,null,null,null,null,null,null,null,null,null,null,null,null,null,null,null,null,null,null,null,null,null,null,null,null,null,null,null,null,null,null,null,null,null,null,null,null,{"$error":"#DIV/0!"}]
[null,null,null,null,null,null,null,null,null,null,null,null,null,null,null,null,null,null,null,null,null,null,null,null,null,null,null,null,null,null,null,null,null,null,null,null,null,null,null,null,null,null,null,null,null,null,null,null,null,null,null,null,null,null,null,null,null,null,null,null,{"$error":"#DIV/0!"}]
[null,null,null,null,null,null,null,null,null,null,null,null,null,null,null,null,null,null,null,null,null,null,null,null,null,null,null,null,null,null,null,null,null,null,null,null,null,null,null,null,null,null,null,null,null,null,null,null,null,null,null,null,null,null,null,null,null,null,null,null,{"$error":"#DIV/0!"}]
[null,null,null,null,null,null,null,null,null,null,null,null,null,null,null,null,null,null,null,null,null,null,null,null,null,null,null,null,null,null,null,null,null,null,null,null,null,null,null,null,null,null,null,null,null,null,null,null,null,null,null,null,null,null,null,null,null,null,null,null,{"$error":"#DIV/0!"}]
[null,null,null,null,null,null,null,null,null,null,null,null,null,null,null,null,null,null,null,null,null,null,null,null,null,null,null,null,null,null,null,null,null,null,null,null,null,null,null,null,null,null,null,null,null,null,null,null,null,null,null,null,null,null,null,null,null,null,null,null,{"$error":"#DIV/0!"}]
[null,null,null,null,null,null,null,null,null,null,null,null,null,null,null,null,null,null,null,null,null,null,null,null,null,null,null,null,null,null,null,null,null,null,null,null,null,null,null,null,null,null,null,null,null,null,null,null,null,null,null,null,null,null,null,null,null,null,null,null,{"$error":"#DIV/0!"}]
[null,null,null,null,null,null,null,null,null,null,null,null,null,null,null,null,null,null,null,null,null,null,null,null,null,null,null,null,null,null,null,null,null,null,null,null,null,null,null,null,null,null,null,null,null,null,null,null,null,null,null,null,null,null,null,null,null,null,null,null,{"$error":"#DIV/0!"}]
[null,null,null,null,null,null,null,null,null,null,null,null,null,null,null,null,null,null,null,null,null,null,null,null,null,null,null,null,null,null,null,null,null,null,null,null,null,null,null,null,null,null,null,null,null,null,null,null,null,null,null,null,null,null,null,null,null,null,null,null,{"$error":"#DIV/0!"}]
[null,null,null,null,null,null,null,null,null,null,null,null,null,null,null,null,null,null,null,null,null,null,null,null,null,null,null,null,null,null,null,null,null,null,null,null,null,null,null,null,null,null,null,null,null,null,null,null,null,null,null,null,null,null,null,null,null,null,null,null,{"$error":"#DIV/0!"}]
[null,null,null,null,null,null,null,null,null,null,null,null,null,null,null,null,null,null,null,null,null,null,null,null,null,null,null,null,null,null,null,null,null,null,null,null,null,null,null,null,null,null,null,null,null,null,null,null,null,null,null,null,null,null,null,null,null,null,null,null,{"$error":"#DIV/0!"}]
[null,null,null,null,null,null,null,null,null,null,null,null,null,null,null,null,null,null,null,null,null,null,null,null,null,null,null,null,null,null,null,null,null,null,null,null,null,null,null,null,null,null,null,null,null,null,null,null,null,null,null,null,null,null,null,null,null,null,null,null,{"$error":"#DIV/0!"}]
[null,null,null,null,null,null,null,null,null,null,null,null,null,null,null,null,null,null,null,null,null,null,null,null,null,null,null,null,null,null,null,null,null,null,null,null,null,null,null,null,null,null,null,null,null,null,null,null,null,null,null,null,null,null,null,null,null,null,null,null,{"$error":"#DIV/0!"}]
[null,null,null,null,null,null,null,null,null,null,null,null,null,null,null,null,null,null,null,null,null,null,null,null,null,null,null,null,null,null,null,null,null,null,null,null,null,null,null,null,null,null,null,null,null,null,null,null,null,null,null,null,null,null,null,null,null,null,null,null,{"$error":"#DIV/0!"}]
[null,null,null,null,null,null,null,null,null,null,null,null,null,null,null,null,null,null,null,null,null,null,null,null,null,null,null,null,null,null,null,null,null,null,null,null,null,null,null,null,null,null,null,null,null,null,null,null,null,null,null,null,null,null,null,null,null,null,null,null,{"$error":"#DIV/0!"}]
[null,null,null,null,null,null,null,null,null,null,null,null,null,null,null,null,null,null,null,null,null,null,null,null,null,null,null,null,null,null,null,null,null,null,null,null,null,null,null,null,null,null,null,null,null,null,null,null,null,null,null,null,null,null,null,null,null,null,null,null,{"$error":"#DIV/0!"}]
[null,null,null,null,null,null,null,null,null,null,null,null,null,null,null,null,null,null,null,null,null,null,null,null,null,null,null,null,null,null,null,null,null,null,null,null,null,null,null,null,null,null,null,null,null,null,null,null,null,null,null,null,null,null,null,null,null,null,null,null,{"$error":"#DIV/0!"}]
[null,null,null,null,null,null,null,null,null,null,null,null,null,null,null,null,null,null,null,null,null,null,null,null,null,null,null,null,null,null,null,null,null,null,null,null,null,null,null,null,null,null,null,null,null,null,null,null,null,null,null,null,null,null,null,null,null,null,null,null,{"$error":"#DIV/0!"}]
[null,null,null,null,null,null,null,null,null,null,null,null,null,null,null,null,null,null,null,null,null,null,null,null,null,null,null,null,null,null,null,null,null,null,null,null,null,null,null,null,null,null,null,null,null,null,null,null,null,null,null,null,null,null,null,null,null,null,null,null,{"$error":"#DIV/0!"}]
[null,null,null,null,null,null,null,null,null,null,null,null,null,null,null,null,null,null,null,null,null,null,null,null,null,null,null,null,null,null,null,null,null,null,null,null,null,null,null,null,null,null,null,null,null,null,null,null,null,null,null,null,null,null,null,null,null,null,null,null,{"$error":"#DIV/0!"}]
[null,null,null,null,null,null,null,null,null,null,null,null,null,null,null,null,null,null,null,null,null,null,null,null,null,null,null,null,null,null,null,null,null,null,null,null,null,null,null,null,null,null,null,null,null,null,null,null,null,null,null,null,null,null,null,null,null,null,null,null,{"$error":"#DIV/0!"}]
[null,null,null,null,null,null,null,null,null,null,null,null,null,null,null,null,null,null,null,null,null,null,null,null,null,null,null,null,null,null,null,null,null,null,null,null,null,null,null,null,null,null,null,null,null,null,null,null,null,null,null,null,null,null,null,null,null,null,null,null,{"$error":"#DIV/0!"}]
[null,null,null,null,null,null,null,null,null,null,null,null,null,null,null,null,null,null,null,null,null,null,null,null,null,null,null,null,null,null,null,null,null,null,null,null,null,null,null,null,null,null,null,null,null,null,null,null,null,null,null,null,null,null,null,null,null,null,null,null,{"$f":"DR50/(DO50-DK50)*1000","v":{"$error":"#DIV/0!"}}]
[null,null,null,null,null,null,null,null,null,null,null,null,null,null,null,null,null,null,null,null,null,null,null,null,null,null,null,null,null,null,null,null,null,null,null,null,null,null,null,null,null,null,null,null,null,null,null,null,null,null,null,null,null,null,null,null,null,null,null,null,{"$error":"#DIV/0!"}]
[null,null,null,null,null,null,null,null,null,null,null,null,null,null,null,null,null,null,null,null,null,null,null,null,null,null,null,null,null,null,null,null,null,null,null,null,null,null,null,null,null,null,null,null,null,null,null,null,null,null,null,null,null,null,null,null,null,null,null,null,{"$error":"#DIV/0!"}]
[null,null,null,null,null,null,null,null,null,null,null,null,null,null,null,null,null,null,null,null,null,null,null,null,null,null,null,null,null,null,null,null,null,null,null,null,null,null,null,null,null,null,null,null,null,null,null,null,null,null,null,null,null,null,null,null,null,null,null,null,{"$error":"#DIV/0!"}]
[null,null,null,null,null,null,null,null,null,null,null,null,null,null,null,null,null,null,null,null,null,null,null,null,null,null,null,null,null,null,null,null,null,null,null,null,null,null,null,null,null,null,null,null,null,null,null,null,null,null,null,null,null,null,null,null,null,null,null,null,{"$error":"#DIV/0!"}]
[null,null,null,null,null,null,null,null,null,null,null,null,null,null,null,null,null,null,null,null,null,null,null,null,null,null,null,null,null,null,null,null,null,null,null,null,null,null,null,null,null,null,null,null,null,null,null,null,null,null,null,null,null,null,null,null,null,null,null,null,{"$error":"#DIV/0!"}]
[null,null,null,null,null,null,null,null,null,null,null,null,null,null,null,null,null,null,null,null,null,null,null,null,null,null,null,null,null,null,null,null,null,null,null,null,null,null,null,null,null,null,null,null,null,null,null,null,null,null,null,null,null,null,null,null,null,null,null,null,{"$error":"#DIV/0!"}]
[null,null,null,null,null,null,null,null,null,null,null,null,null,null,null,null,null,null,null,null,null,null,null,null,null,null,null,null,null,null,null,null,null,null,null,null,null,null,null,null,null,null,null,null,null,null,null,null,null,null,null,null,null,null,null,null,null,null,null,null,{"$error":"#DIV/0!"}]
[null,null,null,null,null,null,null,null,null,null,null,null,null,null,null,null,null,null,null,null,null,null,null,null,null,null,null,null,null,null,null,null,null,null,null,null,null,null,null,null,null,null,null,null,null,null,null,null,null,null,null,null,null,null,null,null,null,null,null,null,{"$error":"#DIV/0!"}]
[null,null,null,null,null,null,null,null,null,null,null,null,null,null,null,null,null,null,null,null,null,null,null,null,null,null,null,null,null,null,null,null,null,null,null,null,null,null,null,null,null,null,null,null,null,null,null,null,null,null,null,null,null,null,null,null,null,null,null,null,{"$error":"#DIV/0!"}]
[null,null,null,null,null,null,null,null,null,null,null,null,null,null,null,null,null,null,null,null,null,null,null,null,null,null,null,null,null,null,null,null,null,null,null,null,null,null,null,null,null,null,null,null,null,null,null,null,null,null,null,null,null,null,null,null,null,null,null,null,{"$error":"#DIV/0!"}]
[null,null,null,null,null,null,null,null,null,null,null,null,null,null,null,null,null,null,null,null,null,null,null,null,null,null,null,null,null,null,null,null,null,null,null,null,null,null,null,null,null,null,null,null,null,null,null,null,null,null,null,null,null,null,null,null,null,null,null,null,{"$error":"#DIV/0!"}]
[null,null,null,null,null,null,null,null,null,null,null,null,null,null,null,null,null,null,null,null,null,null,null,null,null,null,null,null,null,null,null,null,null,null,null,null,null,null,null,null,null,null,null,null,null,null,null,null,null,null,null,null,null,null,null,null,null,null,null,null,{"$error":"#DIV/0!"}]
[null,null,null,null,null,null,null,null,null,null,null,null,null,null,null,null,null,null,null,null,null,null,null,null,null,null,null,null,null,null,null,null,null,null,null,null,null,null,null,null,null,null,null,null,null,null,null,null,null,null,null,null,null,null,null,null,null,null,null,null,{"$error":"#DIV/0!"}]
[null,null,null,null,null,null,null,null,null,null,null,null,null,null,null,null,null,null,null,null,null,null,null,null,null,null,null,null,null,null,null,null,null,null,null,null,null,null,null,null,null,null,null,null,null,null,null,null,null,null,null,null,null,null,null,null,null,null,null,null,{"$error":"#DIV/0!"}]
[null,null,null,null,null,null,null,null,null,null,null,null,null,null,null,null,null,null,null,null,null,null,null,null,null,null,null,null,null,null,null,null,null,null,null,null,null,null,null,null,null,null,null,null,null,null,null,null,null,null,null,null,null,null,null,null,null,null,null,null,{"$error":"#DIV/0!"}]
[null,null,null,null,null,null,null,null,null,null,null,null,null,null,null,null,null,null,null,null,null,null,null,null,null,null,null,null,null,null,null,null,null,null,null,null,null,null,null,null,null,null,null,null,null,null,null,null,null,null,null,null,null,null,null,null,null,null,null,null,{"$error":"#DIV/0!"}]
[null,null,null,null,null,null,null,null,null,null,null,null,null,null,null,null,null,null,null,null,null,null,null,null,null,null,null,null,null,null,null,null,null,null,null,null,null,null,null,null,null,null,null,null,null,null,null,null,null,null,null,null,null,null,null,null,null,null,null,null,{"$error":"#DIV/0!"}]
[null,null,null,null,null,null,null,null,null,null,null,null,null,null,null,null,null,null,null,null,null,null,null,null,null,null,null,null,null,null,null,null,null,null,null,null,null,null,null,null,null,null,null,null,null,null,null,null,null,null,null,null,null,null,null,null,null,null,null,null,{"$error":"#DIV/0!"}]
[null,null,null,null,null,null,null,null,null,null,null,null,null,null,null,null,null,null,null,null,null,null,null,null,null,null,null,null,null,null,null,null,null,null,null,null,null,null,null,null,null,null,null,null,null,null,null,null,null,null,null,null,null,null,null,null,null,null,null,null,{"$error":"#DIV/0!"}]
[null,null,null,null,null,null,null,null,null,null,null,null,null,null,null,null,null,null,null,null,null,null,null,null,null,null,null,null,null,null,null,null,null,null,null,null,null,null,null,null,null,null,null,null,null,null,null,null,null,null,null,null,null,null,null,null,null,null,null,null,{"$error":"#DIV/0!"}]
[null,null,null,null,null,null,null,null,null,null,null,null,null,null,null,null,null,null,null,null,null,null,null,null,null,null,null,null,null,null,null,null,null,null,null,null,null,null,null,null,null,null,null,null,null,null,null,null,null,null,null,null,null,null,null,null,null,null,null,null,{"$error":"#DIV/0!"}]
[null,null,null,null,null,null,null,null,null,null,null,null,null,null,null,null,null,null,null,null,null,null,null,null,null,null,null,null,null,null,null,null,null,null,null,null,null,null,null,null,null,null,null,null,null,null,null,null,null,null,null,null,null,null,null,null,null,null,null,null,{"$error":"#DIV/0!"}]
[null,null,null,null,null,null,null,null,null,null,null,null,null,null,null,null,null,null,null,null,null,null,null,null,null,null,null,null,null,null,null,null,null,null,null,null,null,null,null,null,null,null,null,null,null,null,null,null,null,null,null,null,null,null,null,null,null,null,null,null,{"$error":"#DIV/0!"}]
[null,null,null,null,null,null,null,null,null,null,null,null,null,null,null,null,null,null,null,null,null,null,null,null,null,null,null,null,null,null,null,null,null,null,null,null,null,null,null,null,null,null,null,null,null,null,null,null,null,null,null,null,null,null,null,null,null,null,null,null,{"$error":"#DIV/0!"}]
[null,null,null,null,null,null,null,null,null,null,null,null,null,null,null,null,null,null,null,null,null,null,null,null,null,null,null,null,null,null,null,null,null,null,null,null,null,null,null,null,null,null,null,null,null,null,null,null,null,null,null,null,null,null,null,null,null,null,null,null,{"$error":"#DIV/0!"}]
[null,null,null,null,null,null,null,null,null,null,null,null,null,null,null,null,null,null,null,null,null,null,null,null,null,null,null,null,null,null,null,null,null,null,null,null,null,null,null,null,null,null,null,null,null,null,null,null,null,null,null,null,null,null,null,null,null,null,null,null,{"$error":"#DIV/0!"}]
[null,null,null,null,null,null,null,null,null,null,null,null,null,null,null,null,null,null,null,null,null,null,null,null,null,null,null,null,null,null,null,null,null,null,null,null,null,null,null,null,null,null,null,null,null,null,null,null,null,null,null,null,null,null,null,null,null,null,null,null,{"$error":"#DIV/0!"}]
[null,null,null,null,null,null,null,null,null,null,null,null,null,null,null,null,null,null,null,null,null,null,null,null,null,null,null,null,null,null,null,null,null,null,null,null,null,null,null,null,null,null,null,null,null,null,null,null,null,null,null,null,null,null,null,null,null,null,null,null,{"$error":"#DIV/0!"}]
[null,null,null,null,null,null,null,null,null,null,null,null,null,null,null,null,null,null,null,null,null,null,null,null,null,null,null,null,null,null,null,null,null,null,null,null,null,null,null,null,null,null,null,null,null,null,null,null,null,null,null,null,null,null,null,null,null,null,null,null,{"$error":"#DIV/0!"}]
[null,null,null,null,null,null,null,null,null,null,null,null,null,null,null,null,null,null,null,null,null,null,null,null,null,null,null,null,null,null,null,null,null,null,null,null,null,null,null,null,null,null,null,null,null,null,null,null,null,null,null,null,null,null,null,null,null,null,null,null,{"$error":"#DIV/0!"}]
[null,null,null,null,null,null,null,null,null,null,null,null,null,null,null,null,null,null,null,null,null,null,null,null,null,null,null,null,null,null,null,null,null,null,null,null,null,null,null,null,null,null,null,null,null,null,null,null,null,null,null,null,null,null,null,null,null,null,null,null,{"$error":"#DIV/0!"}]
[null,null,null,null,null,null,null,null,null,null,null,null,null,null,null,null,null,null,null,null,null,null,null,null,null,null,null,null,null,null,null,null,null,null,null,null,null,null,null,null,null,null,null,null,null,null,null,null,null,null,null,null,null,null,null,null,null,null,null,null,{"$f":"DR82/(DO82-DK82)*1000","v":{"$error":"#DIV/0!"}}]
[null,null,null,null,null,null,null,null,null,null,null,null,null,null,null,null,null,null,null,null,null,null,null,null,null,null,null,null,null,null,null,null,null,null,null,null,null,null,null,null,null,null,null,null,null,null,null,null,null,null,null,null,null,null,null,null,null,null,null,null,{"$error":"#DIV/0!"}]
[null,null,null,null,null,null,null,null,null,null,null,null,null,null,null,null,null,null,null,null,null,null,null,null,null,null,null,null,null,null,null,null,null,null,null,null,null,null,null,null,null,null,null,null,null,null,null,null,null,null,null,null,null,null,null,null,null,null,null,null,{"$error":"#DIV/0!"}]
[null,null,null,null,null,null,null,null,null,null,null,null,null,null,null,null,null,null,null,null,null,null,null,null,null,null,null,null,null,null,null,null,null,null,null,null,null,null,null,null,null,null,null,null,null,null,null,null,null,null,null,null,null,null,null,null,null,null,null,null,{"$error":"#DIV/0!"}]
[null,null,null,null,null,null,null,null,null,null,null,null,null,null,null,null,null,null,null,null,null,null,null,null,null,null,null,null,null,null,null,null,null,null,null,null,null,null,null,null,null,null,null,null,null,null,null,null,null,null,null,null,null,null,null,null,null,null,null,null,{"$error":"#DIV/0!"}]
[null,null,null,null,null,null,null,null,null,null,null,null,null,null,null,null,null,null,null,null,null,null,null,null,null,null,null,null,null,null,null,null,null,null,null,null,null,null,null,null,null,null,null,null,null,null,null,null,null,null,null,null,null,null,null,null,null,null,null,null,{"$error":"#DIV/0!"}]
[null,null,null,null,null,null,null,null,null,null,null,null,null,null,null,null,null,null,null,null,null,null,null,null,null,null,null,null,null,null,null,null,null,null,null,null,null,null,null,null,null,null,null,null,null,null,null,null,null,null,null,null,null,null,null,null,null,null,null,null,{"$error":"#DIV/0!"}]
[null,null,null,null,null,null,null,null,null,null,null,null,null,null,null,null,null,null,null,null,null,null,null,null,null,null,null,null,null,null,null,null,null,null,null,null,null,null,null,null,null,null,null,null,null,null,null,null,null,null,null,null,null,null,null,null,null,null,null,null,{"$error":"#DIV/0!"}]
[null,null,null,null,null,null,null,null,null,null,null,null,null,null,null,null,null,null,null,null,null,null,null,null,null,null,null,null,null,null,null,null,null,null,null,null,null,null,null,null,null,null,null,null,null,null,null,null,null,null,null,null,null,null,null,null,null,null,null,null,{"$error":"#DIV/0!"}]
[null,null,null,null,null,null,null,null,null,null,null,null,null,null,null,null,null,null,null,null,null,null,null,null,null,null,null,null,null,null,null,null,null,null,null,null,null,null,null,null,null,null,null,null,null,null,null,null,null,null,null,null,null,null,null,null,null,null,null,null,{"$error":"#DIV/0!"}]
[null,null,null,null,null,null,null,null,null,null,null,null,null,null,null,null,null,null,null,null,null,null,null,null,null,null,null,null,null,null,null,null,null,null,null,null,null,null,null,null,null,null,null,null,null,null,null,null,null,null,null,null,null,null,null,null,null,null,null,null,{"$error":"#DIV/0!"}]
[null,null,null,null,null,null,null,null,null,null,null,null,null,null,null,null,null,null,null,null,null,null,null,null,null,null,null,null,null,null,null,null,null,null,null,null,null,null,null,null,null,null,null,null,null,null,null,null,null,null,null,null,null,null,null,null,null,null,null,null,{"$error":"#DIV/0!"}]
[null,null,null,null,null,null,null,null,null,null,null,null,null,null,null,null,null,null,null,null,null,null,null,null,null,null,null,null,null,null,null,null,null,null,null,null,null,null,null,null,null,null,null,null,null,null,null,null,null,null,null,null,null,null,null,null,null,null,null,null,{"$error":"#DIV/0!"}]
[null,null,null,null,null,null,null,null,null,null,null,null,null,null,null,null,null,null,null,null,null,null,null,null,null,null,null,null,null,null,null,null,null,null,null,null,null,null,null,null,null,null,null,null,null,null,null,null,null,null,null,null,null,null,null,null,null,null,null,null,{"$error":"#DIV/0!"}]
[null,null,null,null,null,null,null,null,null,null,null,null,null,null,null,null,null,null,null,null,null,null,null,null,null,null,null,null,null,null,null,null,null,null,null,null,null,null,null,null,null,null,null,null,null,null,null,null,null,null,null,null,null,null,null,null,null,null,null,null,{"$error":"#DIV/0!"}]
[null,null,null,null,null,null,null,null,null,null,null,null,null,null,null,null,null,null,null,null,null,null,null,null,null,null,null,null,null,null,null,null,null,null,null,null,null,null,null,null,null,null,null,null,null,null,null,null,null,null,null,null,null,null,null,null,null,null,null,null,{"$error":"#DIV/0!"}]
[null,null,null,null,null,null,null,null,null,null,null,null,null,null,null,null,null,null,null,null,null,null,null,null,null,null,null,null,null,null,null,null,null,null,null,null,null,null,null,null,null,null,null,null,null,null,null,null,null,null,null,null,null,null,null,null,null,null,null,null,{"$error":"#DIV/0!"}]
[null,null,null,null,null,null,null,null,null,null,null,null,null,null,null,null,null,null,null,null,null,null,null,null,null,null,null,null,null,null,null,null,null,null,null,null,null,null,null,null,null,null,null,null,null,null,null,null,null,null,null,null,null,null,null,null,null,null,null,null,{"$error":"#DIV/0!"}]
[null,null,null,null,null,null,null,null,null,null,null,null,null,null,null,null,null,null,null,null,null,null,null,null,null,null,null,null,null,null,null,null,null,null,null,null,null,null,null,null,null,null,null,null,null,null,null,null,null,null,null,null,null,null,null,null,null,null,null,null,{"$error":"#DIV/0!"}]
[null,null,null,null,null,null,null,null,null,null,null,null,null,null,null,null,null,null,null,null,null,null,null,null,null,null,null,null,null,null,null,null,null,null,null,null,null,null,null,null,null,null,null,null,null,null,null,null,null,null,null,null,null,null,null,null,null,null,null,null,{"$error":"#DIV/0!"}]
[null,null,null,null,null,null,null,null,null,null,null,null,null,null,null,null,null,null,null,null,null,null,null,null,null,null,null,null,null,null,null,null,null,null,null,null,null,null,null,null,null,null,null,null,null,null,null,null,null,null,null,null,null,null,null,null,null,null,null,null,{"$error":"#DIV/0!"}]
[null,null,null,null,null,null,null,null,null,null,null,null,null,null,null,null,null,null,null,null,null,null,null,null,null,null,null,null,null,null,null,null,null,null,null,null,null,null,null,null,null,null,null,null,null,null,null,null,null,null,null,null,null,null,null,null,null,null,null,null,{"$error":"#DIV/0!"}]
[null,null,null,null,null,null,null,null,null,null,null,null,null,null,null,null,null,null,null,null,null,null,null,null,null,null,null,null,null,null,null,null,null,null,null,null,null,null,null,null,null,null,null,null,null,null,null,null,null,null,null,null,null,null,null,null,null,null,null,null,{"$error":"#DIV/0!"}]
[null,null,null,null,null,null,null,null,null,null,null,null,null,null,null,null,null,null,null,null,null,null,null,null,null,null,null,null,null,null,null,null,null,null,null,null,null,null,null,null,null,null,null,null,null,null,null,null,null,null,null,null,null,null,null,null,null,null,null,null,{"$error":"#DIV/0!"}]
[null,null,null,null,null,null,null,null,null,null,null,null,null,null,null,null,null,null,null,null,null,null,null,null,null,null,null,null,null,null,null,null,null,null,null,null,null,null,null,null,null,null,null,null,null,null,null,null,null,null,null,null,null,null,null,null,null,null,null,null,{"$error":"#DIV/0!"}]
[null,null,null,null,null,null,null,null,null,null,null,null,null,null,null,null,null,null,null,null,null,null,null,null,null,null,null,null,null,null,null,null,null,null,null,null,null,null,null,null,null,null,null,null,null,null,null,null,null,null,null,null,null,null,null,null,null,null,null,null,{"$error":"#DIV/0!"}]
[null,null,null,null,null,null,null,null,null,null,null,null,null,null,null,null,null,null,null,null,null,null,null,null,null,null,null,null,null,null,null,null,null,null,null,null,null,null,null,null,null,null,null,null,null,null,null,null,null,null,null,null,null,null,null,null,null,null,null,null,{"$error":"#DIV/0!"}]
[null,null,null,null,null,null,null,null,null,null,null,null,null,null,null,null,null,null,null,null,null,null,null,null,null,null,null,null,null,null,null,null,null,null,null,null,null,null,null,null,null,null,null,null,null,null,null,null,null,null,null,null,null,null,null,null,null,null,null,null,{"$error":"#DIV/0!"}]
[null,null,null,null,null,null,null,null,null,null,null,null,null,null,null,null,null,null,null,null,null,null,null,null,null,null,null,null,null,null,null,null,null,null,null,null,null,null,null,null,null,null,null,null,null,null,null,null,null,null,null,null,null,null,null,null,null,null,null,null,{"$error":"#DIV/0!"}]
[null,null,null,null,null,null,null,null,null,null,null,null,null,null,null,null,null,null,null,null,null,null,null,null,null,null,null,null,null,null,null,null,null,null,null,null,null,null,null,null,null,null,null,null,null,null,null,null,null,null,null,null,null,null,null,null,null,null,null,null,{"$error":"#DIV/0!"}]
[null,null,null,null,null,null,null,null,null,null,null,null,null,null,null,null,null,null,null,null,null,null,null,null,null,null,null,null,null,null,null,null,null,null,null,null,null,null,null,null,null,null,null,null,null,null,null,null,null,null,null,null,null,null,null,null,null,null,null,null,{"$error":"#DIV/0!"}]
[null,null,null,null,null,null,null,null,null,null,null,null,null,null,null,null,null,null,null,null,null,null,null,null,null,null,null,null,null,null,null,null,null,null,null,null,null,null,null,null,null,null,null,null,null,null,null,null,null,null,null,null,null,null,null,null,null,null,null,null,{"$error":"#DIV/0!"}]
[null,null,null,null,null,null,null,null,null,null,null,null,null,null,null,null,null,null,null,null,null,null,null,null,null,null,null,null,null,null,null,null,null,null,null,null,null,null,null,null,null,null,null,null,null,null,null,null,null,null,null,null,null,null,null,null,null,null,null,null,{"$f":"DR114/(DO114-DK114)*1000","v":{"$error":"#DIV/0!"}}]
[null,null,null,null,null,null,null,null,null,null,null,null,null,null,null,null,null,null,null,null,null,null,null,null,null,null,null,null,null,null,null,null,null,null,null,null,null,null,null,null,null,null,null,null,null,null,null,null,null,null,null,null,null,null,null,null,null,null,null,null,{"$f":"DR115/(DO115-DK115)*1000","v":{"$error":"#DIV/0!"}}]
[null,null,null,null,null,null,null,null,null,null,null,null,null,null,null,null,null,null,null,null,null,null,null,null,null,null,null,null,null,null,null,null,null,null,null,null,null,null,null,null,null,null,null,null,null,null,null,null,null,null,null,null,null,null,null,null,null,null,null,null,{"$f":"DR116/(DO116-DK116)*1000","v":{"$error":"#DIV/0!"}}]
[null,null,null,null,null,null,null,null,null,null,null,null,null,null,null,null,null,null,null,null,null,null,null,null,null,null,null,null,null,null,null,null,null,null,null,null,null,null,null,null,null,null,null,null,null,null,null,null,null,null,null,null,null,null,null,null,null,null,null,null,{"$f":"DR117/(DO117-DK117)*1000","v":{"$error":"#DIV/0!"}}]
[]
[]
[]
[null,null,null,null,null,null,null,null,null,null,null,null,null,null,null,null,null,null,null,null,null,null,null,null,null,null,null,null,null,null,null,null,null,null,null,null,null,null,null,null,null,null,null,null,null,null,null,null,null,null,null,null,null,null,null,null,null,null,null,null,"q sensibel"]
[null,null,null,null,null,null,null,null,null,null,null,null,null,null,null,null,null,null,null,null,null,null,null,null,null,null,null,null,null,null,null,null,null,null,null,null,null,null,null,null,null,null,null,null,null,null,null,null,null,null,null,null,null,null,null,null,null,null,null,null,"W/K"]
[]
[]
[null,null,null,null,null,null,null,null,null,null,null,null,null,null,null,null,null,null,null,null,null,null,null,null,null,null,null,null,null,null,null,null,null,null,null,null,null,null,null,null,null,null,null,null,null,null,null,null,null,null,null,null,null,null,null,null,null,null,null,null,{"$f":"EH18/(EE18-EA18)*1000","v":{"$error":"#DIV/0!"}}]
[null,null,null,null,null,null,null,null,null,null,null,null,null,null,null,null,null,null,null,null,null,null,null,null,null,null,null,null,null,null,null,null,null,null,null,null,null,null,null,null,null,null,null,null,null,null,null,null,null,null,null,null,null,null,null,null,null,null,null,null,{"$error":"#DIV/0!"}]
[null,null,null,null,null,null,null,null,null,null,null,null,null,null,null,null,null,null,null,null,null,null,null,null,null,null,null,null,null,null,null,null,null,null,null,null,null,null,null,null,null,null,null,null,null,null,null,null,null,null,null,null,null,null,null,null,null,null,null,null,{"$error":"#DIV/0!"}]
[null,null,null,null,null,null,null,null,null,null,null,null,null,null,null,null,null,null,null,null,null,null,null,null,null,null,null,null,null,null,null,null,null,null,null,null,null,null,null,null,null,null,null,null,null,null,null,null,null,null,null,null,null,null,null,null,null,null,null,null,{"$error":"#DIV/0!"}]
[null,null,null,null,null,null,null,null,null,null,null,null,null,null,null,null,null,null,null,null,null,null,null,null,null,null,null,null,null,null,null,null,null,null,null,null,null,null,null,null,null,null,null,null,null,null,null,null,null,null,null,null,null,null,null,null,null,null,null,null,{"$error":"#DIV/0!"}]
[null,null,null,null,null,null,null,null,null,null,null,null,null,null,null,null,null,null,null,null,null,null,null,null,null,null,null,null,null,null,null,null,null,null,null,null,null,null,null,null,null,null,null,null,null,null,null,null,null,null,null,null,null,null,null,null,null,null,null,null,{"$error":"#DIV/0!"}]
[null,null,null,null,null,null,null,null,null,null,null,null,null,null,null,null,null,null,null,null,null,null,null,null,null,null,null,null,null,null,null,null,null,null,null,null,null,null,null,null,null,null,null,null,null,null,null,null,null,null,null,null,null,null,null,null,null,null,null,null,{"$error":"#DIV/0!"}]
[null,null,null,null,null,null,null,null,null,null,null,null,null,null,null,null,null,null,null,null,null,null,null,null,null,null,null,null,null,null,null,null,null,null,null,null,null,null,null,null,null,null,null,null,null,null,null,null,null,null,null,null,null,null,null,null,null,null,null,null,{"$error":"#DIV/0!"}]
[null,null,null,null,null,null,null,null,null,null,null,null,null,null,null,null,null,null,null,null,null,null,null,null,null,null,null,null,null,null,null,null,null,null,null,null,null,null,null,null,null,null,null,null,null,null,null,null,null,null,null,null,null,null,null,null,null,null,null,null,{"$error":"#DIV/0!"}]
[null,null,null,null,null,null,null,null,null,null,null,null,null,null,null,null,null,null,null,null,null,null,null,null,null,null,null,null,null,null,null,null,null,null,null,null,null,null,null,null,null,null,null,null,null,null,null,null,null,null,null,null,null,null,null,null,null,null,null,null,{"$error":"#DIV/0!"}]
[null,null,null,null,null,null,null,null,null,null,null,null,null,null,null,null,null,null,null,null,null,null,null,null,null,null,null,null,null,null,null,null,null,null,null,null,null,null,null,null,null,null,null,null,null,null,null,null,null,null,null,null,null,null,null,null,null,null,null,null,{"$error":"#DIV/0!"}]
[null,null,null,null,null,null,null,null,null,null,null,null,null,null,null,null,null,null,null,null,null,null,null,null,null,null,null,null,null,null,null,null,null,null,null,null,null,null,null,null,null,null,null,null,null,null,null,null,null,null,null,null,null,null,null,null,null,null,null,null,{"$error":"#DIV/0!"}]
[null,null,null,null,null,null,null,null,null,null,null,null,null,null,null,null,null,null,null,null,null,null,null,null,null,null,null,null,null,null,null,null,null,null,null,null,null,null,null,null,null,null,null,null,null,null,null,null,null,null,null,null,null,null,null,null,null,null,null,null,{"$error":"#DIV/0!"}]
[null,null,null,null,null,null,null,null,null,null,null,null,null,null,null,null,null,null,null,null,null,null,null,null,null,null,null,null,null,null,null,null,null,null,null,null,null,null,null,null,null,null,null,null,null,null,null,null,null,null,null,null,null,null,null,null,null,null,null,null,{"$error":"#DIV/0!"}]
[null,null,null,null,null,null,null,null,null,null,null,null,null,null,null,null,null,null,null,null,null,null,null,null,null,null,null,null,null,null,null,null,null,null,null,null,null,null,null,null,null,null,null,null,null,null,null,null,null,null,null,null,null,null,null,null,null,null,null,null,{"$error":"#DIV/0!"}]
[null,null,null,null,null,null,null,null,null,null,null,null,null,null,null,null,null,null,null,null,null,null,null,null,null,null,null,null,null,null,null,null,null,null,null,null,null,null,null,null,null,null,null,null,null,null,null,null,null,null,null,null,null,null,null,null,null,null,null,null,{"$error":"#DIV/0!"}]
[null,null,null,null,null,null,null,null,null,null,null,null,null,null,null,null,null,null,null,null,null,null,null,null,null,null,null,null,null,null,null,null,null,null,null,null,null,null,null,null,null,null,null,null,null,null,null,null,null,null,null,null,null,null,null,null,null,null,null,null,{"$error":"#DIV/0!"}]
[null,null,null,null,null,null,null,null,null,null,null,null,null,null,null,null,null,null,null,null,null,null,null,null,null,null,null,null,null,null,null,null,null,null,null,null,null,null,null,null,null,null,null,null,null,null,null,null,null,null,null,null,null,null,null,null,null,null,null,null,{"$error":"#DIV/0!"}]
[null,null,null,null,null,null,null,null,null,null,null,null,null,null,null,null,null,null,null,null,null,null,null,null,null,null,null,null,null,null,null,null,null,null,null,null,null,null,null,null,null,null,null,null,null,null,null,null,null,null,null,null,null,null,null,null,null,null,null,null,{"$error":"#DIV/0!"}]
[null,null,null,null,null,null,null,null,null,null,null,null,null,null,null,null,null,null,null,null,null,null,null,null,null,null,null,null,null,null,null,null,null,null,null,null,null,null,null,null,null,null,null,null,null,null,null,null,null,null,null,null,null,null,null,null,null,null,null,null,{"$error":"#DIV/0!"}]
[null,null,null,null,null,null,null,null,null,null,null,null,null,null,null,null,null,null,null,null,null,null,null,null,null,null,null,null,null,null,null,null,null,null,null,null,null,null,null,null,null,null,null,null,null,null,null,null,null,null,null,null,null,null,null,null,null,null,null,null,{"$error":"#DIV/0!"}]
[null,null,null,null,null,null,null,null,null,null,null,null,null,null,null,null,null,null,null,null,null,null,null,null,null,null,null,null,null,null,null,null,null,null,null,null,null,null,null,null,null,null,null,null,null,null,null,null,null,null,null,null,null,null,null,null,null,null,null,null,{"$error":"#DIV/0!"}]
[null,null,null,null,null,null,null,null,null,null,null,null,null,null,null,null,null,null,null,null,null,null,null,null,null,null,null,null,null,null,null,null,null,null,null,null,null,null,null,null,null,null,null,null,null,null,null,null,null,null,null,null,null,null,null,null,null,null,null,null,{"$error":"#DIV/0!"}]
[null,null,null,null,null,null,null,null,null,null,null,null,null,null,null,null,null,null,null,null,null,null,null,null,null,null,null,null,null,null,null,null,null,null,null,null,null,null,null,null,null,null,null,null,null,null,null,null,null,null,null,null,null,null,null,null,null,null,null,null,{"$error":"#DIV/0!"}]
[null,null,null,null,null,null,null,null,null,null,null,null,null,null,null,null,null,null,null,null,null,null,null,null,null,null,null,null,null,null,null,null,null,null,null,null,null,null,null,null,null,null,null,null,null,null,null,null,null,null,null,null,null,null,null,null,null,null,null,null,{"$error":"#DIV/0!"}]
[null,null,null,null,null,null,null,null,null,null,null,null,null,null,null,null,null,null,null,null,null,null,null,null,null,null,null,null,null,null,null,null,null,null,null,null,null,null,null,null,null,null,null,null,null,null,null,null,null,null,null,null,null,null,null,null,null,null,null,null,{"$error":"#DIV/0!"}]
[null,null,null,null,null,null,null,null,null,null,null,null,null,null,null,null,null,null,null,null,null,null,null,null,null,null,null,null,null,null,null,null,null,null,null,null,null,null,null,null,null,null,null,null,null,null,null,null,null,null,null,null,null,null,null,null,null,null,null,null,{"$error":"#DIV/0!"}]
[null,null,null,null,null,null,null,null,null,null,null,null,null,null,null,null,null,null,null,null,null,null,null,null,null,null,null,null,null,null,null,null,null,null,null,null,null,null,null,null,null,null,null,null,null,null,null,null,null,null,null,null,null,null,null,null,null,null,null,null,{"$error":"#DIV/0!"}]
[null,null,null,null,null,null,null,null,null,null,null,null,null,null,null,null,null,null,null,null,null,null,null,null,null,null,null,null,null,null,null,null,null,null,null,null,null,null,null,null,null,null,null,null,null,null,null,null,null,null,null,null,null,null,null,null,null,null,null,null,{"$error":"#DIV/0!"}]
[null,null,null,null,null,null,null,null,null,null,null,null,null,null,null,null,null,null,null,null,null,null,null,null,null,null,null,null,null,null,null,null,null,null,null,null,null,null,null,null,null,null,null,null,null,null,null,null,null,null,null,null,null,null,null,null,null,null,null,null,{"$error":"#DIV/0!"}]
[null,null,null,null,null,null,null,null,null,null,null,null,null,null,null,null,null,null,null,null,null,null,null,null,null,null,null,null,null,null,null,null,null,null,null,null,null,null,null,null,null,null,null,null,null,null,null,null,null,null,null,null,null,null,null,null,null,null,null,null,{"$error":"#DIV/0!"}]
[null,null,null,null,null,null,null,null,null,null,null,null,null,null,null,null,null,null,null,null,null,null,null,null,null,null,null,null,null,null,null,null,null,null,null,null,null,null,null,null,null,null,null,null,null,null,null,null,null,null,null,null,null,null,null,null,null,null,null,null,{"$error":"#DIV/0!"}]
[null,null,null,null,null,null,null,null,null,null,null,null,null,null,null,null,null,null,null,null,null,null,null,null,null,null,null,null,null,null,null,null,null,null,null,null,null,null,null,null,null,null,null,null,null,null,null,null,null,null,null,null,null,null,null,null,null,null,null,null,{"$f":"EH50/(EE50-EA50)*1000","v":{"$error":"#DIV/0!"}}]
[null,null,null,null,null,null,null,null,null,null,null,null,null,null,null,null,null,null,null,null,null,null,null,null,null,null,null,null,null,null,null,null,null,null,null,null,null,null,null,null,null,null,null,null,null,null,null,null,null,null,null,null,null,null,null,null,null,null,null,null,{"$error":"#DIV/0!"}]
[null,null,null,null,null,null,null,null,null,null,null,null,null,null,null,null,null,null,null,null,null,null,null,null,null,null,null,null,null,null,null,null,null,null,null,null,null,null,null,null,null,null,null,null,null,null,null,null,null,null,null,null,null,null,null,null,null,null,null,null,{"$error":"#DIV/0!"}]
[null,null,null,null,null,null,null,null,null,null,null,null,null,null,null,null,null,null,null,null,null,null,null,null,null,null,null,null,null,null,null,null,null,null,null,null,null,null,null,null,null,null,null,null,null,null,null,null,null,null,null,null,null,null,null,null,null,null,null,null,{"$error":"#DIV/0!"}]
[null,null,null,null,null,null,null,null,null,null,null,null,null,null,null,null,null,null,null,null,null,null,null,null,null,null,null,null,null,null,null,null,null,null,null,null,null,null,null,null,null,null,null,null,null,null,null,null,null,null,null,null,null,null,null,null,null,null,null,null,{"$error":"#DIV/0!"}]
[null,null,null,null,null,null,null,null,null,null,null,null,null,null,null,null,null,null,null,null,null,null,null,null,null,null,null,null,null,null,null,null,null,null,null,null,null,null,null,null,null,null,null,null,null,null,null,null,null,null,null,null,null,null,null,null,null,null,null,null,{"$error":"#DIV/0!"}]
[null,null,null,null,null,null,null,null,null,null,null,null,null,null,null,null,null,null,null,null,null,null,null,null,null,null,null,null,null,null,null,null,null,null,null,null,null,null,null,null,null,null,null,null,null,null,null,null,null,null,null,null,null,null,null,null,null,null,null,null,{"$error":"#DIV/0!"}]
[null,null,null,null,null,null,null,null,null,null,null,null,null,null,null,null,null,null,null,null,null,null,null,null,null,null,null,null,null,null,null,null,null,null,null,null,null,null,null,null,null,null,null,null,null,null,null,null,null,null,null,null,null,null,null,null,null,null,null,null,{"$error":"#DIV/0!"}]
[null,null,null,null,null,null,null,null,null,null,null,null,null,null,null,null,null,null,null,null,null,null,null,null,null,null,null,null,null,null,null,null,null,null,null,null,null,null,null,null,null,null,null,null,null,null,null,null,null,null,null,null,null,null,null,null,null,null,null,null,{"$error":"#DIV/0!"}]
[null,null,null,null,null,null,null,null,null,null,null,null,null,null,null,null,null,null,null,null,null,null,null,null,null,null,null,null,null,null,null,null,null,null,null,null,null,null,null,null,null,null,null,null,null,null,null,null,null,null,null,null,null,null,null,null,null,null,null,null,{"$error":"#DIV/0!"}]
[null,null,null,null,null,null,null,null,null,null,null,null,null,null,null,null,null,null,null,null,null,null,null,null,null,null,null,null,null,null,null,null,null,null,null,null,null,null,null,null,null,null,null,null,null,null,null,null,null,null,null,null,null,null,null,null,null,null,null,null,{"$error":"#DIV/0!"}]
[null,null,null,null,null,null,null,null,null,null,null,null,null,null,null,null,null,null,null,null,null,null,null,null,null,null,null,null,null,null,null,null,null,null,null,null,null,null,null,null,null,null,null,null,null,null,null,null,null,null,null,null,null,null,null,null,null,null,null,null,{"$error":"#DIV/0!"}]
[null,null,null,null,null,null,null,null,null,null,null,null,null,null,null,null,null,null,null,null,null,null,null,null,null,null,null,null,null,null,null,null,null,null,null,null,null,null,null,null,null,null,null,null,null,null,null,null,null,null,null,null,null,null,null,null,null,null,null,null,{"$error":"#DIV/0!"}]
[null,null,null,null,null,null,null,null,null,null,null,null,null,null,null,null,null,null,null,null,null,null,null,null,null,null,null,null,null,null,null,null,null,null,null,null,null,null,null,null,null,null,null,null,null,null,null,null,null,null,null,null,null,null,null,null,null,null,null,null,{"$error":"#DIV/0!"}]
[null,null,null,null,null,null,null,null,null,null,null,null,null,null,null,null,null,null,null,null,null,null,null,null,null,null,null,null,null,null,null,null,null,null,null,null,null,null,null,null,null,null,null,null,null,null,null,null,null,null,null,null,null,null,null,null,null,null,null,null,{"$error":"#DIV/0!"}]
[null,null,null,null,null,null,null,null,null,null,null,null,null,null,null,null,null,null,null,null,null,null,null,null,null,null,null,null,null,null,null,null,null,null,null,null,null,null,null,null,null,null,null,null,null,null,null,null,null,null,null,null,null,null,null,null,null,null,null,null,{"$error":"#DIV/0!"}]
[null,null,null,null,null,null,null,null,null,null,null,null,null,null,null,null,null,null,null,null,null,null,null,null,null,null,null,null,null,null,null,null,null,null,null,null,null,null,null,null,null,null,null,null,null,null,null,null,null,null,null,null,null,null,null,null,null,null,null,null,{"$error":"#DIV/0!"}]
[null,null,null,null,null,null,null,null,null,null,null,null,null,null,null,null,null,null,null,null,null,null,null,null,null,null,null,null,null,null,null,null,null,null,null,null,null,null,null,null,null,null,null,null,null,null,null,null,null,null,null,null,null,null,null,null,null,null,null,null,{"$error":"#DIV/0!"}]
[null,null,null,null,null,null,null,null,null,null,null,null,null,null,null,null,null,null,null,null,null,null,null,null,null,null,null,null,null,null,null,null,null,null,null,null,null,null,null,null,null,null,null,null,null,null,null,null,null,null,null,null,null,null,null,null,null,null,null,null,{"$error":"#DIV/0!"}]
[null,null,null,null,null,null,null,null,null,null,null,null,null,null,null,null,null,null,null,null,null,null,null,null,null,null,null,null,null,null,null,null,null,null,null,null,null,null,null,null,null,null,null,null,null,null,null,null,null,null,null,null,null,null,null,null,null,null,null,null,{"$error":"#DIV/0!"}]
[null,null,null,null,null,null,null,null,null,null,null,null,null,null,null,null,null,null,null,null,null,null,null,null,null,null,null,null,null,null,null,null,null,null,null,null,null,null,null,null,null,null,null,null,null,null,null,null,null,null,null,null,null,null,null,null,null,null,null,null,{"$error":"#DIV/0!"}]
[null,null,null,null,null,null,null,null,null,null,null,null,null,null,null,null,null,null,null,null,null,null,null,null,null,null,null,null,null,null,null,null,null,null,null,null,null,null,null,null,null,null,null,null,null,null,null,null,null,null,null,null,null,null,null,null,null,null,null,null,{"$error":"#DIV/0!"}]
[null,null,null,null,null,null,null,null,null,null,null,null,null,null,null,null,null,null,null,null,null,null,null,null,null,null,null,null,null,null,null,null,null,null,null,null,null,null,null,null,null,null,null,null,null,null,null,null,null,null,null,null,null,null,null,null,null,null,null,null,{"$error":"#DIV/0!"}]
[null,null,null,null,null,null,null,null,null,null,null,null,null,null,null,null,null,null,null,null,null,null,null,null,null,null,null,null,null,null,null,null,null,null,null,null,null,null,null,null,null,null,null,null,null,null,null,null,null,null,null,null,null,null,null,null,null,null,null,null,{"$error":"#DIV/0!"}]
[null,null,null,null,null,null,null,null,null,null,null,null,null,null,null,null,null,null,null,null,null,null,null,null,null,null,null,null,null,null,null,null,null,null,null,null,null,null,null,null,null,null,null,null,null,null,null,null,null,null,null,null,null,null,null,null,null,null,null,null,{"$error":"#DIV/0!"}]
[null,null,null,null,null,null,null,null,null,null,null,null,null,null,null,null,null,null,null,null,null,null,null,null,null,null,null,null,null,null,null,null,null,null,null,null,null,null,null,null,null,null,null,null,null,null,null,null,null,null,null,null,null,null,null,null,null,null,null,null,{"$error":"#DIV/0!"}]
[null,null,null,null,null,null,null,null,null,null,null,null,null,null,null,null,null,null,null,null,null,null,null,null,null,null,null,null,null,null,null,null,null,null,null,null,null,null,null,null,null,null,null,null,null,null,null,null,null,null,null,null,null,null,null,null,null,null,null,null,{"$error":"#DIV/0!"}]
[null,null,null,null,null,null,null,null,null,null,null,null,null,null,null,null,null,null,null,null,null,null,null,null,null,null,null,null,null,null,null,null,null,null,null,null,null,null,null,null,null,null,null,null,null,null,null,null,null,null,null,null,null,null,null,null,null,null,null,null,{"$error":"#DIV/0!"}]
[null,null,null,null,null,null,null,null,null,null,null,null,null,null,null,null,null,null,null,null,null,null,null,null,null,null,null,null,null,null,null,null,null,null,null,null,null,null,null,null,null,null,null,null,null,null,null,null,null,null,null,null,null,null,null,null,null,null,null,null,{"$error":"#DIV/0!"}]
[null,null,null,null,null,null,null,null,null,null,null,null,null,null,null,null,null,null,null,null,null,null,null,null,null,null,null,null,null,null,null,null,null,null,null,null,null,null,null,null,null,null,null,null,null,null,null,null,null,null,null,null,null,null,null,null,null,null,null,null,{"$error":"#DIV/0!"}]
[null,null,null,null,null,null,null,null,null,null,null,null,null,null,null,null,null,null,null,null,null,null,null,null,null,null,null,null,null,null,null,null,null,null,null,null,null,null,null,null,null,null,null,null,null,null,null,null,null,null,null,null,null,null,null,null,null,null,null,null,{"$error":"#DIV/0!"}]
[null,null,null,null,null,null,null,null,null,null,null,null,null,null,null,null,null,null,null,null,null,null,null,null,null,null,null,null,null,null,null,null,null,null,null,null,null,null,null,null,null,null,null,null,null,null,null,null,null,null,null,null,null,null,null,null,null,null,null,null,{"$error":"#DIV/0!"}]
[null,null,null,null,null,null,null,null,null,null,null,null,null,null,null,null,null,null,null,null,null,null,null,null,null,null,null,null,null,null,null,null,null,null,null,null,null,null,null,null,null,null,null,null,null,null,null,null,null,null,null,null,null,null,null,null,null,null,null,null,{"$f":"EH82/(EE82-EA82)*1000","v":{"$error":"#DIV/0!"}}]
[null,null,null,null,null,null,null,null,null,null,null,null,null,null,null,null,null,null,null,null,null,null,null,null,null,null,null,null,null,null,null,null,null,null,null,null,null,null,null,null,null,null,null,null,null,null,null,null,null,null,null,null,null,null,null,null,null,null,null,null,{"$error":"#DIV/0!"}]
[null,null,null,null,null,null,null,null,null,null,null,null,null,null,null,null,null,null,null,null,null,null,null,null,null,null,null,null,null,null,null,null,null,null,null,null,null,null,null,null,null,null,null,null,null,null,null,null,null,null,null,null,null,null,null,null,null,null,null,null,{"$error":"#DIV/0!"}]
[null,null,null,null,null,null,null,null,null,null,null,null,null,null,null,null,null,null,null,null,null,null,null,null,null,null,null,null,null,null,null,null,null,null,null,null,null,null,null,null,null,null,null,null,null,null,null,null,null,null,null,null,null,null,null,null,null,null,null,null,{"$error":"#DIV/0!"}]
[null,null,null,null,null,null,null,null,null,null,null,null,null,null,null,null,null,null,null,null,null,null,null,null,null,null,null,null,null,null,null,null,null,null,null,null,null,null,null,null,null,null,null,null,null,null,null,null,null,null,null,null,null,null,null,null,null,null,null,null,{"$error":"#DIV/0!"}]
[null,null,null,null,null,null,null,null,null,null,null,null,null,null,null,null,null,null,null,null,null,null,null,null,null,null,null,null,null,null,null,null,null,null,null,null,null,null,null,null,null,null,null,null,null,null,null,null,null,null,null,null,null,null,null,null,null,null,null,null,{"$error":"#DIV/0!"}]
[null,null,null,null,null,null,null,null,null,null,null,null,null,null,null,null,null,null,null,null,null,null,null,null,null,null,null,null,null,null,null,null,null,null,null,null,null,null,null,null,null,null,null,null,null,null,null,null,null,null,null,null,null,null,null,null,null,null,null,null,{"$error":"#DIV/0!"}]
[null,null,null,null,null,null,null,null,null,null,null,null,null,null,null,null,null,null,null,null,null,null,null,null,null,null,null,null,null,null,null,null,null,null,null,null,null,null,null,null,null,null,null,null,null,null,null,null,null,null,null,null,null,null,null,null,null,null,null,null,{"$error":"#DIV/0!"}]
[null,null,null,null,null,null,null,null,null,null,null,null,null,null,null,null,null,null,null,null,null,null,null,null,null,null,null,null,null,null,null,null,null,null,null,null,null,null,null,null,null,null,null,null,null,null,null,null,null,null,null,null,null,null,null,null,null,null,null,null,{"$error":"#DIV/0!"}]
[null,null,null,null,null,null,null,null,null,null,null,null,null,null,null,null,null,null,null,null,null,null,null,null,null,null,null,null,null,null,null,null,null,null,null,null,null,null,null,null,null,null,null,null,null,null,null,null,null,null,null,null,null,null,null,null,null,null,null,null,{"$error":"#DIV/0!"}]
[null,null,null,null,null,null,null,null,null,null,null,null,null,null,null,null,null,null,null,null,null,null,null,null,null,null,null,null,null,null,null,null,null,null,null,null,null,null,null,null,null,null,null,null,null,null,null,null,null,null,null,null,null,null,null,null,null,null,null,null,{"$error":"#DIV/0!"}]
[null,null,null,null,null,null,null,null,null,null,null,null,null,null,null,null,null,null,null,null,null,null,null,null,null,null,null,null,null,null,null,null,null,null,null,null,null,null,null,null,null,null,null,null,null,null,null,null,null,null,null,null,null,null,null,null,null,null,null,null,{"$error":"#DIV/0!"}]
[null,null,null,null,null,null,null,null,null,null,null,null,null,null,null,null,null,null,null,null,null,null,null,null,null,null,null,null,null,null,null,null,null,null,null,null,null,null,null,null,null,null,null,null,null,null,null,null,null,null,null,null,null,null,null,null,null,null,null,null,{"$error":"#DIV/0!"}]
[null,null,null,null,null,null,null,null,null,null,null,null,null,null,null,null,null,null,null,null,null,null,null,null,null,null,null,null,null,null,null,null,null,null,null,null,null,null,null,null,null,null,null,null,null,null,null,null,null,null,null,null,null,null,null,null,null,null,null,null,{"$error":"#DIV/0!"}]
[null,null,null,null,null,null,null,null,null,null,null,null,null,null,null,null,null,null,null,null,null,null,null,null,null,null,null,null,null,null,null,null,null,null,null,null,null,null,null,null,null,null,null,null,null,null,null,null,null,null,null,null,null,null,null,null,null,null,null,null,{"$error":"#DIV/0!"}]
[null,null,null,null,null,null,null,null,null,null,null,null,null,null,null,null,null,null,null,null,null,null,null,null,null,null,null,null,null,null,null,null,null,null,null,null,null,null,null,null,null,null,null,null,null,null,null,null,null,null,null,null,null,null,null,null,null,null,null,null,{"$error":"#DIV/0!"}]
[null,null,null,null,null,null,null,null,null,null,null,null,null,null,null,null,null,null,null,null,null,null,null,null,null,null,null,null,null,null,null,null,null,null,null,null,null,null,null,null,null,null,null,null,null,null,null,null,null,null,null,null,null,null,null,null,null,null,null,null,{"$error":"#DIV/0!"}]
[null,null,null,null,null,null,null,null,null,null,null,null,null,null,null,null,null,null,null,null,null,null,null,null,null,null,null,null,null,null,null,null,null,null,null,null,null,null,null,null,null,null,null,null,null,null,null,null,null,null,null,null,null,null,null,null,null,null,null,null,{"$error":"#DIV/0!"}]
[null,null,null,null,null,null,null,null,null,null,null,null,null,null,null,null,null,null,null,null,null,null,null,null,null,null,null,null,null,null,null,null,null,null,null,null,null,null,null,null,null,null,null,null,null,null,null,null,null,null,null,null,null,null,null,null,null,null,null,null,{"$error":"#DIV/0!"}]
[null,null,null,null,null,null,null,null,null,null,null,null,null,null,null,null,null,null,null,null,null,null,null,null,null,null,null,null,null,null,null,null,null,null,null,null,null,null,null,null,null,null,null,null,null,null,null,null,null,null,null,null,null,null,null,null,null,null,null,null,{"$error":"#DIV/0!"}]
[null,null,null,null,null,null,null,null,null,null,null,null,null,null,null,null,null,null,null,null,null,null,null,null,null,null,null,null,null,null,null,null,null,null,null,null,null,null,null,null,null,null,null,null,null,null,null,null,null,null,null,null,null,null,null,null,null,null,null,null,{"$error":"#DIV/0!"}]
[null,null,null,null,null,null,null,null,null,null,null,null,null,null,null,null,null,null,null,null,null,null,null,null,null,null,null,null,null,null,null,null,null,null,null,null,null,null,null,null,null,null,null,null,null,null,null,null,null,null,null,null,null,null,null,null,null,null,null,null,{"$error":"#DIV/0!"}]
[null,null,null,null,null,null,null,null,null,null,null,null,null,null,null,null,null,null,null,null,null,null,null,null,null,null,null,null,null,null,null,null,null,null,null,null,null,null,null,null,null,null,null,null,null,null,null,null,null,null,null,null,null,null,null,null,null,null,null,null,{"$error":"#DIV/0!"}]
[null,null,null,null,null,null,null,null,null,null,null,null,null,null,null,null,null,null,null,null,null,null,null,null,null,null,null,null,null,null,null,null,null,null,null,null,null,null,null,null,null,null,null,null,null,null,null,null,null,null,null,null,null,null,null,null,null,null,null,null,{"$error":"#DIV/0!"}]
[null,null,null,null,null,null,null,null,null,null,null,null,null,null,null,null,null,null,null,null,null,null,null,null,null,null,null,null,null,null,null,null,null,null,null,null,null,null,null,null,null,null,null,null,null,null,null,null,null,null,null,null,null,null,null,null,null,null,null,null,{"$error":"#DIV/0!"}]
[null,null,null,null,null,null,null,null,null,null,null,null,null,null,null,null,null,null,null,null,null,null,null,null,null,null,null,null,null,null,null,null,null,null,null,null,null,null,null,null,null,null,null,null,null,null,null,null,null,null,null,null,null,null,null,null,null,null,null,null,{"$error":"#DIV/0!"}]
[null,null,null,null,null,null,null,null,null,null,null,null,null,null,null,null,null,null,null,null,null,null,null,null,null,null,null,null,null,null,null,null,null,null,null,null,null,null,null,null,null,null,null,null,null,null,null,null,null,null,null,null,null,null,null,null,null,null,null,null,{"$error":"#DIV/0!"}]
[null,null,null,null,null,null,null,null,null,null,null,null,null,null,null,null,null,null,null,null,null,null,null,null,null,null,null,null,null,null,null,null,null,null,null,null,null,null,null,null,null,null,null,null,null,null,null,null,null,null,null,null,null,null,null,null,null,null,null,null,{"$error":"#DIV/0!"}]
[null,null,null,null,null,null,null,null,null,null,null,null,null,null,null,null,null,null,null,null,null,null,null,null,null,null,null,null,null,null,null,null,null,null,null,null,null,null,null,null,null,null,null,null,null,null,null,null,null,null,null,null,null,null,null,null,null,null,null,null,{"$error":"#DIV/0!"}]
[null,null,null,null,null,null,null,null,null,null,null,null,null,null,null,null,null,null,null,null,null,null,null,null,null,null,null,null,null,null,null,null,null,null,null,null,null,null,null,null,null,null,null,null,null,null,null,null,null,null,null,null,null,null,null,null,null,null,null,null,{"$error":"#DIV/0!"}]
[null,null,null,null,null,null,null,null,null,null,null,null,null,null,null,null,null,null,null,null,null,null,null,null,null,null,null,null,null,null,null,null,null,null,null,null,null,null,null,null,null,null,null,null,null,null,null,null,null,null,null,null,null,null,null,null,null,null,null,null,{"$error":"#DIV/0!"}]
[null,null,null,null,null,null,null,null,null,null,null,null,null,null,null,null,null,null,null,null,null,null,null,null,null,null,null,null,null,null,null,null,null,null,null,null,null,null,null,null,null,null,null,null,null,null,null,null,null,null,null,null,null,null,null,null,null,null,null,null,{"$error":"#DIV/0!"}]
[null,null,null,null,null,null,null,null,null,null,null,null,null,null,null,null,null,null,null,null,null,null,null,null,null,null,null,null,null,null,null,null,null,null,null,null,null,null,null,null,null,null,null,null,null,null,null,null,null,null,null,null,null,null,null,null,null,null,null,null,{"$f":"EH114/(EE114-EA114)*1000","v":{"$error":"#DIV/0!"}}]
[null,null,null,null,null,null,null,null,null,null,null,null,null,null,null,null,null,null,null,null,null,null,null,null,null,null,null,null,null,null,null,null,null,null,null,null,null,null,null,null,null,null,null,null,null,null,null,null,null,null,null,null,null,null,null,null,null,null,null,null,{"$f":"EH115/(EE115-EA115)*1000","v":{"$error":"#DIV/0!"}}]
[null,null,null,null,null,null,null,null,null,null,null,null,null,null,null,null,null,null,null,null,null,null,null,null,null,null,null,null,null,null,null,null,null,null,null,null,null,null,null,null,null,null,null,null,null,null,null,null,null,null,null,null,null,null,null,null,null,null,null,null,{"$f":"EH116/(EE116-EA116)*1000","v":{"$error":"#DIV/0!"}}]
[null,null,null,null,null,null,null,null,null,null,null,null,null,null,null,null,null,null,null,null,null,null,null,null,null,null,null,null,null,null,null,null,null,null,null,null,null,null,null,null,null,null,null,null,null,null,null,null,null,null,null,null,null,null,null,null,null,null,null,null,{"$f":"BR441/(BO441-BK441)*1000","v":{"$error":"#DIV/0!"}}]

{"sheet":"BG;WT3,2;h (2)","index":11,"n_rows":441,"n_cols":95,"rows_kept":441,"cut":false,"hidden":true,"merged":[]}
["TT",null,null,"Master auswählen ->","BG","WT","Verhältnis",null,"Polynom 6 Ordnung",6,5,4,3,2,1,0]
["2017-03-03",null,null,null,"BG 800",{"$f":"VLOOKUP(E2,E3:G6,2,0)","v":830},{"$f":"VLOOKUP(E2,E3:G6,3,0)","v":1},null,{"$f":"E2","v":"BG 800"},{"$f":"VLOOKUP($I2,$I$3:$P$6,2,0)","v":-1.1867499239469366E-15},{"$f":"VLOOKUP($I2,$I$3:$P$6,3,0)","v":4.0725872617858585E-12},{"$f":"VLOOKUP($I2,$I$3:$P$6,4,0)","v":-5.5605123894654473E-9},{"$f":"VLOOKUP($I2,$I$3:$P$6,5,0)","v":3.8744103989767742E-6},{"$f":"VLOOKUP($I2,$I$3:$P$6,6,0)","v":-1.4897065623781466E-3},{"$f":"VLOOKUP($I2,$I$3:$P$6,7,0)","v":0.34137826580453867},{"$f":"VLOOKUP($I2,$I$3:$P$6,8,0)","v":0},null,null,null,null,null,null,null,null,null,null,null,null,null,null,null,null,null,null,null,null,null,null,null,null,"  Datentabelle aus Eurocoil entnehmen"]
[null,null,null,null,"BG 630",600,{"$f":"F3/$F$2","v":0.72289156626506024},null,{"$f":"E3","v":"BG 630"},{"$f":"LINEST(AO18:AO117,AS18:AS117^{1,2,3,4,5,6},0,0)","v":-1.3325794964866237E-15},4.5050978582309017E-12,-6.024361198392731E-9,4.0699736546556979E-6,-1.4893235427454361E-3,0.31433115333179062,0]
[null,null,null,null,"BG 800",830,{"$f":"F4/$F$2","v":1},null,{"$f":"E4","v":"BG 800"},{"$f":"LINEST(BC18:BC117,BG18:BG117^{1,2,3,4,5,6},0,0)","v":-1.1867499239469366E-15},4.0725872617858585E-12,-5.5605123894654473E-9,3.8744103989767742E-6,-1.4897065623781466E-3,0.34137826580453867,0]
["WT 4L",3.2,"mm",null,"BG 1000",1030,{"$f":"F5/$F$2","v":1.2409638554216869},null,{"$f":"E5","v":"BG 1000"},{"$f":"LINEST(BQ18:BQ117,BU18:BU117^{1,2,3,4,5,6},0,0)","v":-1.0178990512369288E-15},3.5507696441815054E-12,-4.9627108677628698E-9,3.5772296479297244E-6,-1.4461216183088697E-3,0.35597699437689417,0]
["Länge",830,"mm",null,"BG 1200",1230,{"$f":"F6/$F$2","v":1.4819277108433735},null,{"$f":"E6","v":"BG 1200"},{"$f":"LINEST(CE18:CE116,CI18:CI116^{1,2,3,4,5,6},0,0)","v":-9.1403316607176615E-16},3.1979422911149866E-12,-4.5105020886803228E-9,3.3159999436542224E-6,-1.3921218779175024E-3,0.36474263048935257,0]
["Rohrreihen",3]
[null,null,null,null,null,null,null,null,"Korrekturfaktoren",6,5,4,3,2,1,0]
[null,null,null,null,null,null,null,null,{"$f":"E3","v":"BG 630"},{"$f":"LINEST(G18:G117,C18:C117^{0,1,2,3,4,5,6},0,0)","v":-4.4789249334165237E-10},7.7307959879892363E-8,-5.0057910891862191E-6,1.4828640882510463E-4,-1.944676433179169E-3,1.1469578622781114E-2,0.6579769405977699]
["Grenzen",null,null,null,null,null,null,null,{"$f":"E4","v":"BG 800"},{"$f":"LINEST(J18:J117,C18:C117^{0,1,2,3,4,5,6},0,0)","v":1.4817865051145456E-24},-2.63518319344655E-22,1.8659988691625902E-20,-6.5386021427700244E-19,1.1317185687824311E-17,-8.2885488430403642E-17,1.0000000000000002]
["Maximum",{"$f":"MAX(B18:B117)","v":991},"m³/h",null,null,null,null,null,{"$f":"E5","v":"BG 1000"},{"$f":"LINEST(M18:M97,C18:C97^{0,1,2,3,4,5,6},0,0)","v":6.4851351590776632E-10},-9.9246439291949405E-8,5.6955503333860322E-6,-1.4956743206329958E-4,1.7493792414359545E-3,-1.0318943066171803E-2,1.2993593189248951]
[null,null,null,null,null,null,null,null,{"$f":"E6","v":"BG 1200"},{"$f":"LINEST(P18:P84,C18:C84^{0,1,2,3,4,5,6},0,0)","v":8.7127707710673132E-10},-1.3365957100629044E-7,7.6103188949829283E-6,-1.9549436785488029E-4,2.2092076620907944E-3,-1.5481392630616988E-2,1.5895337142496606]
[null,{"$f":"CONCATENATE(\"Master - \",AA13)","v":"Master - BG 800"},null,null,{"$f":"AO13","v":"BG630"},null,null,{"$f":"BC13","v":"BG 800"},null,null,{"$f":"BQ13","v":"BG1000"},null,null,{"$f":"CE13","v":"BG1200"},null,null,null,null,null,null,null,null,null,null,null,null,{"$f":"E2","v":"BG 800"},null,null,null,null,null,null,null,null,null,null,null,null,null,"BG630",null,null,null,null,null,null,null,null,null,null,null,null,null,"BG 800",null,null,null,null,null,null,null,null,null,null,null,null,null,"BG1000",null,null,null,null,null,null,null,null,null,null,null,null,null,"BG1200"]
[null,"Volumen-nstrom","spez. \nLeistung","Korrektur-faktor","Volumen-nstrom","spez. \nLeistung","Korrektur-faktor","Volumen-nstrom","spez. \nLeistung","Korrektur-faktor","Volumen-nstrom","spez. \nLeistung","Korrektur-faktor","Volumen-nstrom","spez. \nLeistung","Korrektur-faktor",null,null,null,null,null,null,null,null,null,null,{"$f":"IF($AA$13=$AO$13,AO14,IF($AA$13=$BC$13,BC14,IF($AA$13=$BQ$13,BQ14,IF($AA$13=$CE$13,CE14,\"-\"))))","v":"q sensibel"},"S","TWI","TWO","QA","VA","TAI","PT","TAO","QW","VW","DPW","DPA",null,"q sensibel","S","TWI","TWO","QA","VA","TAI","PT","TAO","QW","VW","DPW","DPA",null,"q sensibel","S","TWI","TWO","QA","VA","TAI","PT","TAO","QW","VW","DPW","DPA",null,"q sensibel","S","TWI","TWO","QA","VA","TAI","PT","TAO","QW","VW","DPW","DPA",null,"q sensibel","S","TWI","TWO","QA","VA","TAI","PT","TAO","QW","VW","DPW","DPA"]
[null,"[m³/h]","[W/K]","[-]","[m³/h]","[W/K]","[-]","[m³/h]","[W/K]","[-]","[m³/h]","[W/K]","[-]","[m³/h]","[W/K]","[-]",null,null,null,null,null,null,null,null,null,null,"W/K",0,"°C","°C","m3/h","m/s","°C","kW","°C","l/h","m/s","kPa","Pa",null,"W/K",null,"°C","°C","m3/h","m/s","°C","kW","°C","l/h","m/s","kPa","Pa",null,"W/K",null,"°C","°C","m3/h","m/s","°C","kW","°C","l/h","m/s","kPa","Pa",null,"W/K",null,"°C","°C","m3/h","m/s","°C","kW","°C","l/h","m/s","kPa","Pa",null,"W/K",null,"°C","°C","m3/h","m/s","°C","kW","°C","l/h","m/s","kPa","Pa"]
[null,null,null,null,null,null,null,null,null,null,null,null,null,null,null,null,null,null,null,null,null,null,null,null,null,null,0,"S","TWI","TWO","QA","VA","TAI","PT","TAO","QW","VW","DPW","DPA",null,null,"S","TWI","TWO","QA","VA","TAI","PT","TAO","QW","VW","DPW","DPA",null,null,"S","TWI","TWO","QA","VA","TAI","PT","TAO","QW","VW","DPW","DPA",null,null,"S","TWI","TWO","QA","VA","TAI","PT","TAO","QW","VW","DPW","DPA",null,null,"S","TWI","TWO","QA","VA","TAI","PT","TAO","QW","VW","DPW","DPA"]
[null,null,null,null,null,null,null,null,null,null,null,null,null,null,null,null,null,null,null,null,null,null,null,null,null,null,0,0,"°C","°C","m3/h","m/s","°C","kW","°C","l/h","m/s","kPa","Pa",null,null,null,"°C","°C","m3/h","m/s","°C","kW","°C","l/h","m/s","kPa","Pa",null,null,null,"°C","°C","m3/h","m/s","°C","kW","°C","l/h","m/s","kPa","Pa",null,null,null,"°C","°C","m3/h","m/s","°C","kW","°C","l/h","m/s","kPa","Pa",null,null,null,"°C","°C","m3/h","m/s","°C","kW","°C","l/h","m/s","kPa","Pa"]
[null,{"$f":"AE18","v":1},{"$f":"$J$4*B18^6+$K$4*B18^5+$L$4*B18^4+$M$4*B18^3+$N$4*B18^2+$O$4*B18","v":0.33989242809611853},{"$f":"1/C18*C18","v":1},{"$f":"IF($B18*$G$3>$B$11,\"\",$B18*$G$3)","v":0.72289156626506024},{"$f":"IF(E18>$B$11,\"\",$J$3*E18^6+$K$3*E18^5+$L$3*E18^4+$M$3*E18^3+$N$3*E18^2+$O$3*E18)","v":0.2264505964943877},{"$f":"IF(E18>$B$11,\"\",1/$C18*F18)","v":0.66624195708869838},{"$f":"IF($B18*$G$4>$B$11,\"\",$B18*$G$4)","v":1},{"$f":"IF(H18>$B$11,\"\",$J$4*H18^6+$K$4*H18^5+$L$4*H18^4+$M$4*H18^3+$N$4*H18^2+$O$4*H18)","v":0.33989242809611853},{"$f":"IF(H18>$B$11,\"\",1/$C18*I18)","v":1},{"$f":"IF($B18*$G$5>$B$11,\"\",$B18*$G$5)","v":1.2409638554216869},{"$f":"IF(K18>$B$11,\"\",$J$5*K18^6+$K$5*K18^5+$L$5*K18^4+$M$5*K18^3+$N$5*K18^2+$O$5*K18)","v":0.43953439327613086},{"$f":"IF(K18>$B$11,\"\",1/$C18*L18)","v":1.293157354925937},{"$f":"IF($B18*$G$6>$B$11,\"\",$B18*$G$6)","v":1.4819277108433735},{"$f":"IF(N18>$B$11,\"\",$J$6*N18^6+$K$6*N18^5+$L$6*N18^4+$M$6*N18^3+$N$6*N18^2+$O$6*N18)","v":0.53747572914347441},{"$f":"IF(N18>$B$11,\"\",1/$C18*O18)","v":1.5813112759060379},null,null,null,null,null,null,null,null,null,null,1.5625,0,55,54.6,1,0,23,0.05,155.31,100,0.4,2.2000000000000002,0,null,{"$f":"ABS(AV18/(AU18-AQ18)*1000)","v":1.25},null,55,54.7,1,0,23,0.04,122.62,100,0.4,1.8,0,null,{"$f":"ABS(BJ18/(BI18-BE18)*1000)","v":1.5625},null,55,54.6,1,0,23,0.05,155.31,100,0.4,2.2000000000000002,0,null,{"$f":"ABS(BX18/(BW18-BS18)*1000)","v":1.875},null,55,54.5,1,0,23,0.06,154.93,100,0.4,2.5,0,null,{"$f":"ABS(CL18/(CK18-CG18)*1000)","v":1.875},null,55,54.5,1,0,23,0.06,238,100,0.4,2.9,0]
[null,11,3.579982512373165,{"$f":"1/C19*C19","v":1},{"$f":"IF($B19*$G$3>$B$11,\"\",$B19*$G$3)","v":7.9518072289156629},{"$f":"IF(E19>$B$11,\"\",$J$3*E19^6+$K$3*E19^5+$L$3*E19^4+$M$3*E19^3+$N$3*E19^2+$O$3*E19)","v":2.4073514154004867},{"$f":"IF(E19>$B$11,\"\",1/$C19*F19)","v":0.67244781422260547},{"$f":"IF($B19*$G$4>$B$11,\"\",$B19*$G$4)","v":11},{"$f":"IF(H19>$B$11,\"\",$J$4*H19^6+$K$4*H19^5+$L$4*H19^4+$M$4*H19^3+$N$4*H19^2+$O$4*H19)","v":3.579982512373165},{"$f":"IF(H19>$B$11,\"\",1/$C19*I19)","v":1},13.650602409638555,4.5987601793829302,1.2845761574221821,{"$f":"IF($B19*$G$6>$B$11,\"\",$B19*$G$6)","v":16.301204819277107},{"$f":"IF(N19>$B$11,\"\",$J$6*N19^6+$K$6*N19^5+$L$6*N19^4+$M$6*N19^3+$N$6*N19^2+$O$6*N19)","v":5.5898658932050838},1.5614226812240961,null,null,null,null,null,null,null,null,null,null,3.75,0,55,54,11,0,23,0.12,54.9,100,0.4,2.2000000000000002,0,null,{"$f":"ABS(AV19/(AU19-AQ19)*1000)","v":3.75},null,55,54,11,0,23,0.12,54.75,100,0.4,1.8,0,null,{"$f":"ABS(BJ19/(BI19-BE19)*1000)","v":3.75},null,55,54,11,0,23,0.12,54.9,100,0.4,2.2000000000000002,0,null,{"$f":"ABS(BX19/(BW19-BS19)*1000)","v":3.75},null,55,53.9,11,0,23,0.12,54.99,100,0.4,2.5,0,null,{"$f":"ABS(CL19/(CK19-CG19)*1000)","v":3.75},null,55,54,11,0,23,0.12,55.89,100,0.4,2.9,0]
[null,21,6.5467990196562287,1,15.180722891566266,4.4424753711000404,0.67857213239048142,21,6.5467990196562287,1,26.060240963855424,8.3557976259579902,1.2763180297532262,31.120481927710845,10.098523209779117,1.5425130937209355,null,null,null,null,null,null,null,null,null,null,6.875,0,55,53.1,21,0,23,0.22,54.28,100,0.4,2.2000000000000002,0,null,6.5625,null,55,53.1,21,0.1,23,0.21,53.43,100,0.4,1.8,0,null,6.875,null,55,53.1,21,0,23,0.22,54.28,100,0.4,2.2000000000000002,0,null,6.875,null,55,53,21,0,23,0.22,54.59,100,0.4,2.5,0,null,6.875,null,55,53.1,21,0,23,0.22,54.81,100,0.4,2.9,0]
[null,31,9.2615210851995382,1,22.409638554216869,6.3404305161245338,0.68459926374911773,31,9.2615210851995382,1,38.46987951807229,11.74731918961881,1.2684006311222165,45.939759036144579,14.120224516860739,1.5246118199121415,null,null,null,null,null,null,null,null,null,null,9.6875,0,55,52.3,31,0.1,23,0.31,53.14,100,0.4,2.2000000000000002,0,null,9.375,null,55,52.4,31,0.1,23,0.3,51.62,100,0.4,1.8,0,null,9.6875,null,55,52.3,31,0.1,23,0.31,53.14,100,0.4,2.2000000000000002,0,null,10,null,55,52.2,31,0,23,0.32,53.78,100,0.4,2.5,0,null,10,null,55,52.2,31,0,23,0.32,54.24,100,0.4,2.9,0]
[null,41,11.744093923988675,0.99999999999999989,29.638554216867469,8.1094521554572179,0.69051322374838298,41,11.744093923988675,0.99999999999999989,50.879518072289159,14.807429656316653,1.260840534157408,60.75903614457831,17.707085213553732,1.5077438351702002,null,null,null,null,null,null,null,null,null,null,12.1875,0,55,51.6,41,0.1,23,0.39,51.75,100,0.4,2.2000000000000002,0,null,11.5625,null,55,51.8,41,0.1,23,0.37,49.81,100,0.4,1.8,0,null,12.1875,null,55,51.6,41,0.1,23,0.39,51.75,100,0.4,2.2000000000000002,0,null,12.8125,null,55,51.4,41,0.1,23,0.41,52.74,100,0.4,2.5,0,null,12.8125,null,55,51.4,41,0.1,23,0.41,53.45,100,0.4,2.9,0]
[null,51,14.013275480191863,0.99999999999999989,36.867469879518069,9.7574131626769027,0.69629781962605852,51,14.013275480191863,0.99999999999999989,63.289156626506028,17.567784582579748,1.2536529812328514,75.578313253012041,20.906815412545232,1.4919292382496561,null,null,null,null,null,null,null,null,null,null,14.375,0,55,50.9,51,0.1,23,0.46,50.33,100,0.4,2.2000000000000002,0,null,13.4375,null,55,51.3,51,0.1,23,0.43,48.13,100,0.4,1.8,0,null,14.375,null,55,50.9,51,0.1,23,0.46,50.33,100,0.4,2.2000000000000002,0,null,15.3125,null,55,50.7,51,0.1,23,0.49,51.56,100,0.4,2.5,0,null,15.625,null,55,50.6,51,0.1,23,0.5,52.44,100,0.4,2.9,0]
[null,61,16.086682222151303,1,44.096385542168676,11.291834159182471,0.70193679487456129,61,16.086682222151303,1,75.698795180722897,20.057706060103968,1.2468516368455753,90.397590361445779,23.762969122198665,1.477182727553177,null,null,null,null,null,null,null,null,null,null,16.5625,0,55,50.4,61,0.1,23,0.53,49,100,0.4,2.2000000000000002,0,null,15,null,55,50.8,61,0.2,23,0.48,46.62,100,0.4,1.8,0,null,16.5625,null,55,50.4,61,0.1,23,0.53,49,100,0.4,2.2000000000000002,0,null,17.5,null,55,50.1,61,0.1,23,0.56000000000000005,50.36,100,0.4,2.5,0,null,18.125,null,55,50,61,0.1,23,0.57999999999999996,51.46,100,0.4,2.9,0]
[null,71,17.980834082914566,1,51.325301204819276,12.719893556498135,0.70741398857490212,71,17.980834082914566,1,88.108433734939766,22.304295803690913,1.2404483407632638,105.21686746987952,26.31518645826494,1.4635131127353929,null,null,null,null,null,null,null,null,null,null,18.4375,0,55,49.9,71,0.1,23,0.59,47.74,100,0.4,2.2000000000000002,0,null,16.5625,null,55,50.4,71,0.2,23,0.53,45.25,100,0.4,1.8,0,null,18.4375,null,55,49.9,71,0.1,23,0.59,47.74,100,0.4,2.2000000000000002,0,null,19.375,null,55,49.6,71,0.1,23,0.62,49.22,100,0.4,2.6,0,null,20.3125,null,55,49.4,71,0.1,23,0.65,50.4,100,0.4,2.9,0]
[null,81,19.711198546306033,1,58.554216867469876,14.048437461659418,0.71271350794100541,81,19.711198546306033,1,100.51807228915663,24.332545562533511,1.2344528672556818,120.03614457831326,28.599428885211879,1.450922876050657,null,null,null,null,null,null,null,null,null,null,20,0,55,49.4,81,0.2,23,0.64,46.61,100,0.4,2.2000000000000002,0,null,17.8125,null,55,50,81,0.2,23,0.56999999999999995,44.07,100,0.4,1.8,0,null,20,null,55,49.4,81,0.2,23,0.64,46.61,100,0.4,2.2000000000000002,0,null,21.25,null,55,49.1,81,0.1,23,0.68,48.14,100,0.4,2.6,0,null,22.1875,null,55,48.8,81,0.1,23,0.71,49.43,100,0.4,2.9,0]
[null,91,21.292233878538426,1,65.783132530120483,15.283989445679868,0.71781991184520166,91,21.292233878538426,1,112.9277108433735,26.165444854849007,1.2288726962191858,134.85542168674698,30.64820748717181,1.4394077982613072,null,null,null,null,null,null,null,null,null,null,21.25,0,55,49,91,0.2,23,0.68,45.55,100,0.4,2.2000000000000002,0,null,19.0625,null,55,49.7,91,0.2,23,0.61,43,100,0.4,1.8,0,null,21.25,null,55,49,91,0.2,23,0.68,45.55,100,0.4,2.2000000000000002,0,null,22.8125,null,55,48.6,91,0.1,23,0.73,47.15,100,0.4,2.6,0,null,24.0625,null,55,48.3,91,0.1,23,0.77,48.46,100,0.4,2.9,0]
[null,101,22.737431505364327,1,73.01204819277109,16.432760175098515,0.72271840252587971,101,22.737431505364327,1,125.33734939759037,27.824086025859412,1.2237128023583057,149.67469879518072,32.490804268507503,1.4289566638537037,null,null,null,null,null,null,null,null,null,null,22.8125,0,55,48.7,101,0.2,23,0.73,44.57,100,0.4,2.2000000000000002,0,null,20,null,55,49.4,101,0.3,23,0.64,42.03,100,0.4,1.8,0,null,22.8125,null,55,48.7,101,0.2,23,0.73,44.57,100,0.4,2.2000000000000002,0,null,24.375,null,55,48.2,101,0.2,23,0.78,46.2,100,0.4,2.6,0,null,25.625,null,55,47.8,101,0.1,23,0.82,47.53,100,0.4,2.9,0]
[null,111,24.05935753476782,1,80.240963855421683,17.500656906608015,0.72739502213714879,111,24.05935753476782,1,137.74698795180723,29.327766629119452,1.2189754687646308,164.49397590361446,34.153486483996147,1.4195510596923235,null,null,null,null,null,null,null,null,null,null,24.0625,0,55,48.3,111,0.2,23,0.77,43.7,100,0.4,2.2000000000000002,0,null,20.9375,null,55,49.1,111,0.3,23,0.67,41.17,100,0.4,1.8,0,null,24.0625,null,55,48.3,111,0.2,23,0.77,43.7,100,0.4,2.2000000000000002,0,null,25.9375,null,55,47.8,111,0.2,23,0.83,45.32,100,0.4,2.6,0,null,27.1875,null,55,47.4,111,0.1,23,0.87,46.69,100,0.4,2.9,0]
[null,121,25.269693425196159,1,87.46987951807229,18.493292844763602,0.73183685031667711,121,25.269693425196159,1,150.15662650602411,30.694089131191923,1.2146601311983924,179.31325301204819,35.659713998631823,1.4111652800297085,null,null,null,null,null,null,null,null,null,null,25,0,55,48,121,0.2,23,0.8,42.88,100,0.4,2.2000000000000002,0,null,21.875,null,55,48.9,121,0.3,23,0.7,40.369999999999997,100,0.4,1.8,0,null,25,null,55,48,121,0.2,23,0.8,42.88,100,0.4,2.2000000000000002,0,null,27.1875,null,55,47.4,121,0.2,23,0.87,44.51,100,0.4,2.6,0,null,28.75,null,55,47,121,0.2,23,0.92,45.89,100,0.4,2.9,0]
[null,131,26.379275799331445,1,94.698795180722897,19.415996362772695,0.73603219855128754,131,26.379275799331445,1,162.56626506024097,31.939057939670498,1.2107632591066038,194.13253012048193,37.030339677045887,1.4037663489603602,null,null,null,null,null,null,null,null,null,null,26.25,0,55,47.7,131,0.3,23,0.84,42.12,100,0.4,2.2000000000000002,0,null,22.8125,null,55,48.6,131,0.3,23,0.73,39.659999999999997,100,0.4,1.8,0,null,26.25,null,55,47.7,131,0.3,23,0.84,42.12,100,0.4,2.2000000000000002,0,null,28.4375,null,55,47.1,131,0.2,23,0.91,43.75,100,0.4,2.6,0,null,30,null,55,46.6,131,0.2,23,0.96,45.13,100,0.4,2.9,0]
[null,141,27.39813540340247,1,101.92771084337349,20.273820086365273,0.73997079683924571,141,27.39813540340247,1,174.97590361445785,33.077173754549989,1.2072782788876304,208.95180722891567,38.283802802545871,1.3973141689704751,null,null,null,null,null,null,null,null,null,null,27.1875,0,55,47.4,141,0.3,23,0.87,41.42,100,0.4,2.2000000000000002,0,null,23.4375,null,55,48.4,141,0.4,23,0.75,39.01,100,0.4,1.8,0,null,27.1875,null,55,47.4,141,0.3,23,0.87,41.42,100,0.4,2.2000000000000002,0,null,29.375,null,55,46.8,141,0.2,23,0.94,43.04,100,0.4,2.6,0,null,31.25,null,55,46.2,141,0.2,23,1,44.42,100,0.4,2.9,0]
[null,151,28.335535212036497,1,109.1566265060241,21.071549840745,0.74364396800926258,151,28.335535212036497,1,187.3855421686747,34.121525242944074,1.2041955441325061,223.77108433734941,39.436315525772415,1.3917618012389079,null,null,null,null,null,null,null,null,null,null,28.125,0,55,47.2,151,0.3,23,0.9,{"$f":"IF($AA$13=$AO$13,AW33,IF($AA$13=$BC$13,BK33,IF($AA$13=$BQ$13,BY33,IF($AA$13=$CE$13,CM33,\"-\"))))","v":40.79},100,0.4,2.2000000000000002,0,null,24.375,null,55,48.2,151,0.4,23,0.78,38.409999999999997,100,0.4,1.8,0,null,28.125,null,55,47.2,151,0.3,23,0.9,40.79,100,0.4,2.2000000000000002,0,null,30.625,null,55,46.5,151,0.2,23,0.98,42.39,100,0.4,2.6,0,null,32.5,null,55,45.9,151,0.2,23,1.04,43.75,100,0.4,2.9,0]
[null,161,29.200007678651168,1,116.3855421686747,21.81371346062102,0.74704478507961325,161,29.200007678651168,1,199.79518072289159,35.083878037150498,1.2015023565490761,238.59036144578315,40.502042342974462,1.387055879871788,null,null,null,null,null,null,null,null,null,null,{"$f":"IF($AA$13=$AO$13,AO34,IF($AA$13=$BC$13,BC34,IF($AA$13=$BQ$13,BQ34,IF($AA$13=$CE$13,CE34,\"-\"))))","v":28.75},0,55,47,161,0.3,23,0.92,40.200000000000003,100,0.4,2.2000000000000002,0,null,25,null,55,48,161,0.4,23,0.8,37.86,100,0.4,1.8,0,null,28.75,null,55,47,161,0.3,23,0.92,40.200000000000003,100,0.4,2.2000000000000002,0,null,31.5625,null,55,46.2,161,0.2,23,1.01,41.77,100,0.4,2.6,0,null,33.75,null,55,45.6,161,0.2,23,1.08,43.11,100,0.4,2.9,0]
[null,171,29.999391131386442,1,123.6144578313253,22.504589463320546,0.75016820723989408,171,29.999391131386442,1,212.20481927710844,35.974761056063613,1.19918304003262,253.40963855421685,41.493272603902845,1.3831371584235617,null,null,null,null,null,null,null,null,null,null,29.6875,0,55,46.7,171,0.3,23,0.95,39.64,100,0.4,2.2000000000000002,0,null,25.625,null,55,47.9,171,0.5,23,0.82,37.35,100,0.4,1.8,0,null,29.6875,null,55,46.7,171,0.3,23,0.95,39.64,100,0.4,2.2000000000000002,0,null,32.5,null,55,45.9,171,0.3,23,1.04,41.18,100,0.4,2.6,0,null,34.6875,null,55,45.3,171,0.2,23,1.1100000000000001,42.52,100,0.4,2.9,0]
[null,181,30.740865314576595,1,130.84337349397589,23.14821558498215,0.75301119041713549,181,30.740865314576595,1,224.61445783132532,36.803550149934537,1.1972190689272224,268.22891566265059,42.420586049321813,1.3799411830221633,null,null,null,null,null,null,null,null,null,null,30.3125,0,55,46.5,181,0.3,23,0.97,39.119999999999997,100,0.4,2.2000000000000002,0,null,26.25,null,55,47.7,181,0.5,23,0.84,36.880000000000003,100,0.4,1.8,0,null,30.3125,null,55,46.5,181,0.3,23,0.97,39.119999999999997,100,0.4,2.2000000000000002,0,null,33.4375,null,55,45.7,181,0.3,23,1.07,40.659999999999997,100,0.4,2.6,0,null,35.625,null,55,45,181,0.2,23,1.1399999999999999,41.96,100,0.4,2.9,0]
[null,191,31.430986075762242,1,138.07228915662651,23.748397179829794,0.75557276894163949,191,31.430986075762242,1,237.02409638554218,37.578549068478608,1.1955892499808338,283.04819277108436,43.293011378139028,1.3773990823509064,null,null,null,null,null,null,null,null,null,null,31.25,0,55,46.3,191,0.4,23,1,38.64,100,0.4,2.2000000000000002,0,null,26.875,null,55,47.5,191,0.5,23,0.86,36.44,100,0.4,1.8,0,null,31.25,null,55,46.3,191,0.4,23,1,38.64,100,0.4,2.2000000000000002,0,null,34.0625,null,55,45.5,191,0.3,23,1.0900000000000001,40.14,100,0.4,2.6,0,null,36.5625,null,55,44.8,191,0.2,23,1.17,41.44,100,0.4,2.9,0]
[null,201,32.07571919824251,1,145.3012048192771,24.308715482527582,0.75785410553972865,201,32.07571919824251,1,249.43373493975906,38.307067752330369,1.1942699558995169,297.86746987951807,44.118177844153678,1.3754384608333583,null,null,null,null,null,null,null,null,null,null,31.875,0,55,46.1,201,0.4,23,1.02,38.19,100,0.4,2.2000000000000002,0,null,27.1875,null,55,47.4,201,0.5,23,0.87,36.03,100,0.4,1.8,0,null,31.875,null,55,46.1,201,0.4,23,1.02,38.19,100,0.4,2.2000000000000002,0,null,35,null,55,45.3,201,0.3,23,1.1200000000000001,39.67,100,0.4,2.6,0,null,37.5,null,55,44.5,201,0.3,23,1.2,40.93,100,0.4,2.9,0]
[null,211,32.680473379167104,1,152.5301204819277,24.832535733615217,0.75985850772422625,211,32.680473379167104,1,261.84337349397595,38.995497947846026,1.1932354068256728,312.68674698795178,44.902459882422804,1.3739843778103555,null,null,null,null,null,null,null,null,null,null,32.5,0,55,45.9,211,0.4,23,1.04,37.76,100,0.4,2.2000000000000002,0,null,27.8125,null,55,47.2,211,0.6,23,0.89,35.65,100,0.4,1.8,0,null,32.5,null,55,45.9,211,0.4,23,1.04,37.76,100,0.4,2.2000000000000002,0,null,35.625,null,55,45,211,0.3,23,1.1399999999999999,39.22,100,0.4,2.6,0,null,38.4375,null,55,44.3,211,0.3,23,1.23,40.46,100,0.4,2.9,0]
[null,221,33.250132353168581,1,159.75903614457832,25.323015168024288,0.76159140959362592,221,33.250132353168581,1,274.25301204819277,39.649386145253345,1.1924579945762215,327.50602409638554,45.651114765245921,1.3729603924688012,null,null,null,null,null,null,null,null,null,null,33.125,0,55,45.8,221,0.4,23,1.06,37.36,100,0.4,2.2000000000000002,0,null,28.4375,null,55,47.1,221,0.6,23,0.91,35.29,100,0.4,1.8,0,null,33.125,null,55,45.8,221,0.4,23,1.06,37.36,100,0.4,2.2000000000000002,0,null,36.25,null,55,44.8,221,0.3,23,1.1599999999999999,38.79,100,0.4,2.6,0,null,39.0625,null,55,44.1,221,0.3,23,1.25,40.020000000000003,100,0.4,2.9,0]
[null,231,33.789086161534627,1,166.98795180722891,25.783110866675173,0.76306031904546068,231,33.789086161534627,1,286.66265060240966,40.273503840148791,1.1919086431522377,342.32530120481925,46.368413287767851,1.3722896519336318,null,null,null,null,null,null,null,null,null,null,33.75,0,55,45.6,231,0.4,23,1.08,36.979999999999997,100,0.4,2.2000000000000002,0,null,28.75,null,55,47,231,0.6,23,0.92,34.96,100,0.4,1.8,0,null,33.75,null,55,45.6,231,0.4,23,1.08,36.979999999999997,100,0.4,2.2000000000000002,0,null,37.1875,null,55,44.7,231,0.4,23,1.19,38.39,100,0.4,2.6,0,null,40,null,55,43.9,231,0.3,23,1.28,39.61,100,0.4,2.9,0]
[null,241,34.301261566920381,1,174.2168674698795,26.215587471154734,0.76427473141211377,241,34.301261566920381,1,299.07228915662654,40.871915118342571,1.1915571979357993,357.14457831325302,47.057763483199807,1.3718959983845493,null,null,null,null,null,null,null,null,null,null,34.0625,0,55,45.5,241,0.5,23,1.0900000000000001,36.630000000000003,100,0.4,2.2000000000000002,0,null,29.375,null,55,46.8,241,0.6,23,0.94,34.64,100,0.4,1.8,1,null,34.0625,null,55,45.5,241,0.5,23,1.0900000000000001,36.630000000000003,100,0.4,2.2000000000000002,0,null,37.8125,null,55,44.5,241,0.4,23,1.21,38.01,100,0.4,2.6,0,null,40.625,null,55,43.7,241,0.3,23,1.3,39.200000000000003,100,0.4,2.9,0]
[null,251,34.790151613600727,1,181.44578313253012,26.623024761474728,0.76524601149098836,251,34.790151613600727,1,311.48192771084342,41.448041564050655,1.191372835174628,371.96385542168673,47.721827367658392,1.3717050703798084,null,null,null,null,null,null,null,null,null,null,34.6875,0,55,45.3,251,0.5,23,1.1100000000000001,36.29,100,0.4,2.2000000000000002,0,null,29.6875,null,55,46.7,251,0.7,23,0.95,34.340000000000003,100,0.4,1.8,1,null,34.6875,null,55,45.3,251,0.5,23,1.1100000000000001,36.29,100,0.4,2.2000000000000002,0,null,38.4375,null,55,44.3,251,0.4,23,1.23,37.65,100,0.4,2.6,0,null,41.25,null,55,43.5,251,0.3,23,1.32,38.82,100,0.4,2.9,0]
[null,261,35.258844333262864,1,188.67469879518072,27.007825096910935,0.76598724682056596,261,35.258844333262864,1,323.89156626506025,42.004724491434587,1.1913244828562837,386.7831325301205,48.362630714623521,1.3716453737821086,null,null,null,null,null,null,null,null,null,null,35.3125,0,55,45.2,261,0.5,23,1.1299999999999999,35.97,100,0.4,2.2000000000000002,0,null,30,null,55,46.6,261,0.7,23,0.96,34.06,100,0.4,1.8,1,null,35.3125,null,55,45.2,261,0.5,23,1.1299999999999999,35.97,100,0.4,2.2000000000000002,0,null,39.0625,null,55,44.1,261,0.4,23,1.25,37.299999999999997,100,0.4,2.6,0,null,41.875,null,55,43.3,261,0.3,23,1.34,38.46,100,0.4,2.9,0]
[null,271,35.710050596338704,1,195.90361445783134,27.372220719923057,0.76651307580979711,271,35.710050596338704,1,336.30120481927713,42.544284499488455,1.1913812439081353,401.60240963855421,48.981665859013802,1.3716492987561271,null,null,null,null,null,null,null,null,null,null,35.625,0,55,45,271,0.5,23,1.1399999999999999,35.659999999999997,100,0.4,2.2000000000000002,0,null,30.625,null,55,46.5,271,0.7,23,0.98,33.79,100,0.4,1.8,1,null,35.625,null,55,45,271,0.5,23,1.1399999999999999,35.659999999999997,100,0.4,2.2000000000000002,0,null,39.375,null,55,44,271,0.4,23,1.26,36.979999999999997,100,0.4,2.6,0,null,42.5,null,55,43.1,271,0.3,23,1.36,38.11,100,0.4,2.9,0]
[null,281,36.146131108877462,1,203.13253012048193,27.718280923155334,0.76683949492862169,281,36.146131108877462,1,348.71084337349401,43.068578350273739,1.1915128128248318,416.42168674698797,49.579987530880629,1.3716540611646213,null,null,null,null,null,null,null,null,null,null,36.25,0,55,44.9,281,0.5,23,1.1599999999999999,35.380000000000003,100,0.4,2.2000000000000002,0,null,30.9375,null,55,46.4,281,0.7,23,0.99,33.54,100,0.4,1.8,1,null,36.25,null,55,44.9,281,0.5,23,1.1599999999999999,35.380000000000003,100,0.4,2.2000000000000002,0,null,40,null,55,43.8,281,0.4,23,1.28,36.67,100,0.4,2.6,0,null,43.125,null,55,42.9,281,0.4,23,1.38,37.78,100,0.4,2.9,0]
[null,291,36.569122554958163,1,210.36144578313252,28.047919079517854,0.76698364959032972,291,36.569122554958163,1,361.1204819277109,43.57905317050087,1.1916898773003861,431.24096385542168,50.158301718720338,1.3716025492090926,null,null,null,null,null,null,null,null,null,null,36.5625,0,55,44.8,291,0.6,23,1.17,35.11,100,0.4,2.2000000000000002,0,null,31.25,null,55,46.3,291,0.8,23,1,33.299999999999997,100,0.4,1.8,1,null,36.5625,null,55,44.8,291,0.6,23,1.17,35.11,100,0.4,2.2000000000000002,0,null,40.625,null,55,43.7,291,0.4,23,1.3,36.380000000000003,100,0.4,2.6,0,null,43.75,null,55,42.8,291,0.4,23,1.4,37.47,100,0.4,2.9,0]
[null,301,36.980762884642402,1,217.59036144578315,28.362899535348632,0.76696361359076637,301,36.980762884642402,1,373.53012048192772,44.076797976459332,1.1918844971898568,446.06024096385545,50.717047562404531,1.3714440591885846,null,null,null,null,null,null,null,null,null,null,37.1875,0,55,44.6,301,0.6,23,1.19,34.85,100,0.4,2.2000000000000002,0,null,31.5625,null,55,46.2,301,0.8,23,1.01,33.07,100,0.4,1.8,1,null,37.1875,null,55,44.6,301,0.6,23,1.19,34.85,100,0.4,2.2000000000000002,0,null,40.9375,null,55,43.5,301,0.5,23,1.31,36.090000000000003,100,0.4,2.6,0,null,44.375,null,55,42.6,301,0.4,23,1.42,37.17,100,0.4,2.9,0]
[null,311,37.382515747467068,1,224.81927710843374,28.664844366656411,0.76679816201505002,311,37.382515747467068,1,385.93975903614461,44.562592522294011,1.1920704540949318,460.87951807228916,51.256472275729038,1.3711349076125789,null,null,null,null,null,null,null,null,null,null,37.5,0,55,44.5,311,0.6,23,1.2,34.590000000000003,100,0.4,2.2000000000000002,0,null,31.875,null,55,46.1,311,0.8,23,1.02,32.86,100,0.4,1.8,1,null,37.5,null,55,44.5,311,0.6,23,1.2,34.590000000000003,100,0.4,2.2000000000000002,0,null,41.5625,null,55,43.4,311,0.5,23,1.33,35.82,100,0.4,2.6,0,null,45,null,55,42.5,311,0.4,23,1.44,36.880000000000003,100,0.4,2.9,0]
[null,321,37.775594071476945,1,232.04819277108433,28.955239998444199,0.76650654238968829,321,37.775594071476945,1,398.34939759036149,45.03695347163,1.1922235659990814,475.69879518072287,51.776699098580082,1.3706389104195422,null,null,null,null,null,null,null,null,null,null,38.125,0,55,44.4,321,0.6,23,1.22,34.36,100,0.4,2.2000000000000002,0,null,32.1875,null,55,46,321,0.8,23,1.03,32.65,100,0.4,1.8,1,null,38.125,null,55,44.4,321,0.6,23,1.22,34.36,100,0.4,2.2000000000000002,0,null,42.1875,null,55,43.3,321,0.5,23,1.35,35.57,100,0.4,2.6,0,null,45.3125,null,55,42.3,321,0.4,23,1.45,36.61,100,0.4,2.9,0]
[null,331,38.160982787797764,1,239.27710843373495,29.235443687113516,0.76610824856590831,331,38.160982787797764,1,410.75903614457837,45.500177892544116,1.1923219626066106,490.51807228915663,52.277788278720124,1.3699277235448011,null,null,null,null,null,null,null,null,null,null,38.4375,0,55,44.3,331,0.6,23,1.23,34.130000000000003,100,0.4,2.2000000000000002,1,null,32.5,null,55,45.9,331,0.9,23,1.04,32.450000000000003,100,0.4,1.8,1,null,38.4375,null,55,44.3,331,0.6,23,1.23,34.130000000000003,100,0.4,2.2000000000000002,1,null,42.5,null,55,43.1,331,0.5,23,1.36,35.31,100,0.4,2.6,0,null,45.9375,null,55,42.2,331,0.4,23,1.47,36.340000000000003,100,0.4,2.9,0]
[null,341,38.539460700748762,1,246.50602409638554,29.506689865949447,0.76562280139473193,341,38.539460700748762,1,423.1686746987952,45.952384075884396,1.1923463183020517,505.33734939759034,52.759791083190805,1.3689810423882181,null,null,null,null,null,null,null,null,null,null,38.75,0,55,44.2,341,0.7,23,1.24,33.909999999999997,100,0.4,2.2000000000000002,1,null,32.8125,null,55,45.8,341,0.9,23,1.05,32.26,100,0.4,1.8,1,null,38.75,null,55,44.2,341,0.7,23,1.24,33.909999999999997,100,0.4,2.2000000000000002,1,null,42.8125,null,55,43,341,0.5,23,1.37,35.08,100,0.4,2.6,0,null,46.5625,null,55,42,341,0.4,23,1.49,36.08,100,0.4,2.9,0]
[null,351,38.911621503495979,1,253.73493975903614,29.770096353686213,0.76506953972636549,351,38.911621503495979,1,435.57831325301208,46.393549676936829,1.1922800408810681,520.15662650602405,53.222796839334393,1.3677866607165841,null,null,null,null,null,null,null,null,null,null,39.0625,0,55,44.1,351,0.7,23,1.25,33.700000000000003,100,0.4,2.2000000000000002,1,null,33.125,null,55,45.7,351,0.9,23,1.06,32.08,100,0.4,1.8,1,null,39.0625,null,55,44.1,351,0.7,23,1.25,33.700000000000003,100,0.4,2.2000000000000002,1,null,43.4375,null,55,42.9,351,0.5,23,1.39,34.85,100,0.4,2.6,0,null,46.875,null,55,41.9,351,0.5,23,1.5,35.85,100,0.4,2.9,0]
[null,361,39.277893939244962,1,260.96385542168673,30.026670426153814,0.76446742466892603,361,39.277893939244962,1,447.98795180722897,46.823547180439192,1.1921094153588236,534.97590361445782,53.666973005433988,1.3663403920904225,null,null,null,null,null,null,null,null,null,null,39.375,0,55,44,361,0.7,23,1.26,33.51,100,0.4,2.2000000000000002,1,null,33.4375,null,55,45.7,361,1,23,1.07,31.91,100,0.4,1.8,1,null,39.375,null,55,44,361,0.7,23,1.26,33.51,100,0.4,2.2000000000000002,1,null,43.75,null,55,42.8,361,0.6,23,1.4,34.64,100,0.4,2.6,0,null,47.5,null,55,41.8,361,0.5,23,1.52,35.6,100,0.4,3,0]
[null,371,39.638561107973842,1,268.19277108433732,30.277314751005157,0.76383485940700457,371,39.638561107973842,1,460.39759036144585,47.242176688943431,1.1918237031928998,549.79518072289159,54.092598270970683,1.3646458589559955,null,null,null,null,null,null,null,null,null,null,39.6875,0,55,43.9,371,0.7,23,1.27,33.31,100,0.4,2.2000000000000002,1,null,33.75,null,55,45.6,371,1,23,1.08,31.74,100,0.4,1.8,1,null,39.6875,null,55,43.9,371,0.7,23,1.27,33.31,100,0.4,2.2000000000000002,1,null,44.0625,null,55,42.7,371,0.6,23,1.41,34.43,100,0.4,2.6,0,null,47.8125,null,55,41.7,371,0.5,23,1.53,35.39,100,0.4,3,0]
[null,381,39.993778918706624,1,275.42168674698797,30.522833185523822,0.76318952624022041,381,39.993778918706624,1,472.80722891566268,47.649196034523868,1.1914151981331405,564.61445783132535,54.500088686500646,1.3627141560511269,null,null,null,null,null,null,null,null,null,null,40.3125,0,55,43.8,381,0.7,23,1.29,33.130000000000003,100,0.4,2.2000000000000002,1,null,34.0625,null,55,45.5,381,1,23,1.0900000000000001,31.58,100,0.4,1.8,1,null,40.3125,null,55,43.8,381,0.7,23,1.29,33.130000000000003,100,0.4,2.2000000000000002,1,null,44.6875,null,55,42.6,381,0.6,23,1.43,34.22,100,0.4,2.6,0,null,48.125,null,55,41.5,381,0.5,23,1.54,35.17,100,0.4,3,0]
[null,391,40.343593687326006,0.99999999999999989,282.65060240963857,30.763936437513038,0.76254824188301218,391,40.343593687326006,0.99999999999999989,485.21686746987956,48.044348213834326,1.1908792406098299,579.43373493975901,54.890016823149381,1.3605633957292493,null,null,null,null,null,null,null,null,null,null,40.625,0,55,43.7,391,0.7,23,1.3,32.950000000000003,100,0.4,2.2000000000000002,1,null,34.375,null,55,45.4,391,1,23,1.1000000000000001,31.43,100,0.4,1.8,1,null,40.625,null,55,43.7,391,0.7,23,1.3,32.950000000000003,100,0.4,2.2000000000000002,1,null,45,null,55,42.5,391,0.6,23,1.44,34.03,100,0.4,2.6,0,null,48.75,null,55,41.4,391,0.5,23,1.56,34.950000000000003,100,0.4,3,0]
[null,401,40.687958879926896,1,289.87951807228916,31.001247589264693,0.76192683149212803,401,40.687958879926896,1,497.62650602409644,48.427386146511736,1.1902141930841124,594.25301204819277,55.263123961723835,1.3582181432302689,null,null,null,null,null,null,null,null,null,null,40.9375,0,55,43.6,401,0.8,23,1.31,32.78,100,0.4,2.2000000000000002,1,null,34.6875,null,55,45.3,401,1.1000000000000001,23,1.1100000000000001,31.28,100,0.4,1.8,1,null,40.9375,null,55,43.6,401,0.8,23,1.31,32.78,100,0.4,2.2000000000000002,1,null,45.3125,null,55,42.4,401,0.6,23,1.45,33.840000000000003,100,0.4,2.6,0,null,49.0625,null,55,41.3,401,0.5,23,1.57,34.76,100,0.4,3,0]
[null,411,41.026751001709442,1,297.10843373493975,31.235307484609677,0.76134002137552181,411,41.026751001709442,1,510.03614457831333,48.798094756928151,1.1894213791117632,609.07228915662654,55.620325311443651,1.3557087498624043,null,null,null,null,null,null,null,null,null,null,41.25,0,55,43.5,411,0.8,23,1.32,32.619999999999997,100,0.4,2.2000000000000002,1,null,35,null,55,45.3,411,1.1000000000000001,23,1.1200000000000001,31.14,100,0.4,1.8,1,null,41.25,null,55,43.5,411,0.8,23,1.32,32.619999999999997,100,0.4,2.2000000000000002,1,null,45.625,null,55,42.3,411,0.6,23,1.46,33.659999999999997,100,0.4,2.6,1,null,49.375,null,55,41.2,411,0.5,23,1.58,34.56,100,0.4,3,0]
[null,421,41.359784631412481,1,304.33734939759034,31.466579979048731,0.76080134989750581,421,41.359784631412481,1,522.44578313253021,49.156310379288925,1.1885049890215105,623.89156626506019,55.962708258291258,1.3530705915665711,null,null,null,null,null,null,null,null,null,null,41.5625,0,55,43.4,421,0.8,23,1.33,32.46,100,0.4,2.2000000000000002,1,null,35,null,55,45.2,421,1.1000000000000001,23,1.1200000000000001,31,100,0.4,1.8,1,null,41.5625,null,55,43.4,421,0.8,23,1.33,32.46,100,0.4,2.2000000000000002,1,null,45.9375,null,55,42.2,421,0.6,23,1.47,33.49,100,0.4,2.6,1,null,49.6875,null,55,41.1,421,0.5,23,1.59,34.369999999999997,100,0.4,3,0]
[null,431,41.686826601286811,1,311.56626506024094,31.69545705296386,0.76032309573752654,431,41.686826601286811,1,534.85542168674704,49.501937486079385,1.1874719550984323,638.71084337349396,56.291523642977154,1.3503432194869809,null,null,null,null,null,null,null,null,null,null,41.875,0,55,43.3,431,0.8,23,1.34,32.299999999999997,100,0.4,2.2000000000000002,1,null,35.3125,null,55,45.1,431,1.1000000000000001,23,1.1299999999999999,30.87,100,0.4,1.8,1,null,41.875,null,55,43.3,431,0.8,23,1.34,32.299999999999997,100,0.4,2.2000000000000002,1,null,46.25,null,55,42.1,431,0.7,23,1.48,33.32,100,0.4,2.6,1,null,50.3125,null,55,41,431,0.6,23,1.61,34.200000000000003,100,0.4,3,0]
[null,441,42.00760932260863,1,318.79518072289159,31.922263787910751,0.75991622238616874,441,42.00760932260863,1,547.26506024096386,49.834962739858867,1.1863317990114122,653.53012048192772,56.60817006852713,1.3475694280478949,null,null,null,null,null,null,null,null,null,null,42.1875,0,55,43.3,441,0.8,23,1.35,32.159999999999997,100,0.4,2.2000000000000002,1,null,35.625,null,55,45.1,441,1.2,23,1.1399999999999999,30.75,100,0.4,1.8,1,null,42.1875,null,55,43.3,441,0.8,23,1.35,32.159999999999997,100,0.4,2.2000000000000002,1,null,46.5625,null,55,42,441,0.7,23,1.49,33.159999999999997,100,0.4,2.6,1,null,50.625,null,55,40.9,441,0.6,23,1.62,34.020000000000003,100,0.4,3,0]
[null,451,42.321843256733104,0.99999999999999989,326.02409638554218,32.147263205991919,0.7595903375705999,451,42.321843256733104,0.99999999999999989,559.6746987951808,50.155466368401392,1.1850964539551809,668.34939759036149,56.914171237485903,1.3447942447173837,null,null,null,null,null,null,null,null,null,null,42.1875,0,55,43.2,451,0.9,23,1.35,32.01,100,0.4,2.2000000000000002,1,null,35.9375,null,55,45,451,1.2,23,1.1499999999999999,30.62,100,0.4,1.8,2,null,42.1875,null,55,43.2,451,0.9,23,1.35,32.01,100,0.4,2.2000000000000002,1,null,46.875,null,55,41.9,451,0.7,23,1.5,33,100,0.4,2.6,1,null,50.9375,null,55,40.799999999999997,451,0.6,23,1.63,33.85,100,0.4,3,0]
[null,461,42.629228531687687,1,333.25301204819277,32.370660972310176,0.75935366618816513,461,42.629228531687687,1,572.08433734939763,50.463630863184903,1.1837800636170004,683.16867469879514,57.211146318738372,1.3420638442051906,null,null,null,null,null,null,null,null,null,null,42.5,0,55,43.1,461,0.9,23,1.36,31.88,100,0.4,2.2000000000000002,1,null,35.9375,null,55,44.9,461,1.2,23,1.1499999999999999,30.5,100,0.4,1.8,2,null,42.5,null,55,43.1,461,0.9,23,1.36,31.88,100,0.4,2.2000000000000002,1,null,47.1875,null,55,41.8,461,0.7,23,1.51,32.85,100,0.4,2.6,1,null,51.25,null,55,40.700000000000003,461,0.6,23,1.64,33.69,100,0.4,3,0]
[null,471,42.929465704306153,1,340.48192771084337,32.592609960503367,0.75921303528438933,471,42.929465704306153,1,584.49397590361446,50.759747001227367,1.1823987596504324,697.98795180722891,57.500773343950556,1.3394243883678894,null,null,null,null,null,null,null,null,null,null,42.8125,0,55,43,471,0.9,23,{"$f":"IF($AA$13=$AO$13,AV65,IF($AA$13=$BC$13,BJ65,IF($AA$13=$BQ$13,BX65,IF($AA$13=$CE$13,CL65,\"-\"))))","v":1.37},31.74,100,0.4,2.2000000000000002,1,null,36.25,null,55,44.9,471,1.2,23,1.1599999999999999,30.39,100,0.4,1.8,2,null,42.8125,null,55,43,471,0.9,23,1.37,31.74,100,0.4,2.2000000000000002,1,null,47.5,null,55,41.7,471,0.7,23,1.52,32.700000000000003,100,0.4,2.6,1,null,51.5625,null,55,40.6,471,0.6,23,1.65,33.53,100,0.4,3,0]
[null,481,43.222265667901411,1,347.71084337349396,32.813214681359582,0.75917386963191968,481,43.222265667901411,1,596.9036144578314,51.04421719026962,1.1809704188685579,712.80722891566268,57.784745633627608,1.3369207916497741,null,null,null,null,null,null,null,null,null,null,{"$f":"IF($AA$13=$AO$13,AO66,IF($AA$13=$BC$13,BC66,IF($AA$13=$BQ$13,BQ66,IF($AA$13=$CE$13,CE66,\"-\"))))","v":43.125},0,55,43,481,0.9,23,1.38,31.62,100,0.4,2.2000000000000002,1,null,36.5625,null,55,44.8,481,1.3,23,1.17,30.28,100,0.4,1.8,2,null,43.125,null,55,43,481,0.9,23,1.38,31.62,100,0.4,2.2000000000000002,1,null,47.8125,null,55,41.6,481,0.7,23,1.53,32.56,100,0.4,2.6,1,null,51.875,null,55,40.5,481,0.6,23,1.66,33.380000000000003,100,0.4,3,0]
[null,491,43.507358705480158,1,354.93975903614455,33.032535574513133,0.7592401965406459,491,43.507358705480158,1,609.31325301204822,51.317556137307406,1.1795144008786607,727.62650602409633,58.06472125279123,1.3345954105340216,null,null,null,null,null,null,null,null,null,null,43.4375,0,55,42.9,491,0.9,23,1.39,31.49,100,0.4,2.2000000000000002,1,null,36.5625,null,55,44.8,491,1.3,23,1.17,30.17,100,0.4,1.8,2,null,43.4375,null,55,42.9,491,0.9,23,1.39,31.49,100,0.4,2.2000000000000002,1,null,48.125,null,55,41.6,491,0.8,23,1.54,32.42,100,0.4,2.6,1,null,52.1875,null,55,40.4,491,0.6,23,1.67,33.22,100,0.4,3,1]
[null,501,43.784502688495962,1,362.1686746987952,33.250593163220984,0.7594146586471866,501,43.784502688495962,1,621.72289156626516,51.580388840469055,1.1780512663906859,742.4457831325301,58.34226549627374,1.3324866542700899,null,null,null,null,null,null,null,null,null,null,43.75,0,55,42.8,501,1,23,1.4,31.37,100,0.4,2.2000000000000002,1,null,36.875,null,55,44.7,501,1.3,23,1.18,30.07,100,0.4,1.8,2,null,43.75,null,55,42.8,501,1,23,1.4,31.37,100,0.4,2.2000000000000002,1,null,48.4375,null,55,41.5,501,0.8,23,1.55,32.29,100,0.4,2.6,1,null,52.5,null,55,40.299999999999997,501,0.6,23,1.68,33.08,100,0.4,3,1]
[null,511,44.053490421143437,1,369.39759036144579,33.467372072220542,0.75969853358447847,511,44.053490421143437,1,634.13253012048199,51.833445904242495,1.1766024759610212,757.26506024096386,58.618786403632271,1.3306275131265928,null,null,null,null,null,null,null,null,null,null,44.0625,0,55,42.8,511,1,23,1.41,31.25,100,0.4,2.2000000000000002,1,null,37.1875,null,55,44.6,511,1.4,23,1.19,29.97,100,0.4,1.8,2,null,44.0625,null,55,42.8,511,1,23,1.41,31.25,100,0.4,2.2000000000000002,1,null,48.75,null,55,41.4,511,0.8,23,1.56,32.159999999999997,100,0.4,2.6,1,null,52.8125,null,55,40.299999999999997,511,0.7,23,1.69,32.94,100,0.4,3,1]
[null,521,44.314156130191691,1,376.62650602409639,33.682824908667598,0.76009175961085595,521,44.314156130191691,1,646.54216867469881,52.077556178047104,1.1751900684974599,772.08433734939763,58.89546330367881,1.3290439996340746,null,null,null,null,null,null,null,null,null,null,44.0625,0,55,42.7,521,1,23,1.41,31.14,100,0.4,2.2000000000000002,1,null,37.1875,null,55,44.6,521,1.4,23,1.19,29.87,100,0.4,1.8,2,null,44.0625,null,55,42.7,521,1,23,1.41,31.14,100,0.4,2.2000000000000002,1,null,49.0625,null,55,41.3,521,0.8,23,1.57,32.03,100,0.4,2.6,1,null,53.125,null,55,40.200000000000003,521,0.7,23,1.7,32.81,100,0.4,3,1]
[null,531,44.566381100358655,1,383.85542168674698,33.896876006155196,0.76059296647450703,531,44.566381100358655,1,658.95180722891575,52.313636718156147,1.1738363184650671,786.90361445783128,59.173168388631666,1.3277534977628116,null,null,null,null,null,null,null,null,null,null,44.375,0,55,42.6,531,1,23,1.42,31.03,100,0.4,2.2000000000000002,1,null,37.5,null,55,44.5,531,1.4,23,1.2,29.78,100,0.4,1.8,2,null,44.375,null,55,42.6,531,1,23,1.42,31.03,100,0.4,2.2000000000000002,1,null,49.375,null,55,41.3,531,0.8,23,1.58,31.91,100,0.4,2.6,1,null,53.4375,null,55,40.1,531,0.7,23,1.71,32.68,100,0.4,3,1]
[null,541,44.810098455224846,1,391.08433734939757,34.109425031813515,0.76119951099630689,541,44.810098455224846,1,671.36144578313258,52.542680072963691,1.1725633704077978,801.72289156626505,59.452381317880452,1.3267630147540621,null,null,null,null,null,null,null,null,null,null,44.6875,0,55,42.6,541,1,23,1.43,30.92,100,0.4,2.2000000000000002,1,null,37.8125,null,55,44.5,541,1.4,23,1.21,29.69,100,0.4,1.8,2,null,44.6875,null,55,42.6,541,1,23,1.43,30.92,100,0.4,2.2000000000000002,1,null,49.6875,null,55,41.2,541,0.8,23,1.59,31.79,100,0.4,2.6,1,null,53.75,null,55,40,541,0.7,23,1.72,32.549999999999997,100,0.4,3,1]
[null,551,45.045297083687387,1,398.31325301204816,34.320350456489805,0.76190751706505022,551,45.045297083687387,1,683.77108433734941,52.765738891601842,1.1713928491485146,816.54216867469881,59.733096851375137,1.3260673304118746,null,null,null,null,null,null,null,null,null,null,45,0,55,42.5,551,1.1000000000000001,23,1.44,30.82,100,0.4,2.2000000000000002,1,null,37.8125,null,55,44.4,551,1.5,23,1.21,29.6,100,0.4,1.8,2,null,45,null,55,42.5,551,1.1000000000000001,23,1.44,30.82,100,0.4,2.2000000000000002,1,null,49.6875,null,55,41.1,551,0.8,23,1.59,31.68,100,0.4,2.6,1,null,54.0625,null,55,39.9,551,0.7,23,1.73,32.42,100,0.4,3,1]
[null,561,45.272024711954401,0.99999999999999989,405.54216867469881,34.529512888009819,0.76271191994848098,561,45.272024711954401,0.99999999999999989,696.18072289156635,52.983907855901691,1.170345443858863,831.36144578313258,60.014725512629639,1.3256470390815616,null,null,null,null,null,null,null,null,null,null,45,0,55,42.4,561,1.1000000000000001,23,1.44,30.72,100,0.4,2.2000000000000002,1,null,38.125,null,55,44.4,561,1.5,23,1.22,29.51,100,0.4,1.8,2,null,45,null,55,42.4,561,1.1000000000000001,23,1.44,30.72,100,0.4,2.2000000000000002,1,null,50,null,55,41,561,0.9,23,1.6,31.56,100,0.4,2.6,1,null,54.375,null,55,39.9,561,0.7,23,1.74,32.299999999999997,100,0.4,3,1]
[null,571,45.490390121078462,1,412.77108433734941,34.736758267519235,0.76360651502576549,571,45.490390121078462,1,708.59036144578317,53.19830293570709,1.1694404641092995,846.18072289156623,60.295987281343798,1.3254664803018474,null,null,null,null,null,null,null,null,null,null,45.3125,0,55,42.4,571,1.1000000000000001,23,1.45,30.62,100,0.4,2.2000000000000002,1,null,38.125,null,55,44.3,571,1.5,23,1.22,29.43,100,0.4,1.8,2,null,45.3125,null,55,42.4,571,1.1000000000000001,23,1.45,30.62,100,0.4,2.2000000000000002,1,null,50.3125,null,55,41,571,0.9,23,1.61,31.46,100,0.4,2.6,1,null,54.6875,null,55,39.799999999999997,571,0.7,23,1.75,32.18,100,0.4,3,1]
[null,581,45.700564510031285,1,420,34.941920928906967,0.76458401123769948,581,45.700564510031285,1,721.00000000000011,53.410037967529718,1.1686953660234591,861,60.574798315642568,1.3254715552221765,null,null,null,null,null,null,null,null,null,null,45.625,0,55,42.3,581,1.1000000000000001,23,1.46,30.52,100,0.4,2.2000000000000002,1,null,38.4375,null,55,44.3,581,1.5,23,1.23,29.35,100,0.4,1.8,2,null,45.625,null,55,42.3,581,1.1000000000000001,23,1.46,30.52,100,0.4,2.2000000000000002,1,null,50.625,null,55,40.9,581,0.9,23,1.62,31.35,100,0.4,2.6,1,null,55,null,55,39.700000000000003,581,0.7,23,1.76,32.07,100,0.4,3,1]
[null,591,45.902782004318084,1,427.22891566265059,35.144826521307351,0.76563608972548269,591,45.902782004318084,1,733.40963855421694,53.620198556556659,1.1681252467772563,875.81927710843377,60.848150703938586,1.3255874273200825,null,null,null,null,null,null,null,null,null,null,45.625,0,55,42.3,591,1.1000000000000001,23,1.46,30.43,100,0.4,2.2000000000000002,1,null,38.4375,null,55,44.2,591,1.6,23,1.23,29.27,100,0.4,1.8,2,null,45.625,null,55,42.3,591,1.1000000000000001,23,1.46,30.43,100,0.4,2.2000000000000002,1,null,50.9375,null,55,40.799999999999997,591,0.9,23,1.63,31.25,100,0.4,2.6,1,null,55,null,55,39.6,591,0.8,23,1.76,31.96,100,0.4,3,1]
[null,601,46.097339310131474,1,434.45783132530119,35.345294794685032,0.76675346828350865,601,46.097339310131474,1,745.81927710843377,53.829813302002151,1.1677423059029179,890.63855421686742,61.111985246405709,1.3257161077184827,null,null,null,null,null,null,null,null,null,null,45.9375,0,55,42.2,601,1.1000000000000001,23,1.47,30.33,100,0.4,2.2000000000000002,1,null,38.75,null,55,44.2,601,1.6,23,1.24,29.19,100,0.4,1.8,3,null,45.9375,null,55,42.2,601,1.1000000000000001,23,1.47,30.33,100,0.4,2.2000000000000002,1,null,50.9375,null,55,40.799999999999997,601,0.9,23,1.63,31.15,100,0.4,2.6,1,null,55.3125,null,55,39.6,601,0.8,23,1.77,31.84,100,0.4,3,1]
[null,611,46.284594514046006,0.99999999999999989,441.68674698795178,35.543142248499265,0.76792597238186822,611,46.284594514046006,0.99999999999999989,758.22891566265071,54.039822345809512,1.1675552721847875,905.45783132530119,61.361057266077523,1.3257339274616795,null,null,null,null,null,null,null,null,null,null,46.25,0,55,42.1,611,1.2,23,1.48,30.25,100,0.4,2.2000000000000002,1,null,39.0625,null,55,44.1,611,1.6,23,1.25,29.12,100,0.4,1.8,3,null,46.25,null,55,42.1,611,1.2,23,1.48,30.25,100,0.4,2.2000000000000002,1,null,51.25,null,55,40.700000000000003,611,0.9,23,1.64,31.05,100,0.4,2.6,1,null,55.625,null,55,39.5,611,0.8,23,1.78,31.74,100,0.4,3,1]
[null,621,46.464965028252493,1,448.91566265060243,35.738184643449699,0.76914261361693703,621,46.464965028252493,1,770.63855421686753,54.25104324469703,1.167568795364643,920.27710843373495,61.588795449559598,1.3254889014144577,null,null,null,null,null,null,null,null,null,null,46.25,0,55,42.1,621,1.2,23,1.48,30.16,100,0.4,2.2000000000000002,2,null,39.0625,null,55,44.1,621,1.6,23,1.25,29.04,100,0.4,1.8,3,null,46.25,null,55,42.1,621,1.2,23,1.48,30.16,100,0.4,2.2000000000000002,2,null,51.5625,null,55,40.700000000000003,621,1,23,1.65,30.96,100,0.4,2.6,1,null,55.9375,null,55,39.4,621,0.8,23,1.79,31.64,100,0.4,3,1]
[null,631,46.638924681332838,1,456.14457831325302,35.930239376302097,0.7703916765191442,631,46.638924681332838,1,783.04819277108436,54.464134165554526,1.1677828024056849,935.09638554216872,61.787153717360695,1.3247979909384771,null,null,null,null,null,null,null,null,null,null,46.5625,0,55,42,631,1.2,23,1.49,30.08,100,0.4,2.2000000000000002,2,null,39.375,null,55,44,631,1.7,23,1.26,28.97,100,0.4,1.8,3,null,46.5625,null,55,42,631,1.2,23,1.49,30.08,100,0.4,2.2000000000000002,2,null,51.5625,null,55,40.6,631,1,23,1.65,30.86,100,0.4,2.6,1,null,55.9375,null,55,39.4,631,0.8,23,1.79,31.54,100,0.4,3,1]
[null,{"$f":"AE82","v":641},{"$f":"$J$4*B82^6+$K$4*B82^5+$L$4*B82^4+$M$4*B82^3+$N$4*B82^2+$O$4*B82","v":46.806999954573826},1,463.37349397590361,36.119127717795635,0.7716608146826166,641,46.806999954573826,1,{"$f":"IF($B82*$G$5>$B$11,\"\",$B82*$G$5)","v":795.4578313253013},{"$f":"IF(K82>$B$11,\"\",$J$5*K82^6+$K$5*K82^5+$L$5*K82^4+$M$5*K82^3+$N$5*K82^2+$O$5*K82)","v":54.679554404187115},{"$f":"IF(K82>$B$11,\"\",1/$C82*L82)","v":1.1681918186863847},949.91566265060237,61.946456123844428,{"$f":"IF(N82>$B$11,\"\",1/$C82*O82)","v":1.3234442750862785},null,null,null,null,null,null,null,null,null,null,46.5625,0,55,42,641,1.2,23,1.49,29.99,100,0.4,2.2000000000000002,2,null,39.375,null,55,44,641,1.7,23,1.26,28.9,100,0.4,1.8,3,null,46.5625,null,55,42,641,1.2,23,1.49,29.99,100,0.4,2.2000000000000002,2,null,51.875,null,55,40.5,641,1,23,1.66,30.77,100,0.4,2.6,1,null,56.25,null,55,39.299999999999997,641,0.8,23,1.8,31.44,100,0.4,3,1]
[null,651,46.969765363822546,{"$f":"1/C83*C83","v":1},{"$f":"IF($B83*$G$3>$B$11,\"\",$B83*$G$3)","v":470.60240963855421},{"$f":"IF(E83>$B$11,\"\",$J$3*E83^6+$K$3*E83^5+$L$3*E83^4+$M$3*E83^3+$N$3*E83^2+$O$3*E83)","v":36.304676913630516},{"$f":"IF(E83>$B$11,\"\",1/$C83*F83)","v":0.77293715717799638},{"$f":"IF($B83*$G$4>$B$11,\"\",$B83*$G$4)","v":651},{"$f":"IF(H83>$B$11,\"\",$J$4*H83^6+$K$4*H83^5+$L$4*H83^4+$M$4*H83^3+$N$4*H83^2+$O$4*H83)","v":46.969765363822546},{"$f":"IF(H83>$B$11,\"\",1/$C83*I83)","v":1},807.86746987951813,54.897522227403215,1.1687842551942329,{"$f":"IF($B83*$G$6>$B$11,\"\",$B83*$G$6)","v":964.73493975903614},{"$f":"IF(N83>$B$11,\"\",$J$6*N83^6+$K$6*N83^5+$L$6*N83^4+$M$6*N83^3+$N$6*N83^2+$O$6*N83)","v":62.055234786794813},{"$f":"IF(N83>$B$11,\"\",1/$C83*O83)","v":1.3211740426234178},null,null,null,null,null,null,null,null,null,null,46.875,0,55,41.9,651,1.2,23,1.5,29.92,100,0.4,2.2000000000000002,2,null,{"$f":"ABS(AV83/(AU83-AQ83)*1000)","v":39.6875},null,55,44,651,1.7,23,1.27,28.83,100,0.4,1.8,3,null,{"$f":"ABS(BJ83/(BI83-BE83)*1000)","v":46.875},null,55,41.9,651,1.2,23,1.5,29.92,100,0.4,2.2000000000000002,2,null,{"$f":"ABS(BX83/(BW83-BS83)*1000)","v":52.1875},null,55,40.5,651,1,23,1.67,30.68,100,0.4,2.6,1,null,{"$f":"ABS(CL83/(CK83-CG83)*1000)","v":56.5625},null,55,39.299999999999997,651,0.8,23,1.81,31.34,100,0.4,3,1]
[null,661,47.12783798688011,1,477.8313253012048,36.486722148536529,0.77420742616485072,661,47.12783798688011,1,820.27710843373507,55.117970038454018,1.1695416635449791,979.5542168674699,62.100060846609438,{"$f":"IF(N84>$B$11,\"\",1/$C84*O84)","v":1.3176938196039767},null,null,null,null,null,null,null,null,null,null,47.1875,0,55,41.9,661,1.3,23,1.51,29.84,100,0.4,2.2000000000000002,2,null,39.6875,null,55,43.9,661,1.7,23,1.27,28.77,100,0.4,1.8,3,null,47.1875,null,55,41.9,661,1.3,23,1.51,29.84,100,0.4,2.2000000000000002,2,null,52.1875,null,55,40.4,661,1,23,1.67,30.6,100,0.4,2.6,1,null,56.875,null,55,39.200000000000003,661,0.9,23,1.82,31.25,100,0.4,3,1]
[null,671,47.281871136437417,1,485.06024096385539,36.665108373421532,0.77545806653082816,671,47.281871136437417,1,832.68674698795189,55.340496865817727,1.1704379614361324,"","",{"$f":"IF(N85>$B$11,\"\",1/$C85*O85)","v":""},null,null,null,null,null,null,null,null,null,null,47.1875,0,55,41.8,671,1.3,23,1.51,29.76,100,0.4,2.2000000000000002,2,null,40,null,55,43.9,671,1.8,23,1.28,28.7,100,0.4,1.8,3,null,47.1875,null,55,41.8,671,1.3,23,1.51,29.76,100,0.4,2.2000000000000002,2,null,52.5,null,55,40.4,671,1,23,1.68,30.51,100,0.4,2.6,1,null,56.875,null,55,39.1,671,0.9,23,1.82,31.16,100,0.4,3,1]
[null,681,47.432547178548333,1,492.28915662650604,36.839691995601896,0.77667538825034643,681,47.432547178548333,1,845.09638554216872,55.564318175332573,1.1714386319202754,"","","",null,null,null,null,null,null,null,null,null,null,47.5,0,55,41.8,681,1.3,23,1.52,29.69,100,0.4,2.2000000000000002,2,null,40,null,55,43.8,681,1.8,23,1.28,28.64,100,0.4,1.8,3,null,47.5,null,55,41.8,681,1.3,23,1.52,29.69,100,0.4,2.2000000000000002,2,null,52.8125,null,55,40.299999999999997,681,1,23,1.69,30.43,100,0.4,2.6,1,null,57.1875,null,55,39.1,681,0.9,23,1.83,31.07,100,0.4,3,1]
[null,691,47.580569496646547,1,499.51807228915663,37.010342432113163,0.77784572197526203,691,47.580569496646547,1,857.50602409638566,55.788213005676766,1.1724999006077195,"","","",null,null,null,null,null,null,null,null,null,null,47.5,0,55,41.7,691,1.3,23,1.52,29.61,100,0.4,2.2000000000000002,2,null,40.3125,null,55,43.8,691,1.8,23,1.29,28.58,100,0.4,1.8,3,null,47.5,null,55,41.7,691,1.3,23,1.52,29.61,100,0.4,2.2000000000000002,2,null,52.8125,null,55,40.299999999999997,691,1.1000000000000001,23,1.69,30.35,100,0.4,2.6,1,null,57.5,null,55,39,691,0.9,23,1.84,30.98,100,0.4,3,1]
[null,701,47.726653601098775,1,506.74698795180723,37.176943526100899,0.77895558814634769,701,47.726653601098775,1,869.91566265060248,56.010468427195747,1.1735678955271704,"","","",null,null,null,null,null,null,null,null,null,null,47.8125,0,55,41.7,701,1.3,23,1.53,29.54,100,0.4,2.2000000000000002,2,null,40.3125,null,55,43.8,701,1.9,23,1.29,28.52,100,0.4,1.8,3,null,47.8125,null,55,41.7,701,1.3,23,1.53,29.54,100,0.4,2.2000000000000002,2,null,53.125,null,55,40.200000000000003,701,1.1000000000000001,23,1.7,30.27,100,0.4,2.6,1,null,57.5,null,55,38.9,701,0.9,23,1.84,30.89,100,0.4,3,1]
[null,711,47.871517384299949,1,513.97590361445782,37.339394826292818,0.77999187965031436,711,47.871517384299949,1,882.32530120481931,56.228821324079149,1.1745777948229417,"","","",null,null,null,null,null,null,null,null,null,null,47.8125,0,55,41.6,711,1.4,23,1.53,29.48,100,0.4,2.2000000000000002,2,null,40.3125,null,55,43.7,711,1.9,23,1.29,28.46,100,0.4,1.8,3,null,47.8125,null,55,41.6,711,1.4,23,1.53,29.48,100,0.4,2.2000000000000002,2,null,53.4375,null,55,40.1,711,1.1000000000000001,23,1.71,30.19,100,0.4,2.6,1,null,57.8125,null,55,38.9,711,0.9,23,1.85,30.81,100,0.4,3,1]
[null,721,48.015870521308614,1,521.20481927710841,37.497612729552145,0.7809420577496633,721,48.015870521308614,1,894.73493975903625,56.440397499878884,1.1754529676772518,"","","",null,null,null,null,null,null,null,null,null,null,48.125,0,55,41.6,721,1.4,23,1.54,29.41,100,0.4,2.2000000000000002,2,null,40.625,null,55,43.7,721,1.9,23,1.3,28.41,100,0.4,1.8,3,null,48.125,null,55,41.6,721,1.4,23,1.54,29.41,100,0.4,2.2000000000000002,2,null,53.4375,null,55,40.1,721,1.1000000000000001,23,1.71,30.12,100,0.4,2.6,1,null,58.125,null,55,38.799999999999997,721,0.9,23,1.86,30.73,100,0.4,3,1]
[null,731,48.160403016021661,1,528.43373493975901,37.651531486510322,0.78179436069055896,731,48.160403016021661,1,907.14457831325308,56.641648106383059,1.1761041137371695,"","","",null,null,null,null,null,null,null,null,null,null,48.4375,0,55,41.5,731,1.4,23,1.55,29.34,100,0.4,2.2000000000000002,2,null,40.625,null,55,43.6,731,1.9,23,1.3,28.35,100,0.4,1.8,4,null,48.4375,null,55,41.5,731,1.4,23,1.55,29.34,100,0.4,2.2000000000000002,2,null,53.75,null,55,40,731,1.1000000000000001,23,1.72,30.04,100,0.4,2.6,1,null,58.125,null,55,38.799999999999997,731,0.9,23,1.86,30.65,100,0.4,3,1]
[null,741,48.305772892889763,1,535.6626506024096,37.801104070281639,0.78253802405976347,741,48.305772892889763,1,919.5542168674699,56.828283395831022,1.1764284058105965,"","","",null,null,null,null,null,null,null,null,null,null,48.4375,0,55,41.5,741,1.4,23,1.55,29.28,100,0.4,2.2000000000000002,2,null,40.9375,null,55,43.6,741,2,23,1.31,28.29,100,0.4,1.8,4,null,48.4375,null,55,41.5,741,1.4,23,1.55,29.28,100,0.4,2.2000000000000002,2,null,53.75,null,55,40,741,1.1000000000000001,23,1.72,29.97,100,0.4,2.6,1,null,58.4375,null,55,38.700000000000003,741,1,23,1.87,30.57,100,0.4,3,1]
[null,751,48.452593034171571,1,542.89156626506019,37.946302908258531,0.7831635116307728,751,48.452593034171571,1,931.96385542168684,56.995203796479643,1.1763086395868088,"","","",null,null,null,null,null,null,null,null,null,null,48.75,0,55,41.4,751,1.4,23,1.56,29.21,100,0.4,2.2000000000000002,2,null,40.9375,null,55,43.6,751,2,23,1.31,28.24,100,0.4,1.8,4,null,48.75,null,55,41.4,751,1.4,23,1.56,29.21,100,0.4,2.2000000000000002,2,null,54.0625,null,55,39.9,751,1.2,23,1.73,29.9,100,0.4,2.6,1,null,58.4375,null,55,38.700000000000003,751,1,23,1.87,30.49,100,0.4,3,1]
[null,761,48.601417162729547,1,550.12048192771078,38.087120476986428,0.78366275513039763,761,48.601417162729547,1,944.37349397590367,57.13642831151634,1.1756123925401079,"","","",null,null,null,null,null,null,null,null,null,null,48.75,0,55,41.4,761,1.5,23,1.56,29.15,100,0.4,2.2000000000000002,2,null,41.25,null,55,43.5,761,2,23,1.32,28.19,100,0.4,1.8,4,null,48.75,null,55,41.4,761,1.5,23,1.56,29.15,100,0.4,2.2000000000000002,2,null,54.0625,null,55,39.9,761,1.2,23,1.73,29.84,100,0.4,2.6,1,null,58.75,null,55,38.6,761,1,23,1.88,30.42,100,0.4,3,1]
[null,771,48.752724970366216,1,557.34939759036149,38.223569760121165,0.78402940109204,771,48.752724970366216,1,956.78313253012061,57.245020241313057,1.1741911918997099,"","","",null,null,null,null,null,null,null,null,null,null,49.0625,0,55,41.4,771,1.5,23,1.57,29.09,100,0.4,2.2000000000000002,2,null,41.25,null,55,43.5,771,2,23,1.32,28.14,100,0.4,1.8,4,null,49.0625,null,55,41.4,771,1.5,23,1.57,29.09,100,0.4,2.2000000000000002,2,null,54.375,null,55,39.799999999999997,771,1.2,23,1.74,29.77,100,0.4,2.6,2,null,59.0625,null,55,38.6,771,1,23,1.89,30.35,100,0.4,3,1]
[null,781,48.906906391697476,1,564.57831325301208,38.355684569465467,0.78425906276453416,781,48.906906391697476,1,969.19277108433744,57.31301022904205,1.1718796885253737,"","","",null,null,null,null,null,null,null,null,null,null,49.0625,0,55,41.3,781,1.5,23,1.57,29.03,100,0.4,2.2000000000000002,2,null,41.25,null,55,43.5,781,2.1,23,1.32,28.09,100,0.4,1.8,4,null,49.0625,null,55,41.3,781,1.5,23,1.57,29.03,100,0.4,2.2000000000000002,2,null,54.6875,null,55,39.799999999999997,781,1.2,23,1.75,29.7,100,0.4,2.6,2,null,59.0625,null,55,38.5,781,1,23,1.89,30.28,100,0.4,3,1]
[null,791,49.06424502356748,1,571.80722891566268,38.483519729086709,0.78434957494202895,791,49.06424502356748,1,981.60240963855426,57.331316629621767,1.1684948296276298,"","","",null,null,null,null,null,null,null,null,null,null,49.375,0,55,41.3,791,1.5,23,1.58,28.98,100,0.4,2.2000000000000002,2,null,41.5625,null,55,43.4,791,2.1,23,1.33,28.04,100,0.4,1.8,4,null,49.375,null,55,41.3,791,1.5,23,1.58,28.98,100,0.4,2.2000000000000002,2,null,54.6875,null,55,39.799999999999997,791,1.2,23,1.75,29.64,100,0.4,2.6,2,null,59.375,null,55,38.5,791,1,23,1.9,30.21,100,0.4,3,1]
[null,801,49.224900690008894,0.99999999999999989,579.03614457831327,38.607151122516711,0.78430124959810732,801,49.224900690008894,0.99999999999999989,"","","","","","",null,null,null,null,null,null,null,null,null,null,{"$f":"IF($AA$13=$AO$13,AO98,IF($AA$13=$BC$13,BC98,IF($AA$13=$BQ$13,BQ98,IF($AA$13=$CE$13,CE98,\"-\"))))","v":49.375},0,55,41.2,801,1.5,23,1.58,28.92,100,0.4,2.2000000000000002,2,null,41.5625,null,55,43.4,801,2.1,23,1.33,27.99,100,0.4,1.8,4,null,49.375,null,55,41.2,801,1.5,23,1.58,28.92,100,0.4,2.2000000000000002,2,null,55,null,55,39.700000000000003,801,1.2,23,1.76,29.57,100,0.4,2.6,2,null,59.375,null,55,38.4,801,1,23,1.9,30.14,100,0.4,3,1]
[null,811,49.388891152731276,1,586.26506024096386,38.726675603029577,0.78411713037392095,811,49.388891152731276,1,"","","","","","",null,null,null,null,null,null,null,null,null,null,49.375,0,55,41.2,811,1.6,23,1.58,28.86,100,0.4,2.2000000000000002,2,null,41.875,null,55,43.3,811,2.1,23,1.34,27.94,100,0.4,1.8,4,null,49.375,null,55,41.2,811,1.6,23,1.58,28.86,100,0.4,2.2000000000000002,2,null,55,null,55,39.700000000000003,811,1.3,23,1.76,29.51,100,0.4,2.6,2,null,59.6875,null,55,38.4,811,1,23,1.91,30.07,100,0.4,3,1]
[null,821,49.556072967161583,1,593.49397590361446,38.842210767002825,0.78380324431158377,821,49.556072967161583,1,"","","","","","",null,null,null,null,null,null,null,null,null,null,49.6875,0,55,41.2,821,1.6,23,1.59,28.81,100,0.4,2.2000000000000002,2,null,41.875,null,55,43.3,821,2.2000000000000002,23,1.34,27.9,100,0.4,1.8,4,null,49.6875,null,55,41.2,821,1.6,23,1.59,28.81,100,0.4,2.2000000000000002,2,null,55.3125,null,55,39.6,821,1.3,23,1.77,29.46,100,0.4,2.6,2,null,60,null,55,38.299999999999997,821,1.1000000000000001,23,1.92,30,100,0.4,3,1]
[null,831,49.726121484018734,1,600.72289156626505,38.953894590357237,0.78336884976795274,831,49.726121484018734,1,"","","","","","",null,null,null,null,null,null,null,null,null,null,49.6875,0,55,41.1,831,1.6,23,1.59,28.75,100,0.4,2.2000000000000002,3,null,41.875,null,55,43.3,831,2.2000000000000002,23,1.34,27.85,100,0.4,1.8,4,null,49.6875,null,55,41.1,831,1.6,23,1.59,28.75,100,0.4,2.2000000000000002,3,null,55.3125,null,55,39.6,831,1.3,23,1.77,29.39,100,0.4,2.6,2,null,60,null,55,38.299999999999997,831,1.1000000000000001,23,1.92,29.94,100,0.4,3,1]
[null,841,49.898509996427265,1,607.95180722891564,39.061884928080502,0.78282668021304314,841,49.898509996427265,1,"","","","","","",null,null,null,null,null,null,null,null,null,null,50,0,55,41.1,841,1.6,23,1.6,28.7,100,0.4,2.2000000000000002,3,null,42.1875,null,55,43.3,841,2.2000000000000002,23,1.35,27.81,100,0.4,1.8,5,null,50,null,55,41.1,841,1.6,23,1.6,28.7,100,0.4,2.2000000000000002,3,null,55.625,null,55,39.5,841,1.3,23,1.78,29.34,100,0.4,2.6,2,null,60.3125,null,55,38.200000000000003,841,1.1000000000000001,23,1.93,29.88,100,0.4,3,1]
[null,851,50.072488032576928,1,615.18072289156623,39.166358876826393,0.78219318463554166,851,50.072488032576928,1,"","","","","","",null,null,null,null,null,null,null,null,null,null,50,0,55,41,851,1.6,23,1.6,28.65,100,0.4,2.2000000000000002,3,null,42.1875,null,55,43.2,851,2.2999999999999998,23,1.35,27.77,100,0.4,1.8,5,null,50,null,55,41,851,1.6,23,1.6,28.65,100,0.4,2.2000000000000002,3,null,55.625,null,55,39.5,851,1.3,23,1.78,29.28,100,0.4,2.6,2,null,60.3125,null,55,38.200000000000003,851,1.1000000000000001,23,1.93,29.81,100,0.4,3,1]
[null,861,50.247058793913936,1,622.40963855421683,39.267512000600192,0.78148876656948496,861,50.247058793913936,1,"","","","","","",null,null,null,null,null,null,null,null,null,null,50.3125,0,55,41,861,1.6,23,1.61,28.6,100,0.4,2.2000000000000002,3,null,42.5,null,55,43.2,861,2.2999999999999998,23,1.36,27.73,100,0.4,1.8,5,null,50.3125,null,55,41,861,1.6,23,1.61,28.6,100,0.4,2.2000000000000002,3,null,55.9375,null,55,39.4,861,1.3,23,1.79,29.22,100,0.4,2.6,2,null,60.625,null,55,38.1,861,1.1000000000000001,23,1.94,29.75,100,0.4,3,1]
[null,871,50.420955738877751,1,629.63855421686742,39.365557419521764,0.78073802534386361,871,50.420955738877751,1,"","","","","","",null,null,null,null,null,null,null,null,null,null,50.3125,0,55,41,871,1.7,23,1.61,28.55,100,0.4,2.2000000000000002,3,null,42.5,null,55,43.2,871,2.2999999999999998,23,1.36,27.68,100,0.4,1.8,5,null,50.3125,null,55,41,871,1.7,23,1.61,28.55,100,0.4,2.2000000000000002,3,null,55.9375,null,55,39.4,871,1.3,23,1.79,29.17,100,0.4,2.6,2,null,60.625,null,55,38.1,871,1.1000000000000001,23,1.94,29.7,100,0.4,3,1]
[null,881,50.592618312181571,0.99999999999999989,636.86746987951801,39.46072476166978,0.77997000507420899,881,50.592618312181571,0.99999999999999989,"","","","","","",null,null,null,null,null,null,null,null,null,null,50.625,0,55,40.9,881,1.7,23,1.62,28.5,100,0.4,2.2000000000000002,3,null,42.5,null,55,43.1,881,2.2999999999999998,23,1.36,27.64,100,0.4,1.8,5,null,50.625,null,55,40.9,881,1.7,23,1.62,28.5,100,0.4,2.2000000000000002,3,null,56.25,null,55,39.4,881,1.4,23,1.8,29.11,100,0.4,2.6,2,null,60.9375,null,55,38,881,1.1000000000000001,23,1.95,29.63,100,0.4,3,1]
[null,891,50.76016681962102,1,644.09638554216872,39.553258978007364,0.77921845920171995,891,50.76016681962102,1,"","","","","","",null,null,null,null,null,null,null,null,null,null,50.625,0,55,40.9,891,1.7,23,1.62,28.45,100,0.4,2.2000000000000002,3,null,42.8125,null,55,43.1,891,2.4,23,1.37,27.6,100,0.4,1.8,5,null,50.625,null,55,40.9,891,1.7,23,1.62,28.45,100,0.4,2.2000000000000002,3,null,56.25,null,55,39.299999999999997,891,1.4,23,1.8,29.06,100,0.4,2.6,2,null,60.9375,null,55,38,891,1.1000000000000001,23,1.95,29.58,100,0.4,3,1]
[null,901,50.921376448435467,0.99999999999999989,651.32530120481931,39.643419020387,0.77852214109984097,901,50.921376448435467,0.99999999999999989,"","","","","","",null,null,null,null,null,null,null,null,null,null,50.625,0,55,40.799999999999997,901,1.7,23,1.62,28.41,100,0.4,2.2000000000000002,3,null,42.8125,null,55,43.1,901,2.4,23,1.37,27.56,100,0.4,1.8,5,null,50.625,null,55,40.799999999999997,901,1.7,23,1.62,28.41,100,0.4,2.2000000000000002,3,null,56.25,null,55,39.299999999999997,901,1.4,23,1.8,29.01,100,0.4,2.6,2,null,61.25,null,55,38,901,1.2,23,1.96,29.52,100,0.4,3,1]
[null,911,51.073650433202147,1,658.5542168674699,39.731476382638704,0.77792513449968559,911,51.073650433202147,1,"","","","","","",null,null,null,null,null,null,null,null,null,null,50.9375,0,55,40.799999999999997,911,1.7,23,1.63,28.36,100,0.4,2.2000000000000002,3,null,42.8125,null,55,43,911,2.4,23,1.37,27.52,100,0.4,1.8,5,null,50.9375,null,55,40.799999999999997,911,1.7,23,1.63,28.36,100,0.4,2.2000000000000002,3,null,56.5625,null,55,39.299999999999997,911,1.4,23,1.81,28.96,100,0.4,2.6,2,null,61.25,null,55,37.9,911,1.2,23,1.96,29.46,100,0.4,3,2]
[null,921,51.213992367271373,1,665.7831325301205,39.81771350473656,0.77747724135996721,921,51.213992367271373,1,"","","","","","",null,null,null,null,null,null,null,null,null,null,50.9375,0,55,40.799999999999997,921,1.8,23,1.63,28.32,100,0.4,2.2000000000000002,3,null,43.125,null,55,43,921,2.4,23,1.38,27.49,100,0.4,1.8,5,null,50.9375,null,55,40.799999999999997,921,1.8,23,1.63,28.32,100,0.4,2.2000000000000002,3,null,56.5625,null,55,39.200000000000003,921,1.4,23,1.81,28.91,100,0.4,2.6,2,null,61.5625,null,55,37.9,921,1.2,23,1.97,29.41,100,0.4,3,2]
[null,931,51.338977659744558,1,673.01204819277109,39.902422040046531,0.77723444951523535,931,51.338977659744558,1,"","","","","","",null,null,null,null,null,null,null,null,null,null,51.25,0,55,40.799999999999997,931,1.8,23,1.64,28.28,100,0.4,2.2000000000000002,3,null,43.125,null,55,43,931,2.5,23,1.38,27.45,100,0.4,1.8,5,null,51.25,null,55,40.799999999999997,931,1.8,23,1.64,28.28,100,0.4,2.2000000000000002,3,null,56.875,null,55,39.200000000000003,931,1.4,23,1.82,28.86,100,0.4,2.6,2,null,61.5625,null,55,37.799999999999997,931,1.2,23,1.97,29.36,100,0.4,3,2]
[null,941,51.444724137986782,1,680.24096385542168,39.985900985656286,0.777259508252095,941,51.444724137986782,1,"","","","","","",null,null,null,null,null,null,null,null,null,null,51.25,0,55,40.700000000000003,941,1.8,23,1.64,28.23,100,0.4,2.2000000000000002,3,null,43.125,null,55,42.9,941,2.5,23,1.38,27.41,100,0.4,1.8,6,null,51.25,null,55,40.700000000000003,941,1.8,23,1.64,28.23,100,0.4,2.2000000000000002,3,null,56.875,null,55,39.1,941,1.5,23,1.82,28.81,100,0.4,2.6,2,null,61.875,null,55,37.799999999999997,941,1.2,23,1.98,29.3,100,0.4,3,2]
[null,951,51.52686179568957,1,687.46987951807228,40.068454675784039,0.77762264728367225,951,51.52686179568957,1,"","","","","","",null,null,null,null,null,null,null,null,null,null,51.25,0,55,40.700000000000003,951,1.8,23,1.64,28.19,100,0.4,2.2000000000000002,3,null,43.4375,null,55,42.9,951,2.5,23,1.39,27.38,100,0.4,1.8,6,null,51.25,null,55,40.700000000000003,951,1.8,23,1.64,28.19,100,0.4,2.2000000000000002,3,null,57.1875,null,55,39.1,951,1.5,23,1.83,28.76,100,0.4,2.6,2,null,61.875,null,55,37.799999999999997,951,1.2,23,1.98,29.25,100,0.4,3,2]
[null,961,{"$f":"$J$4*B114^6+$K$4*B114^5+$L$4*B114^4+$M$4*B114^3+$N$4*B114^2+$O$4*B114","v":51.580501686459968},1,694.69879518072287,40.150390638269045,0.77840248399151646,961,51.580501686459968,1,"","","","","","",null,null,null,null,null,null,null,null,null,null,51.5625,0,55,40.6,961,1.8,23,1.65,28.15,100,0.4,2.2000000000000002,3,null,43.4375,null,55,42.9,961,2.5,23,1.39,27.34,100,0.4,1.8,6,null,51.5625,null,55,40.6,961,1.8,23,1.65,28.15,100,0.4,2.2000000000000002,3,null,57.1875,null,55,39,961,1.5,23,1.83,28.71,100,0.4,2.6,2,null,62.1875,null,55,37.700000000000003,961,1.2,23,1.99,29.2,100,0.4,3,2]
[null,971,{"$f":"$J$4*B115^6+$K$4*B115^5+$L$4*B115^4+$M$4*B115^3+$N$4*B115^2+$O$4*B115","v":51.600203962962496},1,701.92771084337346,40.232017314143064,0.77968717610148841,971,51.600203962962496,1,"","","","","","",null,null,null,null,null,null,null,null,null,null,51.5625,0,55,40.6,971,1.9,23,1.65,28.11,100,0.4,2.2000000000000002,3,null,43.4375,null,55,42.8,971,2.6,23,1.39,27.31,100,0.4,1.8,6,null,51.5625,null,55,40.6,971,1.9,23,1.65,28.11,100,0.4,2.2000000000000002,3,null,57.5,null,55,39,971,1.5,23,1.84,28.67,100,0.4,2.6,2,null,62.1875,null,55,37.700000000000003,971,1.3,23,1.99,29.15,100,0.4,3,2]
[null,981,{"$f":"$J$4*B116^6+$K$4*B116^5+$L$4*B116^4+$M$4*B116^3+$N$4*B116^2+$O$4*B116","v":51.579945061589797},0.99999999999999989,709.15662650602405,40.313641640281105,0.78157589334660982,981,51.579945061589797,0.99999999999999989,"","","","","","",null,null,null,null,null,null,null,null,null,null,51.875,0,55,40.6,981,1.9,23,1.66,28.07,100,0.4,2.2000000000000002,3,null,43.75,null,55,42.8,981,2.6,23,1.4,27.27,100,0.4,1.8,6,null,51.875,null,55,40.6,981,1.9,23,1.66,28.07,100,0.4,2.2000000000000002,3,null,57.5,null,55,39,981,1.5,23,1.84,28.63,100,0.4,2.6,2,null,62.1875,null,55,37.6,981,1.3,23,1.99,29.1,100,0.4,3,2]
[null,991,{"$f":"$J$4*B117^6+$K$4*B117^5+$L$4*B117^4+$M$4*B117^3+$N$4*B117^2+$O$4*B117","v":51.513084032685072},1,716.38554216867465,40.395566495135398,0.78418070386747563,991,51.513084032685072,1,"","","","","","",null,null,null,null,null,null,null,null,null,null,51.875,0,55,40.5,991,1.9,23,1.66,{"$f":"IF($AA$13=$AO$13,AW117,IF($AA$13=$BC$13,BK117,IF($AA$13=$BQ$13,BY117,IF($AA$13=$CE$13,CM117,\"-\"))))","v":28.02},100,0.4,2.2000000000000002,3,null,43.75,null,55,42.8,991,2.6,23,1.4,27.24,100,0.4,1.8,6,null,51.875,null,55,40.5,991,1.9,23,1.66,28.02,100,0.4,2.2000000000000002,3,null,57.5,null,55,38.9,991,1.5,23,1.84,28.58,100,0.4,2.6,2,null,62.5,null,55,37.6,991,1.3,23,2,29.05,100,0.4,3,2]
[null,null,null,null,null,null,null,null,null,null,null,null,null,null,null,null,null,null,null,null,null,null,null,null,null,null,null,null,null,null,null,null,null,null,null,null,null,null,null,null,null,null,null,null,null,null,null,null,null,null,null,null,null,null,null,null,null,null,null,null,null,null,null,null,null,null,null,null,null,null,null,null,null,null,null,null,null,null,null,null,null,null,null,null,55,37.6,1001,1.3,23,2,29.01,100,0.4,3,2]
[]
[]
[]
[]
[]
[]
[]
[]
[]
[]
[]
[]
[]
[]
[]
[]
[]
[]
[]
[]
[]
[]
[]
[]
[]
[]
[]
[]
[]
[]
[]
[]
[]
[]
[]
[]
[]
[]
[]
[]
[]
[]
[]
[]
[]
[]
[]
[]
[]
[]
[]
[]
[]
[]
[]
[]
[]
[]
[]
[]
[]
[]
[]
[]
[]
[]
[]
[]
[]
[]
[]
[]
[]
[]
[]
[]
[]
[]
[]
[]
[]
[]
[]
[]
[]
[]
[]
[]
[]
[]
[]
[]
[]
[]
[]
[]
[]
[]
[]
[]
[]
[]
[]
[]
[]
[]
[]
[]
[]
[]
[]
[]
[null,null,null,null,null,null,null,null,null,null,null,null,null,null,null,null,null,null,null,null,null,null,null,null,null,null,null,null,null,null,null,null,null,null,null,null,null,null,null,null,null,null,null,null,null,null,null,null,null,null,null,null,null,null,"q sensibel"]
[null,null,null,null,null,null,null,null,null,null,null,null,null,null,null,null,null,null,null,null,null,null,null,null,null,null,null,null,null,null,null,null,null,null,null,null,null,null,null,null,null,null,null,null,null,null,null,null,null,null,null,null,null,null,"W/K"]
[]
[]
[null,null,null,null,null,null,null,null,null,null,null,null,null,null,null,null,null,null,null,null,null,null,null,null,null,null,null,null,null,null,null,null,null,null,null,null,null,null,null,null,null,null,null,null,null,null,null,null,null,null,null,null,null,null,{"$f":"DC18/(CZ18-CV18)*1000","v":{"$error":"#DIV/0!"}}]
[null,null,null,null,null,null,null,null,null,null,null,null,null,null,null,null,null,null,null,null,null,null,null,null,null,null,null,null,null,null,null,null,null,null,null,null,null,null,null,null,null,null,null,null,null,null,null,null,null,null,null,null,null,null,{"$error":"#DIV/0!"}]
[null,null,null,null,null,null,null,null,null,null,null,null,null,null,null,null,null,null,null,null,null,null,null,null,null,null,null,null,null,null,null,null,null,null,null,null,null,null,null,null,null,null,null,null,null,null,null,null,null,null,null,null,null,null,{"$error":"#DIV/0!"}]
[null,null,null,null,null,null,null,null,null,null,null,null,null,null,null,null,null,null,null,null,null,null,null,null,null,null,null,null,null,null,null,null,null,null,null,null,null,null,null,null,null,null,null,null,null,null,null,null,null,null,null,null,null,null,{"$error":"#DIV/0!"}]
[null,null,null,null,null,null,null,null,null,null,null,null,null,null,null,null,null,null,null,null,null,null,null,null,null,null,null,null,null,null,null,null,null,null,null,null,null,null,null,null,null,null,null,null,null,null,null,null,null,null,null,null,null,null,{"$error":"#DIV/0!"}]
[null,null,null,null,null,null,null,null,null,null,null,null,null,null,null,null,null,null,null,null,null,null,null,null,null,null,null,null,null,null,null,null,null,null,null,null,null,null,null,null,null,null,null,null,null,null,null,null,null,null,null,null,null,null,{"$error":"#DIV/0!"}]
[null,null,null,null,null,null,null,null,null,null,null,null,null,null,null,null,null,null,null,null,null,null,null,null,null,null,null,null,null,null,null,null,null,null,null,null,null,null,null,null,null,null,null,null,null,null,null,null,null,null,null,null,null,null,{"$error":"#DIV/0!"}]
[null,null,null,null,null,null,null,null,null,null,null,null,null,null,null,null,null,null,null,null,null,null,null,null,null,null,null,null,null,null,null,null,null,null,null,null,null,null,null,null,null,null,null,null,null,null,null,null,null,null,null,null,null,null,{"$error":"#DIV/0!"}]
[null,null,null,null,null,null,null,null,null,null,null,null,null,null,null,null,null,null,null,null,null,null,null,null,null,null,null,null,null,null,null,null,null,null,null,null,null,null,null,null,null,null,null,null,null,null,null,null,null,null,null,null,null,null,{"$error":"#DIV/0!"}]
[null,null,null,null,null,null,null,null,null,null,null,null,null,null,null,null,null,null,null,null,null,null,null,null,null,null,null,null,null,null,null,null,null,null,null,null,null,null,null,null,null,null,null,null,null,null,null,null,null,null,null,null,null,null,{"$error":"#DIV/0!"}]
[null,null,null,null,null,null,null,null,null,null,null,null,null,null,null,null,null,null,null,null,null,null,null,null,null,null,null,null,null,null,null,null,null,null,null,null,null,null,null,null,null,null,null,null,null,null,null,null,null,null,null,null,null,null,{"$error":"#DIV/0!"}]
[null,null,null,null,null,null,null,null,null,null,null,null,null,null,null,null,null,null,null,null,null,null,null,null,null,null,null,null,null,null,null,null,null,null,null,null,null,null,null,null,null,null,null,null,null,null,null,null,null,null,null,null,null,null,{"$error":"#DIV/0!"}]
[null,null,null,null,null,null,null,null,null,null,null,null,null,null,null,null,null,null,null,null,null,null,null,null,null,null,null,null,null,null,null,null,null,null,null,null,null,null,null,null,null,null,null,null,null,null,null,null,null,null,null,null,null,null,{"$error":"#DIV/0!"}]
[null,null,null,null,null,null,null,null,null,null,null,null,null,null,null,null,null,null,null,null,null,null,null,null,null,null,null,null,null,null,null,null,null,null,null,null,null,null,null,null,null,null,null,null,null,null,null,null,null,null,null,null,null,null,{"$error":"#DIV/0!"}]
[null,null,null,null,null,null,null,null,null,null,null,null,null,null,null,null,null,null,null,null,null,null,null,null,null,null,null,null,null,null,null,null,null,null,null,null,null,null,null,null,null,null,null,null,null,null,null,null,null,null,null,null,null,null,{"$error":"#DIV/0!"}]
[null,null,null,null,null,null,null,null,null,null,null,null,null,null,null,null,null,null,null,null,null,null,null,null,null,null,null,null,null,null,null,null,null,null,null,null,null,null,null,null,null,null,null,null,null,null,null,null,null,null,null,null,null,null,{"$error":"#DIV/0!"}]
[null,null,null,null,null,null,null,null,null,null,null,null,null,null,null,null,null,null,null,null,null,null,null,null,null,null,null,null,null,null,null,null,null,null,null,null,null,null,null,null,null,null,null,null,null,null,null,null,null,null,null,null,null,null,{"$error":"#DIV/0!"}]
[null,null,null,null,null,null,null,null,null,null,null,null,null,null,null,null,null,null,null,null,null,null,null,null,null,null,null,null,null,null,null,null,null,null,null,null,null,null,null,null,null,null,null,null,null,null,null,null,null,null,null,null,null,null,{"$error":"#DIV/0!"}]
[null,null,null,null,null,null,null,null,null,null,null,null,null,null,null,null,null,null,null,null,null,null,null,null,null,null,null,null,null,null,null,null,null,null,null,null,null,null,null,null,null,null,null,null,null,null,null,null,null,null,null,null,null,null,{"$error":"#DIV/0!"}]
[null,null,null,null,null,null,null,null,null,null,null,null,null,null,null,null,null,null,null,null,null,null,null,null,null,null,null,null,null,null,null,null,null,null,null,null,null,null,null,null,null,null,null,null,null,null,null,null,null,null,null,null,null,null,{"$error":"#DIV/0!"}]
[null,null,null,null,null,null,null,null,null,null,null,null,null,null,null,null,null,null,null,null,null,null,null,null,null,null,null,null,null,null,null,null,null,null,null,null,null,null,null,null,null,null,null,null,null,null,null,null,null,null,null,null,null,null,{"$error":"#DIV/0!"}]
[null,null,null,null,null,null,null,null,null,null,null,null,null,null,null,null,null,null,null,null,null,null,null,null,null,null,null,null,null,null,null,null,null,null,null,null,null,null,null,null,null,null,null,null,null,null,null,null,null,null,null,null,null,null,{"$error":"#DIV/0!"}]
[null,null,null,null,null,null,null,null,null,null,null,null,null,null,null,null,null,null,null,null,null,null,null,null,null,null,null,null,null,null,null,null,null,null,null,null,null,null,null,null,null,null,null,null,null,null,null,null,null,null,null,null,null,null,{"$error":"#DIV/0!"}]
[null,null,null,null,null,null,null,null,null,null,null,null,null,null,null,null,null,null,null,null,null,null,null,null,null,null,null,null,null,null,null,null,null,null,null,null,null,null,null,null,null,null,null,null,null,null,null,null,null,null,null,null,null,null,{"$error":"#DIV/0!"}]
[null,null,null,null,null,null,null,null,null,null,null,null,null,null,null,null,null,null,null,null,null,null,null,null,null,null,null,null,null,null,null,null,null,null,null,null,null,null,null,null,null,null,null,null,null,null,null,null,null,null,null,null,null,null,{"$error":"#DIV/0!"}]
[null,null,null,null,null,null,null,null,null,null,null,null,null,null,null,null,null,null,null,null,null,null,null,null,null,null,null,null,null,null,null,null,null,null,null,null,null,null,null,null,null,null,null,null,null,null,null,null,null,null,null,null,null,null,{"$error":"#DIV/0!"}]
[null,null,null,null,null,null,null,null,null,null,null,null,null,null,null,null,null,null,null,null,null,null,null,null,null,null,null,null,null,null,null,null,null,null,null,null,null,null,null,null,null,null,null,null,null,null,null,null,null,null,null,null,null,null,{"$error":"#DIV/0!"}]
[null,null,null,null,null,null,null,null,null,null,null,null,null,null,null,null,null,null,null,null,null,null,null,null,null,null,null,null,null,null,null,null,null,null,null,null,null,null,null,null,null,null,null,null,null,null,null,null,null,null,null,null,null,null,{"$error":"#DIV/0!"}]
[null,null,null,null,null,null,null,null,null,null,null,null,null,null,null,null,null,null,null,null,null,null,null,null,null,null,null,null,null,null,null,null,null,null,null,null,null,null,null,null,null,null,null,null,null,null,null,null,null,null,null,null,null,null,{"$error":"#DIV/0!"}]
[null,null,null,null,null,null,null,null,null,null,null,null,null,null,null,null,null,null,null,null,null,null,null,null,null,null,null,null,null,null,null,null,null,null,null,null,null,null,null,null,null,null,null,null,null,null,null,null,null,null,null,null,null,null,{"$error":"#DIV/0!"}]
[null,null,null,null,null,null,null,null,null,null,null,null,null,null,null,null,null,null,null,null,null,null,null,null,null,null,null,null,null,null,null,null,null,null,null,null,null,null,null,null,null,null,null,null,null,null,null,null,null,null,null,null,null,null,{"$error":"#DIV/0!"}]
[null,null,null,null,null,null,null,null,null,null,null,null,null,null,null,null,null,null,null,null,null,null,null,null,null,null,null,null,null,null,null,null,null,null,null,null,null,null,null,null,null,null,null,null,null,null,null,null,null,null,null,null,null,null,{"$error":"#DIV/0!"}]
[null,null,null,null,null,null,null,null,null,null,null,null,null,null,null,null,null,null,null,null,null,null,null,null,null,null,null,null,null,null,null,null,null,null,null,null,null,null,null,null,null,null,null,null,null,null,null,null,null,null,null,null,null,null,{"$error":"#DIV/0!"}]
[null,null,null,null,null,null,null,null,null,null,null,null,null,null,null,null,null,null,null,null,null,null,null,null,null,null,null,null,null,null,null,null,null,null,null,null,null,null,null,null,null,null,null,null,null,null,null,null,null,null,null,null,null,null,{"$error":"#DIV/0!"}]
[null,null,null,null,null,null,null,null,null,null,null,null,null,null,null,null,null,null,null,null,null,null,null,null,null,null,null,null,null,null,null,null,null,null,null,null,null,null,null,null,null,null,null,null,null,null,null,null,null,null,null,null,null,null,{"$error":"#DIV/0!"}]
[null,null,null,null,null,null,null,null,null,null,null,null,null,null,null,null,null,null,null,null,null,null,null,null,null,null,null,null,null,null,null,null,null,null,null,null,null,null,null,null,null,null,null,null,null,null,null,null,null,null,null,null,null,null,{"$error":"#DIV/0!"}]
[null,null,null,null,null,null,null,null,null,null,null,null,null,null,null,null,null,null,null,null,null,null,null,null,null,null,null,null,null,null,null,null,null,null,null,null,null,null,null,null,null,null,null,null,null,null,null,null,null,null,null,null,null,null,{"$error":"#DIV/0!"}]
[null,null,null,null,null,null,null,null,null,null,null,null,null,null,null,null,null,null,null,null,null,null,null,null,null,null,null,null,null,null,null,null,null,null,null,null,null,null,null,null,null,null,null,null,null,null,null,null,null,null,null,null,null,null,{"$error":"#DIV/0!"}]
[null,null,null,null,null,null,null,null,null,null,null,null,null,null,null,null,null,null,null,null,null,null,null,null,null,null,null,null,null,null,null,null,null,null,null,null,null,null,null,null,null,null,null,null,null,null,null,null,null,null,null,null,null,null,{"$error":"#DIV/0!"}]
[null,null,null,null,null,null,null,null,null,null,null,null,null,null,null,null,null,null,null,null,null,null,null,null,null,null,null,null,null,null,null,null,null,null,null,null,null,null,null,null,null,null,null,null,null,null,null,null,null,null,null,null,null,null,{"$error":"#DIV/0!"}]
[null,null,null,null,null,null,null,null,null,null,null,null,null,null,null,null,null,null,null,null,null,null,null,null,null,null,null,null,null,null,null,null,null,null,null,null,null,null,null,null,null,null,null,null,null,null,null,null,null,null,null,null,null,null,{"$error":"#DIV/0!"}]
[null,null,null,null,null,null,null,null,null,null,null,null,null,null,null,null,null,null,null,null,null,null,null,null,null,null,null,null,null,null,null,null,null,null,null,null,null,null,null,null,null,null,null,null,null,null,null,null,null,null,null,null,null,null,{"$error":"#DIV/0!"}]
[null,null,null,null,null,null,null,null,null,null,null,null,null,null,null,null,null,null,null,null,null,null,null,null,null,null,null,null,null,null,null,null,null,null,null,null,null,null,null,null,null,null,null,null,null,null,null,null,null,null,null,null,null,null,{"$error":"#DIV/0!"}]
[null,null,null,null,null,null,null,null,null,null,null,null,null,null,null,null,null,null,null,null,null,null,null,null,null,null,null,null,null,null,null,null,null,null,null,null,null,null,null,null,null,null,null,null,null,null,null,null,null,null,null,null,null,null,{"$error":"#DIV/0!"}]
[null,null,null,null,null,null,null,null,null,null,null,null,null,null,null,null,null,null,null,null,null,null,null,null,null,null,null,null,null,null,null,null,null,null,null,null,null,null,null,null,null,null,null,null,null,null,null,null,null,null,null,null,null,null,{"$error":"#DIV/0!"}]
[null,null,null,null,null,null,null,null,null,null,null,null,null,null,null,null,null,null,null,null,null,null,null,null,null,null,null,null,null,null,null,null,null,null,null,null,null,null,null,null,null,null,null,null,null,null,null,null,null,null,null,null,null,null,{"$error":"#DIV/0!"}]
[null,null,null,null,null,null,null,null,null,null,null,null,null,null,null,null,null,null,null,null,null,null,null,null,null,null,null,null,null,null,null,null,null,null,null,null,null,null,null,null,null,null,null,null,null,null,null,null,null,null,null,null,null,null,{"$error":"#DIV/0!"}]
[null,null,null,null,null,null,null,null,null,null,null,null,null,null,null,null,null,null,null,null,null,null,null,null,null,null,null,null,null,null,null,null,null,null,null,null,null,null,null,null,null,null,null,null,null,null,null,null,null,null,null,null,null,null,{"$error":"#DIV/0!"}]
[null,null,null,null,null,null,null,null,null,null,null,null,null,null,null,null,null,null,null,null,null,null,null,null,null,null,null,null,null,null,null,null,null,null,null,null,null,null,null,null,null,null,null,null,null,null,null,null,null,null,null,null,null,null,{"$error":"#DIV/0!"}]
[null,null,null,null,null,null,null,null,null,null,null,null,null,null,null,null,null,null,null,null,null,null,null,null,null,null,null,null,null,null,null,null,null,null,null,null,null,null,null,null,null,null,null,null,null,null,null,null,null,null,null,null,null,null,{"$error":"#DIV/0!"}]
[null,null,null,null,null,null,null,null,null,null,null,null,null,null,null,null,null,null,null,null,null,null,null,null,null,null,null,null,null,null,null,null,null,null,null,null,null,null,null,null,null,null,null,null,null,null,null,null,null,null,null,null,null,null,{"$error":"#DIV/0!"}]
[null,null,null,null,null,null,null,null,null,null,null,null,null,null,null,null,null,null,null,null,null,null,null,null,null,null,null,null,null,null,null,null,null,null,null,null,null,null,null,null,null,null,null,null,null,null,null,null,null,null,null,null,null,null,{"$error":"#DIV/0!"}]
[null,null,null,null,null,null,null,null,null,null,null,null,null,null,null,null,null,null,null,null,null,null,null,null,null,null,null,null,null,null,null,null,null,null,null,null,null,null,null,null,null,null,null,null,null,null,null,null,null,null,null,null,null,null,{"$error":"#DIV/0!"}]
[null,null,null,null,null,null,null,null,null,null,null,null,null,null,null,null,null,null,null,null,null,null,null,null,null,null,null,null,null,null,null,null,null,null,null,null,null,null,null,null,null,null,null,null,null,null,null,null,null,null,null,null,null,null,{"$error":"#DIV/0!"}]
[null,null,null,null,null,null,null,null,null,null,null,null,null,null,null,null,null,null,null,null,null,null,null,null,null,null,null,null,null,null,null,null,null,null,null,null,null,null,null,null,null,null,null,null,null,null,null,null,null,null,null,null,null,null,{"$error":"#DIV/0!"}]
[null,null,null,null,null,null,null,null,null,null,null,null,null,null,null,null,null,null,null,null,null,null,null,null,null,null,null,null,null,null,null,null,null,null,null,null,null,null,null,null,null,null,null,null,null,null,null,null,null,null,null,null,null,null,{"$error":"#DIV/0!"}]
[null,null,null,null,null,null,null,null,null,null,null,null,null,null,null,null,null,null,null,null,null,null,null,null,null,null,null,null,null,null,null,null,null,null,null,null,null,null,null,null,null,null,null,null,null,null,null,null,null,null,null,null,null,null,{"$error":"#DIV/0!"}]
[null,null,null,null,null,null,null,null,null,null,null,null,null,null,null,null,null,null,null,null,null,null,null,null,null,null,null,null,null,null,null,null,null,null,null,null,null,null,null,null,null,null,null,null,null,null,null,null,null,null,null,null,null,null,{"$error":"#DIV/0!"}]
[null,null,null,null,null,null,null,null,null,null,null,null,null,null,null,null,null,null,null,null,null,null,null,null,null,null,null,null,null,null,null,null,null,null,null,null,null,null,null,null,null,null,null,null,null,null,null,null,null,null,null,null,null,null,{"$error":"#DIV/0!"}]
[null,null,null,null,null,null,null,null,null,null,null,null,null,null,null,null,null,null,null,null,null,null,null,null,null,null,null,null,null,null,null,null,null,null,null,null,null,null,null,null,null,null,null,null,null,null,null,null,null,null,null,null,null,null,{"$error":"#DIV/0!"}]
[null,null,null,null,null,null,null,null,null,null,null,null,null,null,null,null,null,null,null,null,null,null,null,null,null,null,null,null,null,null,null,null,null,null,null,null,null,null,null,null,null,null,null,null,null,null,null,null,null,null,null,null,null,null,{"$error":"#DIV/0!"}]
[null,null,null,null,null,null,null,null,null,null,null,null,null,null,null,null,null,null,null,null,null,null,null,null,null,null,null,null,null,null,null,null,null,null,null,null,null,null,null,null,null,null,null,null,null,null,null,null,null,null,null,null,null,null,{"$error":"#DIV/0!"}]
[null,null,null,null,null,null,null,null,null,null,null,null,null,null,null,null,null,null,null,null,null,null,null,null,null,null,null,null,null,null,null,null,null,null,null,null,null,null,null,null,null,null,null,null,null,null,null,null,null,null,null,null,null,null,{"$error":"#DIV/0!"}]
[null,null,null,null,null,null,null,null,null,null,null,null,null,null,null,null,null,null,null,null,null,null,null,null,null,null,null,null,null,null,null,null,null,null,null,null,null,null,null,null,null,null,null,null,null,null,null,null,null,null,null,null,null,null,{"$error":"#DIV/0!"}]
[null,null,null,null,null,null,null,null,null,null,null,null,null,null,null,null,null,null,null,null,null,null,null,null,null,null,null,null,null,null,null,null,null,null,null,null,null,null,null,null,null,null,null,null,null,null,null,null,null,null,null,null,null,null,{"$f":"DC82/(CZ82-CV82)*1000","v":{"$error":"#DIV/0!"}}]
[null,null,null,null,null,null,null,null,null,null,null,null,null,null,null,null,null,null,null,null,null,null,null,null,null,null,null,null,null,null,null,null,null,null,null,null,null,null,null,null,null,null,null,null,null,null,null,null,null,null,null,null,null,null,{"$error":"#DIV/0!"}]
[null,null,null,null,null,null,null,null,null,null,null,null,null,null,null,null,null,null,null,null,null,null,null,null,null,null,null,null,null,null,null,null,null,null,null,null,null,null,null,null,null,null,null,null,null,null,null,null,null,null,null,null,null,null,{"$error":"#DIV/0!"}]
[null,null,null,null,null,null,null,null,null,null,null,null,null,null,null,null,null,null,null,null,null,null,null,null,null,null,null,null,null,null,null,null,null,null,null,null,null,null,null,null,null,null,null,null,null,null,null,null,null,null,null,null,null,null,{"$error":"#DIV/0!"}]
[null,null,null,null,null,null,null,null,null,null,null,null,null,null,null,null,null,null,null,null,null,null,null,null,null,null,null,null,null,null,null,null,null,null,null,null,null,null,null,null,null,null,null,null,null,null,null,null,null,null,null,null,null,null,{"$error":"#DIV/0!"}]
[null,null,null,null,null,null,null,null,null,null,null,null,null,null,null,null,null,null,null,null,null,null,null,null,null,null,null,null,null,null,null,null,null,null,null,null,null,null,null,null,null,null,null,null,null,null,null,null,null,null,null,null,null,null,{"$error":"#DIV/0!"}]
[null,null,null,null,null,null,null,null,null,null,null,null,null,null,null,null,null,null,null,null,null,null,null,null,null,null,null,null,null,null,null,null,null,null,null,null,null,null,null,null,null,null,null,null,null,null,null,null,null,null,null,null,null,null,{"$error":"#DIV/0!"}]
[null,null,null,null,null,null,null,null,null,null,null,null,null,null,null,null,null,null,null,null,null,null,null,null,null,null,null,null,null,null,null,null,null,null,null,null,null,null,null,null,null,null,null,null,null,null,null,null,null,null,null,null,null,null,{"$error":"#DIV/0!"}]
[null,null,null,null,null,null,null,null,null,null,null,null,null,null,null,null,null,null,null,null,null,null,null,null,null,null,null,null,null,null,null,null,null,null,null,null,null,null,null,null,null,null,null,null,null,null,null,null,null,null,null,null,null,null,{"$error":"#DIV/0!"}]
[null,null,null,null,null,null,null,null,null,null,null,null,null,null,null,null,null,null,null,null,null,null,null,null,null,null,null,null,null,null,null,null,null,null,null,null,null,null,null,null,null,null,null,null,null,null,null,null,null,null,null,null,null,null,{"$error":"#DIV/0!"}]
[null,null,null,null,null,null,null,null,null,null,null,null,null,null,null,null,null,null,null,null,null,null,null,null,null,null,null,null,null,null,null,null,null,null,null,null,null,null,null,null,null,null,null,null,null,null,null,null,null,null,null,null,null,null,{"$error":"#DIV/0!"}]
[null,null,null,null,null,null,null,null,null,null,null,null,null,null,null,null,null,null,null,null,null,null,null,null,null,null,null,null,null,null,null,null,null,null,null,null,null,null,null,null,null,null,null,null,null,null,null,null,null,null,null,null,null,null,{"$error":"#DIV/0!"}]
[null,null,null,null,null,null,null,null,null,null,null,null,null,null,null,null,null,null,null,null,null,null,null,null,null,null,null,null,null,null,null,null,null,null,null,null,null,null,null,null,null,null,null,null,null,null,null,null,null,null,null,null,null,null,{"$error":"#DIV/0!"}]
[null,null,null,null,null,null,null,null,null,null,null,null,null,null,null,null,null,null,null,null,null,null,null,null,null,null,null,null,null,null,null,null,null,null,null,null,null,null,null,null,null,null,null,null,null,null,null,null,null,null,null,null,null,null,{"$error":"#DIV/0!"}]
[null,null,null,null,null,null,null,null,null,null,null,null,null,null,null,null,null,null,null,null,null,null,null,null,null,null,null,null,null,null,null,null,null,null,null,null,null,null,null,null,null,null,null,null,null,null,null,null,null,null,null,null,null,null,{"$error":"#DIV/0!"}]
[null,null,null,null,null,null,null,null,null,null,null,null,null,null,null,null,null,null,null,null,null,null,null,null,null,null,null,null,null,null,null,null,null,null,null,null,null,null,null,null,null,null,null,null,null,null,null,null,null,null,null,null,null,null,{"$error":"#DIV/0!"}]
[null,null,null,null,null,null,null,null,null,null,null,null,null,null,null,null,null,null,null,null,null,null,null,null,null,null,null,null,null,null,null,null,null,null,null,null,null,null,null,null,null,null,null,null,null,null,null,null,null,null,null,null,null,null,{"$error":"#DIV/0!"}]
[null,null,null,null,null,null,null,null,null,null,null,null,null,null,null,null,null,null,null,null,null,null,null,null,null,null,null,null,null,null,null,null,null,null,null,null,null,null,null,null,null,null,null,null,null,null,null,null,null,null,null,null,null,null,{"$error":"#DIV/0!"}]
[null,null,null,null,null,null,null,null,null,null,null,null,null,null,null,null,null,null,null,null,null,null,null,null,null,null,null,null,null,null,null,null,null,null,null,null,null,null,null,null,null,null,null,null,null,null,null,null,null,null,null,null,null,null,{"$error":"#DIV/0!"}]
[null,null,null,null,null,null,null,null,null,null,null,null,null,null,null,null,null,null,null,null,null,null,null,null,null,null,null,null,null,null,null,null,null,null,null,null,null,null,null,null,null,null,null,null,null,null,null,null,null,null,null,null,null,null,{"$error":"#DIV/0!"}]
[null,null,null,null,null,null,null,null,null,null,null,null,null,null,null,null,null,null,null,null,null,null,null,null,null,null,null,null,null,null,null,null,null,null,null,null,null,null,null,null,null,null,null,null,null,null,null,null,null,null,null,null,null,null,{"$error":"#DIV/0!"}]
[null,null,null,null,null,null,null,null,null,null,null,null,null,null,null,null,null,null,null,null,null,null,null,null,null,null,null,null,null,null,null,null,null,null,null,null,null,null,null,null,null,null,null,null,null,null,null,null,null,null,null,null,null,null,{"$error":"#DIV/0!"}]
[null,null,null,null,null,null,null,null,null,null,null,null,null,null,null,null,null,null,null,null,null,null,null,null,null,null,null,null,null,null,null,null,null,null,null,null,null,null,null,null,null,null,null,null,null,null,null,null,null,null,null,null,null,null,{"$error":"#DIV/0!"}]
[null,null,null,null,null,null,null,null,null,null,null,null,null,null,null,null,null,null,null,null,null,null,null,null,null,null,null,null,null,null,null,null,null,null,null,null,null,null,null,null,null,null,null,null,null,null,null,null,null,null,null,null,null,null,{"$error":"#DIV/0!"}]
[null,null,null,null,null,null,null,null,null,null,null,null,null,null,null,null,null,null,null,null,null,null,null,null,null,null,null,null,null,null,null,null,null,null,null,null,null,null,null,null,null,null,null,null,null,null,null,null,null,null,null,null,null,null,{"$error":"#DIV/0!"}]
[null,null,null,null,null,null,null,null,null,null,null,null,null,null,null,null,null,null,null,null,null,null,null,null,null,null,null,null,null,null,null,null,null,null,null,null,null,null,null,null,null,null,null,null,null,null,null,null,null,null,null,null,null,null,{"$error":"#DIV/0!"}]
[null,null,null,null,null,null,null,null,null,null,null,null,null,null,null,null,null,null,null,null,null,null,null,null,null,null,null,null,null,null,null,null,null,null,null,null,null,null,null,null,null,null,null,null,null,null,null,null,null,null,null,null,null,null,{"$error":"#DIV/0!"}]
[null,null,null,null,null,null,null,null,null,null,null,null,null,null,null,null,null,null,null,null,null,null,null,null,null,null,null,null,null,null,null,null,null,null,null,null,null,null,null,null,null,null,null,null,null,null,null,null,null,null,null,null,null,null,{"$error":"#DIV/0!"}]
[null,null,null,null,null,null,null,null,null,null,null,null,null,null,null,null,null,null,null,null,null,null,null,null,null,null,null,null,null,null,null,null,null,null,null,null,null,null,null,null,null,null,null,null,null,null,null,null,null,null,null,null,null,null,{"$error":"#DIV/0!"}]
[null,null,null,null,null,null,null,null,null,null,null,null,null,null,null,null,null,null,null,null,null,null,null,null,null,null,null,null,null,null,null,null,null,null,null,null,null,null,null,null,null,null,null,null,null,null,null,null,null,null,null,null,null,null,{"$error":"#DIV/0!"}]
[null,null,null,null,null,null,null,null,null,null,null,null,null,null,null,null,null,null,null,null,null,null,null,null,null,null,null,null,null,null,null,null,null,null,null,null,null,null,null,null,null,null,null,null,null,null,null,null,null,null,null,null,null,null,{"$error":"#DIV/0!"}]
[null,null,null,null,null,null,null,null,null,null,null,null,null,null,null,null,null,null,null,null,null,null,null,null,null,null,null,null,null,null,null,null,null,null,null,null,null,null,null,null,null,null,null,null,null,null,null,null,null,null,null,null,null,null,{"$error":"#DIV/0!"}]
[null,null,null,null,null,null,null,null,null,null,null,null,null,null,null,null,null,null,null,null,null,null,null,null,null,null,null,null,null,null,null,null,null,null,null,null,null,null,null,null,null,null,null,null,null,null,null,null,null,null,null,null,null,null,{"$f":"DC114/(CZ114-CV114)*1000","v":{"$error":"#DIV/0!"}}]
[null,null,null,null,null,null,null,null,null,null,null,null,null,null,null,null,null,null,null,null,null,null,null,null,null,null,null,null,null,null,null,null,null,null,null,null,null,null,null,null,null,null,null,null,null,null,null,null,null,null,null,null,null,null,{"$f":"DC115/(CZ115-CV115)*1000","v":{"$error":"#DIV/0!"}}]
[null,null,null,null,null,null,null,null,null,null,null,null,null,null,null,null,null,null,null,null,null,null,null,null,null,null,null,null,null,null,null,null,null,null,null,null,null,null,null,null,null,null,null,null,null,null,null,null,null,null,null,null,null,null,{"$f":"DC116/(CZ116-CV116)*1000","v":{"$error":"#DIV/0!"}}]
[null,null,null,null,null,null,null,null,null,null,null,null,null,null,null,null,null,null,null,null,null,null,null,null,null,null,null,null,null,null,null,null,null,null,null,null,null,null,null,null,null,null,null,null,null,null,null,null,null,null,null,null,null,null,{"$f":"DC117/(CZ117-CV117)*1000","v":{"$error":"#DIV/0!"}}]
[]
[]
[]
[null,null,null,null,null,null,null,null,null,null,null,null,null,null,null,null,null,null,null,null,null,null,null,null,null,null,null,null,null,null,null,null,null,null,null,null,null,null,null,null,null,null,null,null,null,null,null,null,null,null,null,null,null,null,"q sensibel"]
[null,null,null,null,null,null,null,null,null,null,null,null,null,null,null,null,null,null,null,null,null,null,null,null,null,null,null,null,null,null,null,null,null,null,null,null,null,null,null,null,null,null,null,null,null,null,null,null,null,null,null,null,null,null,"W/K"]
[]
[]
[null,null,null,null,null,null,null,null,null,null,null,null,null,null,null,null,null,null,null,null,null,null,null,null,null,null,null,null,null,null,null,null,null,null,null,null,null,null,null,null,null,null,null,null,null,null,null,null,null,null,null,null,null,null,{"$f":"DS18/(DP18-DL18)*1000","v":{"$error":"#DIV/0!"}}]
[null,null,null,null,null,null,null,null,null,null,null,null,null,null,null,null,null,null,null,null,null,null,null,null,null,null,null,null,null,null,null,null,null,null,null,null,null,null,null,null,null,null,null,null,null,null,null,null,null,null,null,null,null,null,{"$error":"#DIV/0!"}]
[null,null,null,null,null,null,null,null,null,null,null,null,null,null,null,null,null,null,null,null,null,null,null,null,null,null,null,null,null,null,null,null,null,null,null,null,null,null,null,null,null,null,null,null,null,null,null,null,null,null,null,null,null,null,{"$error":"#DIV/0!"}]
[null,null,null,null,null,null,null,null,null,null,null,null,null,null,null,null,null,null,null,null,null,null,null,null,null,null,null,null,null,null,null,null,null,null,null,null,null,null,null,null,null,null,null,null,null,null,null,null,null,null,null,null,null,null,{"$error":"#DIV/0!"}]
[null,null,null,null,null,null,null,null,null,null,null,null,null,null,null,null,null,null,null,null,null,null,null,null,null,null,null,null,null,null,null,null,null,null,null,null,null,null,null,null,null,null,null,null,null,null,null,null,null,null,null,null,null,null,{"$error":"#DIV/0!"}]
[null,null,null,null,null,null,null,null,null,null,null,null,null,null,null,null,null,null,null,null,null,null,null,null,null,null,null,null,null,null,null,null,null,null,null,null,null,null,null,null,null,null,null,null,null,null,null,null,null,null,null,null,null,null,{"$error":"#DIV/0!"}]
[null,null,null,null,null,null,null,null,null,null,null,null,null,null,null,null,null,null,null,null,null,null,null,null,null,null,null,null,null,null,null,null,null,null,null,null,null,null,null,null,null,null,null,null,null,null,null,null,null,null,null,null,null,null,{"$error":"#DIV/0!"}]
[null,null,null,null,null,null,null,null,null,null,null,null,null,null,null,null,null,null,null,null,null,null,null,null,null,null,null,null,null,null,null,null,null,null,null,null,null,null,null,null,null,null,null,null,null,null,null,null,null,null,null,null,null,null,{"$error":"#DIV/0!"}]
[null,null,null,null,null,null,null,null,null,null,null,null,null,null,null,null,null,null,null,null,null,null,null,null,null,null,null,null,null,null,null,null,null,null,null,null,null,null,null,null,null,null,null,null,null,null,null,null,null,null,null,null,null,null,{"$error":"#DIV/0!"}]
[null,null,null,null,null,null,null,null,null,null,null,null,null,null,null,null,null,null,null,null,null,null,null,null,null,null,null,null,null,null,null,null,null,null,null,null,null,null,null,null,null,null,null,null,null,null,null,null,null,null,null,null,null,null,{"$error":"#DIV/0!"}]
[null,null,null,null,null,null,null,null,null,null,null,null,null,null,null,null,null,null,null,null,null,null,null,null,null,null,null,null,null,null,null,null,null,null,null,null,null,null,null,null,null,null,null,null,null,null,null,null,null,null,null,null,null,null,{"$error":"#DIV/0!"}]
[null,null,null,null,null,null,null,null,null,null,null,null,null,null,null,null,null,null,null,null,null,null,null,null,null,null,null,null,null,null,null,null,null,null,null,null,null,null,null,null,null,null,null,null,null,null,null,null,null,null,null,null,null,null,{"$error":"#DIV/0!"}]
[null,null,null,null,null,null,null,null,null,null,null,null,null,null,null,null,null,null,null,null,null,null,null,null,null,null,null,null,null,null,null,null,null,null,null,null,null,null,null,null,null,null,null,null,null,null,null,null,null,null,null,null,null,null,{"$error":"#DIV/0!"}]
[null,null,null,null,null,null,null,null,null,null,null,null,null,null,null,null,null,null,null,null,null,null,null,null,null,null,null,null,null,null,null,null,null,null,null,null,null,null,null,null,null,null,null,null,null,null,null,null,null,null,null,null,null,null,{"$error":"#DIV/0!"}]
[null,null,null,null,null,null,null,null,null,null,null,null,null,null,null,null,null,null,null,null,null,null,null,null,null,null,null,null,null,null,null,null,null,null,null,null,null,null,null,null,null,null,null,null,null,null,null,null,null,null,null,null,null,null,{"$error":"#DIV/0!"}]
[null,null,null,null,null,null,null,null,null,null,null,null,null,null,null,null,null,null,null,null,null,null,null,null,null,null,null,null,null,null,null,null,null,null,null,null,null,null,null,null,null,null,null,null,null,null,null,null,null,null,null,null,null,null,{"$error":"#DIV/0!"}]
[null,null,null,null,null,null,null,null,null,null,null,null,null,null,null,null,null,null,null,null,null,null,null,null,null,null,null,null,null,null,null,null,null,null,null,null,null,null,null,null,null,null,null,null,null,null,null,null,null,null,null,null,null,null,{"$error":"#DIV/0!"}]
[null,null,null,null,null,null,null,null,null,null,null,null,null,null,null,null,null,null,null,null,null,null,null,null,null,null,null,null,null,null,null,null,null,null,null,null,null,null,null,null,null,null,null,null,null,null,null,null,null,null,null,null,null,null,{"$error":"#DIV/0!"}]
[null,null,null,null,null,null,null,null,null,null,null,null,null,null,null,null,null,null,null,null,null,null,null,null,null,null,null,null,null,null,null,null,null,null,null,null,null,null,null,null,null,null,null,null,null,null,null,null,null,null,null,null,null,null,{"$error":"#DIV/0!"}]
[null,null,null,null,null,null,null,null,null,null,null,null,null,null,null,null,null,null,null,null,null,null,null,null,null,null,null,null,null,null,null,null,null,null,null,null,null,null,null,null,null,null,null,null,null,null,null,null,null,null,null,null,null,null,{"$error":"#DIV/0!"}]
[null,null,null,null,null,null,null,null,null,null,null,null,null,null,null,null,null,null,null,null,null,null,null,null,null,null,null,null,null,null,null,null,null,null,null,null,null,null,null,null,null,null,null,null,null,null,null,null,null,null,null,null,null,null,{"$error":"#DIV/0!"}]
[null,null,null,null,null,null,null,null,null,null,null,null,null,null,null,null,null,null,null,null,null,null,null,null,null,null,null,null,null,null,null,null,null,null,null,null,null,null,null,null,null,null,null,null,null,null,null,null,null,null,null,null,null,null,{"$error":"#DIV/0!"}]
[null,null,null,null,null,null,null,null,null,null,null,null,null,null,null,null,null,null,null,null,null,null,null,null,null,null,null,null,null,null,null,null,null,null,null,null,null,null,null,null,null,null,null,null,null,null,null,null,null,null,null,null,null,null,{"$error":"#DIV/0!"}]
[null,null,null,null,null,null,null,null,null,null,null,null,null,null,null,null,null,null,null,null,null,null,null,null,null,null,null,null,null,null,null,null,null,null,null,null,null,null,null,null,null,null,null,null,null,null,null,null,null,null,null,null,null,null,{"$error":"#DIV/0!"}]
[null,null,null,null,null,null,null,null,null,null,null,null,null,null,null,null,null,null,null,null,null,null,null,null,null,null,null,null,null,null,null,null,null,null,null,null,null,null,null,null,null,null,null,null,null,null,null,null,null,null,null,null,null,null,{"$error":"#DIV/0!"}]
[null,null,null,null,null,null,null,null,null,null,null,null,null,null,null,null,null,null,null,null,null,null,null,null,null,null,null,null,null,null,null,null,null,null,null,null,null,null,null,null,null,null,null,null,null,null,null,null,null,null,null,null,null,null,{"$error":"#DIV/0!"}]
[null,null,null,null,null,null,null,null,null,null,null,null,null,null,null,null,null,null,null,null,null,null,null,null,null,null,null,null,null,null,null,null,null,null,null,null,null,null,null,null,null,null,null,null,null,null,null,null,null,null,null,null,null,null,{"$error":"#DIV/0!"}]
[null,null,null,null,null,null,null,null,null,null,null,null,null,null,null,null,null,null,null,null,null,null,null,null,null,null,null,null,null,null,null,null,null,null,null,null,null,null,null,null,null,null,null,null,null,null,null,null,null,null,null,null,null,null,{"$error":"#DIV/0!"}]
[null,null,null,null,null,null,null,null,null,null,null,null,null,null,null,null,null,null,null,null,null,null,null,null,null,null,null,null,null,null,null,null,null,null,null,null,null,null,null,null,null,null,null,null,null,null,null,null,null,null,null,null,null,null,{"$error":"#DIV/0!"}]
[null,null,null,null,null,null,null,null,null,null,null,null,null,null,null,null,null,null,null,null,null,null,null,null,null,null,null,null,null,null,null,null,null,null,null,null,null,null,null,null,null,null,null,null,null,null,null,null,null,null,null,null,null,null,{"$error":"#DIV/0!"}]
[null,null,null,null,null,null,null,null,null,null,null,null,null,null,null,null,null,null,null,null,null,null,null,null,null,null,null,null,null,null,null,null,null,null,null,null,null,null,null,null,null,null,null,null,null,null,null,null,null,null,null,null,null,null,{"$error":"#DIV/0!"}]
[null,null,null,null,null,null,null,null,null,null,null,null,null,null,null,null,null,null,null,null,null,null,null,null,null,null,null,null,null,null,null,null,null,null,null,null,null,null,null,null,null,null,null,null,null,null,null,null,null,null,null,null,null,null,{"$error":"#DIV/0!"}]
[null,null,null,null,null,null,null,null,null,null,null,null,null,null,null,null,null,null,null,null,null,null,null,null,null,null,null,null,null,null,null,null,null,null,null,null,null,null,null,null,null,null,null,null,null,null,null,null,null,null,null,null,null,null,{"$error":"#DIV/0!"}]
[null,null,null,null,null,null,null,null,null,null,null,null,null,null,null,null,null,null,null,null,null,null,null,null,null,null,null,null,null,null,null,null,null,null,null,null,null,null,null,null,null,null,null,null,null,null,null,null,null,null,null,null,null,null,{"$error":"#DIV/0!"}]
[null,null,null,null,null,null,null,null,null,null,null,null,null,null,null,null,null,null,null,null,null,null,null,null,null,null,null,null,null,null,null,null,null,null,null,null,null,null,null,null,null,null,null,null,null,null,null,null,null,null,null,null,null,null,{"$error":"#DIV/0!"}]
[null,null,null,null,null,null,null,null,null,null,null,null,null,null,null,null,null,null,null,null,null,null,null,null,null,null,null,null,null,null,null,null,null,null,null,null,null,null,null,null,null,null,null,null,null,null,null,null,null,null,null,null,null,null,{"$error":"#DIV/0!"}]
[null,null,null,null,null,null,null,null,null,null,null,null,null,null,null,null,null,null,null,null,null,null,null,null,null,null,null,null,null,null,null,null,null,null,null,null,null,null,null,null,null,null,null,null,null,null,null,null,null,null,null,null,null,null,{"$error":"#DIV/0!"}]
[null,null,null,null,null,null,null,null,null,null,null,null,null,null,null,null,null,null,null,null,null,null,null,null,null,null,null,null,null,null,null,null,null,null,null,null,null,null,null,null,null,null,null,null,null,null,null,null,null,null,null,null,null,null,{"$error":"#DIV/0!"}]
[null,null,null,null,null,null,null,null,null,null,null,null,null,null,null,null,null,null,null,null,null,null,null,null,null,null,null,null,null,null,null,null,null,null,null,null,null,null,null,null,null,null,null,null,null,null,null,null,null,null,null,null,null,null,{"$error":"#DIV/0!"}]
[null,null,null,null,null,null,null,null,null,null,null,null,null,null,null,null,null,null,null,null,null,null,null,null,null,null,null,null,null,null,null,null,null,null,null,null,null,null,null,null,null,null,null,null,null,null,null,null,null,null,null,null,null,null,{"$error":"#DIV/0!"}]
[null,null,null,null,null,null,null,null,null,null,null,null,null,null,null,null,null,null,null,null,null,null,null,null,null,null,null,null,null,null,null,null,null,null,null,null,null,null,null,null,null,null,null,null,null,null,null,null,null,null,null,null,null,null,{"$error":"#DIV/0!"}]
[null,null,null,null,null,null,null,null,null,null,null,null,null,null,null,null,null,null,null,null,null,null,null,null,null,null,null,null,null,null,null,null,null,null,null,null,null,null,null,null,null,null,null,null,null,null,null,null,null,null,null,null,null,null,{"$error":"#DIV/0!"}]
[null,null,null,null,null,null,null,null,null,null,null,null,null,null,null,null,null,null,null,null,null,null,null,null,null,null,null,null,null,null,null,null,null,null,null,null,null,null,null,null,null,null,null,null,null,null,null,null,null,null,null,null,null,null,{"$error":"#DIV/0!"}]
[null,null,null,null,null,null,null,null,null,null,null,null,null,null,null,null,null,null,null,null,null,null,null,null,null,null,null,null,null,null,null,null,null,null,null,null,null,null,null,null,null,null,null,null,null,null,null,null,null,null,null,null,null,null,{"$error":"#DIV/0!"}]
[null,null,null,null,null,null,null,null,null,null,null,null,null,null,null,null,null,null,null,null,null,null,null,null,null,null,null,null,null,null,null,null,null,null,null,null,null,null,null,null,null,null,null,null,null,null,null,null,null,null,null,null,null,null,{"$error":"#DIV/0!"}]
[null,null,null,null,null,null,null,null,null,null,null,null,null,null,null,null,null,null,null,null,null,null,null,null,null,null,null,null,null,null,null,null,null,null,null,null,null,null,null,null,null,null,null,null,null,null,null,null,null,null,null,null,null,null,{"$error":"#DIV/0!"}]
[null,null,null,null,null,null,null,null,null,null,null,null,null,null,null,null,null,null,null,null,null,null,null,null,null,null,null,null,null,null,null,null,null,null,null,null,null,null,null,null,null,null,null,null,null,null,null,null,null,null,null,null,null,null,{"$error":"#DIV/0!"}]
[null,null,null,null,null,null,null,null,null,null,null,null,null,null,null,null,null,null,null,null,null,null,null,null,null,null,null,null,null,null,null,null,null,null,null,null,null,null,null,null,null,null,null,null,null,null,null,null,null,null,null,null,null,null,{"$error":"#DIV/0!"}]
[null,null,null,null,null,null,null,null,null,null,null,null,null,null,null,null,null,null,null,null,null,null,null,null,null,null,null,null,null,null,null,null,null,null,null,null,null,null,null,null,null,null,null,null,null,null,null,null,null,null,null,null,null,null,{"$error":"#DIV/0!"}]
[null,null,null,null,null,null,null,null,null,null,null,null,null,null,null,null,null,null,null,null,null,null,null,null,null,null,null,null,null,null,null,null,null,null,null,null,null,null,null,null,null,null,null,null,null,null,null,null,null,null,null,null,null,null,{"$error":"#DIV/0!"}]
[null,null,null,null,null,null,null,null,null,null,null,null,null,null,null,null,null,null,null,null,null,null,null,null,null,null,null,null,null,null,null,null,null,null,null,null,null,null,null,null,null,null,null,null,null,null,null,null,null,null,null,null,null,null,{"$error":"#DIV/0!"}]
[null,null,null,null,null,null,null,null,null,null,null,null,null,null,null,null,null,null,null,null,null,null,null,null,null,null,null,null,null,null,null,null,null,null,null,null,null,null,null,null,null,null,null,null,null,null,null,null,null,null,null,null,null,null,{"$error":"#DIV/0!"}]
[null,null,null,null,null,null,null,null,null,null,null,null,null,null,null,null,null,null,null,null,null,null,null,null,null,null,null,null,null,null,null,null,null,null,null,null,null,null,null,null,null,null,null,null,null,null,null,null,null,null,null,null,null,null,{"$error":"#DIV/0!"}]
[null,null,null,null,null,null,null,null,null,null,null,null,null,null,null,null,null,null,null,null,null,null,null,null,null,null,null,null,null,null,null,null,null,null,null,null,null,null,null,null,null,null,null,null,null,null,null,null,null,null,null,null,null,null,{"$error":"#DIV/0!"}]
[null,null,null,null,null,null,null,null,null,null,null,null,null,null,null,null,null,null,null,null,null,null,null,null,null,null,null,null,null,null,null,null,null,null,null,null,null,null,null,null,null,null,null,null,null,null,null,null,null,null,null,null,null,null,{"$error":"#DIV/0!"}]
[null,null,null,null,null,null,null,null,null,null,null,null,null,null,null,null,null,null,null,null,null,null,null,null,null,null,null,null,null,null,null,null,null,null,null,null,null,null,null,null,null,null,null,null,null,null,null,null,null,null,null,null,null,null,{"$error":"#DIV/0!"}]
[null,null,null,null,null,null,null,null,null,null,null,null,null,null,null,null,null,null,null,null,null,null,null,null,null,null,null,null,null,null,null,null,null,null,null,null,null,null,null,null,null,null,null,null,null,null,null,null,null,null,null,null,null,null,{"$error":"#DIV/0!"}]
[null,null,null,null,null,null,null,null,null,null,null,null,null,null,null,null,null,null,null,null,null,null,null,null,null,null,null,null,null,null,null,null,null,null,null,null,null,null,null,null,null,null,null,null,null,null,null,null,null,null,null,null,null,null,{"$error":"#DIV/0!"}]
[null,null,null,null,null,null,null,null,null,null,null,null,null,null,null,null,null,null,null,null,null,null,null,null,null,null,null,null,null,null,null,null,null,null,null,null,null,null,null,null,null,null,null,null,null,null,null,null,null,null,null,null,null,null,{"$error":"#DIV/0!"}]
[null,null,null,null,null,null,null,null,null,null,null,null,null,null,null,null,null,null,null,null,null,null,null,null,null,null,null,null,null,null,null,null,null,null,null,null,null,null,null,null,null,null,null,null,null,null,null,null,null,null,null,null,null,null,{"$error":"#DIV/0!"}]
[null,null,null,null,null,null,null,null,null,null,null,null,null,null,null,null,null,null,null,null,null,null,null,null,null,null,null,null,null,null,null,null,null,null,null,null,null,null,null,null,null,null,null,null,null,null,null,null,null,null,null,null,null,null,{"$error":"#DIV/0!"}]
[null,null,null,null,null,null,null,null,null,null,null,null,null,null,null,null,null,null,null,null,null,null,null,null,null,null,null,null,null,null,null,null,null,null,null,null,null,null,null,null,null,null,null,null,null,null,null,null,null,null,null,null,null,null,{"$error":"#DIV/0!"}]
[null,null,null,null,null,null,null,null,null,null,null,null,null,null,null,null,null,null,null,null,null,null,null,null,null,null,null,null,null,null,null,null,null,null,null,null,null,null,null,null,null,null,null,null,null,null,null,null,null,null,null,null,null,null,{"$error":"#DIV/0!"}]
[null,null,null,null,null,null,null,null,null,null,null,null,null,null,null,null,null,null,null,null,null,null,null,null,null,null,null,null,null,null,null,null,null,null,null,null,null,null,null,null,null,null,null,null,null,null,null,null,null,null,null,null,null,null,{"$error":"#DIV/0!"}]
[null,null,null,null,null,null,null,null,null,null,null,null,null,null,null,null,null,null,null,null,null,null,null,null,null,null,null,null,null,null,null,null,null,null,null,null,null,null,null,null,null,null,null,null,null,null,null,null,null,null,null,null,null,null,{"$f":"DS82/(DP82-DL82)*1000","v":{"$error":"#DIV/0!"}}]
[null,null,null,null,null,null,null,null,null,null,null,null,null,null,null,null,null,null,null,null,null,null,null,null,null,null,null,null,null,null,null,null,null,null,null,null,null,null,null,null,null,null,null,null,null,null,null,null,null,null,null,null,null,null,{"$error":"#DIV/0!"}]
[null,null,null,null,null,null,null,null,null,null,null,null,null,null,null,null,null,null,null,null,null,null,null,null,null,null,null,null,null,null,null,null,null,null,null,null,null,null,null,null,null,null,null,null,null,null,null,null,null,null,null,null,null,null,{"$error":"#DIV/0!"}]
[null,null,null,null,null,null,null,null,null,null,null,null,null,null,null,null,null,null,null,null,null,null,null,null,null,null,null,null,null,null,null,null,null,null,null,null,null,null,null,null,null,null,null,null,null,null,null,null,null,null,null,null,null,null,{"$error":"#DIV/0!"}]
[null,null,null,null,null,null,null,null,null,null,null,null,null,null,null,null,null,null,null,null,null,null,null,null,null,null,null,null,null,null,null,null,null,null,null,null,null,null,null,null,null,null,null,null,null,null,null,null,null,null,null,null,null,null,{"$error":"#DIV/0!"}]
[null,null,null,null,null,null,null,null,null,null,null,null,null,null,null,null,null,null,null,null,null,null,null,null,null,null,null,null,null,null,null,null,null,null,null,null,null,null,null,null,null,null,null,null,null,null,null,null,null,null,null,null,null,null,{"$error":"#DIV/0!"}]
[null,null,null,null,null,null,null,null,null,null,null,null,null,null,null,null,null,null,null,null,null,null,null,null,null,null,null,null,null,null,null,null,null,null,null,null,null,null,null,null,null,null,null,null,null,null,null,null,null,null,null,null,null,null,{"$error":"#DIV/0!"}]
[null,null,null,null,null,null,null,null,null,null,null,null,null,null,null,null,null,null,null,null,null,null,null,null,null,null,null,null,null,null,null,null,null,null,null,null,null,null,null,null,null,null,null,null,null,null,null,null,null,null,null,null,null,null,{"$error":"#DIV/0!"}]
[null,null,null,null,null,null,null,null,null,null,null,null,null,null,null,null,null,null,null,null,null,null,null,null,null,null,null,null,null,null,null,null,null,null,null,null,null,null,null,null,null,null,null,null,null,null,null,null,null,null,null,null,null,null,{"$error":"#DIV/0!"}]
[null,null,null,null,null,null,null,null,null,null,null,null,null,null,null,null,null,null,null,null,null,null,null,null,null,null,null,null,null,null,null,null,null,null,null,null,null,null,null,null,null,null,null,null,null,null,null,null,null,null,null,null,null,null,{"$error":"#DIV/0!"}]
[null,null,null,null,null,null,null,null,null,null,null,null,null,null,null,null,null,null,null,null,null,null,null,null,null,null,null,null,null,null,null,null,null,null,null,null,null,null,null,null,null,null,null,null,null,null,null,null,null,null,null,null,null,null,{"$error":"#DIV/0!"}]
[null,null,null,null,null,null,null,null,null,null,null,null,null,null,null,null,null,null,null,null,null,null,null,null,null,null,null,null,null,null,null,null,null,null,null,null,null,null,null,null,null,null,null,null,null,null,null,null,null,null,null,null,null,null,{"$error":"#DIV/0!"}]
[null,null,null,null,null,null,null,null,null,null,null,null,null,null,null,null,null,null,null,null,null,null,null,null,null,null,null,null,null,null,null,null,null,null,null,null,null,null,null,null,null,null,null,null,null,null,null,null,null,null,null,null,null,null,{"$error":"#DIV/0!"}]
[null,null,null,null,null,null,null,null,null,null,null,null,null,null,null,null,null,null,null,null,null,null,null,null,null,null,null,null,null,null,null,null,null,null,null,null,null,null,null,null,null,null,null,null,null,null,null,null,null,null,null,null,null,null,{"$error":"#DIV/0!"}]
[null,null,null,null,null,null,null,null,null,null,null,null,null,null,null,null,null,null,null,null,null,null,null,null,null,null,null,null,null,null,null,null,null,null,null,null,null,null,null,null,null,null,null,null,null,null,null,null,null,null,null,null,null,null,{"$error":"#DIV/0!"}]
[null,null,null,null,null,null,null,null,null,null,null,null,null,null,null,null,null,null,null,null,null,null,null,null,null,null,null,null,null,null,null,null,null,null,null,null,null,null,null,null,null,null,null,null,null,null,null,null,null,null,null,null,null,null,{"$error":"#DIV/0!"}]
[null,null,null,null,null,null,null,null,null,null,null,null,null,null,null,null,null,null,null,null,null,null,null,null,null,null,null,null,null,null,null,null,null,null,null,null,null,null,null,null,null,null,null,null,null,null,null,null,null,null,null,null,null,null,{"$error":"#DIV/0!"}]
[null,null,null,null,null,null,null,null,null,null,null,null,null,null,null,null,null,null,null,null,null,null,null,null,null,null,null,null,null,null,null,null,null,null,null,null,null,null,null,null,null,null,null,null,null,null,null,null,null,null,null,null,null,null,{"$error":"#DIV/0!"}]
[null,null,null,null,null,null,null,null,null,null,null,null,null,null,null,null,null,null,null,null,null,null,null,null,null,null,null,null,null,null,null,null,null,null,null,null,null,null,null,null,null,null,null,null,null,null,null,null,null,null,null,null,null,null,{"$error":"#DIV/0!"}]
[null,null,null,null,null,null,null,null,null,null,null,null,null,null,null,null,null,null,null,null,null,null,null,null,null,null,null,null,null,null,null,null,null,null,null,null,null,null,null,null,null,null,null,null,null,null,null,null,null,null,null,null,null,null,{"$error":"#DIV/0!"}]
[null,null,null,null,null,null,null,null,null,null,null,null,null,null,null,null,null,null,null,null,null,null,null,null,null,null,null,null,null,null,null,null,null,null,null,null,null,null,null,null,null,null,null,null,null,null,null,null,null,null,null,null,null,null,{"$error":"#DIV/0!"}]
[null,null,null,null,null,null,null,null,null,null,null,null,null,null,null,null,null,null,null,null,null,null,null,null,null,null,null,null,null,null,null,null,null,null,null,null,null,null,null,null,null,null,null,null,null,null,null,null,null,null,null,null,null,null,{"$error":"#DIV/0!"}]
[null,null,null,null,null,null,null,null,null,null,null,null,null,null,null,null,null,null,null,null,null,null,null,null,null,null,null,null,null,null,null,null,null,null,null,null,null,null,null,null,null,null,null,null,null,null,null,null,null,null,null,null,null,null,{"$error":"#DIV/0!"}]
[null,null,null,null,null,null,null,null,null,null,null,null,null,null,null,null,null,null,null,null,null,null,null,null,null,null,null,null,null,null,null,null,null,null,null,null,null,null,null,null,null,null,null,null,null,null,null,null,null,null,null,null,null,null,{"$error":"#DIV/0!"}]
[null,null,null,null,null,null,null,null,null,null,null,null,null,null,null,null,null,null,null,null,null,null,null,null,null,null,null,null,null,null,null,null,null,null,null,null,null,null,null,null,null,null,null,null,null,null,null,null,null,null,null,null,null,null,{"$error":"#DIV/0!"}]
[null,null,null,null,null,null,null,null,null,null,null,null,null,null,null,null,null,null,null,null,null,null,null,null,null,null,null,null,null,null,null,null,null,null,null,null,null,null,null,null,null,null,null,null,null,null,null,null,null,null,null,null,null,null,{"$error":"#DIV/0!"}]
[null,null,null,null,null,null,null,null,null,null,null,null,null,null,null,null,null,null,null,null,null,null,null,null,null,null,null,null,null,null,null,null,null,null,null,null,null,null,null,null,null,null,null,null,null,null,null,null,null,null,null,null,null,null,{"$error":"#DIV/0!"}]
[null,null,null,null,null,null,null,null,null,null,null,null,null,null,null,null,null,null,null,null,null,null,null,null,null,null,null,null,null,null,null,null,null,null,null,null,null,null,null,null,null,null,null,null,null,null,null,null,null,null,null,null,null,null,{"$error":"#DIV/0!"}]
[null,null,null,null,null,null,null,null,null,null,null,null,null,null,null,null,null,null,null,null,null,null,null,null,null,null,null,null,null,null,null,null,null,null,null,null,null,null,null,null,null,null,null,null,null,null,null,null,null,null,null,null,null,null,{"$error":"#DIV/0!"}]
[null,null,null,null,null,null,null,null,null,null,null,null,null,null,null,null,null,null,null,null,null,null,null,null,null,null,null,null,null,null,null,null,null,null,null,null,null,null,null,null,null,null,null,null,null,null,null,null,null,null,null,null,null,null,{"$error":"#DIV/0!"}]
[null,null,null,null,null,null,null,null,null,null,null,null,null,null,null,null,null,null,null,null,null,null,null,null,null,null,null,null,null,null,null,null,null,null,null,null,null,null,null,null,null,null,null,null,null,null,null,null,null,null,null,null,null,null,{"$error":"#DIV/0!"}]
[null,null,null,null,null,null,null,null,null,null,null,null,null,null,null,null,null,null,null,null,null,null,null,null,null,null,null,null,null,null,null,null,null,null,null,null,null,null,null,null,null,null,null,null,null,null,null,null,null,null,null,null,null,null,{"$error":"#DIV/0!"}]
[null,null,null,null,null,null,null,null,null,null,null,null,null,null,null,null,null,null,null,null,null,null,null,null,null,null,null,null,null,null,null,null,null,null,null,null,null,null,null,null,null,null,null,null,null,null,null,null,null,null,null,null,null,null,{"$f":"DS114/(DP114-DL114)*1000","v":{"$error":"#DIV/0!"}}]
[null,null,null,null,null,null,null,null,null,null,null,null,null,null,null,null,null,null,null,null,null,null,null,null,null,null,null,null,null,null,null,null,null,null,null,null,null,null,null,null,null,null,null,null,null,null,null,null,null,null,null,null,null,null,{"$f":"DS115/(DP115-DL115)*1000","v":{"$error":"#DIV/0!"}}]
[null,null,null,null,null,null,null,null,null,null,null,null,null,null,null,null,null,null,null,null,null,null,null,null,null,null,null,null,null,null,null,null,null,null,null,null,null,null,null,null,null,null,null,null,null,null,null,null,null,null,null,null,null,null,{"$f":"DS116/(DP116-DL116)*1000","v":{"$error":"#DIV/0!"}}]
[null,null,null,null,null,null,null,null,null,null,null,null,null,null,null,null,null,null,null,null,null,null,null,null,null,null,null,null,null,null,null,null,null,null,null,null,null,null,null,null,null,null,null,null,null,null,null,null,null,null,null,null,null,null,{"$f":"BJ441/(BI441-BE441)*1000","v":{"$error":"#DIV/0!"}}]

{"sheet":"Legende","index":12,"n_rows":41,"n_cols":7,"rows_kept":41,"cut":false,"hidden":false,"merged":[]}
[]
["Zellenname","Deutsch","Englisch","Französisch","Italienisch","Portugues","Turkish"]
[]
["L_Kuehlfall","Kühlfall:","cooling mode:","Mode de refroidissement:","In raffescamento:"]
["L_Ansaugtemperatur_K","Ansaugtemperatur:","intake air temperature","Température de l'air d'admission","Temperatura aria in ingresso "]
["L_Kuehlwasservorlauf","Kühlwasservorlauf¹:","water supply temperature¹:","Température de l'eau¹:","Temperatura acqua in ingresso¹:"]
["L_Kuehlwasservorlauf_kon","Kühlwasservorlauf \nkondensierender Betrieb²:","water supply temperature (condensation mode)²:","Température de l'eau (Mode de condensation)²","Temperatura acqua in ingresso²:"]
["L_rF_kon","relative Feuchte²:","relative humidity²:","humidité relative"]
["L_projektierte_Leistung_k","projektierte Leistung:","required capacity for design situation:","Capacité requise pour la conception:","Potenzialità richiesta di progetto:"]
["L_Nennkühlwassermenge_K","Nennwassermenge:","nominal water flow rate:","quantité d'eau nominale","Portata acqua nominale:"]
["L_Istkühlwassermenge_K","Wassermenge Kühlen:","cold water flow rate:","quantité d'eau:","Portata acqua refrigerata:"]
["L_Heizfall","Heizfall:","heating mode:","Mode chauffage","In riscaldamento:"]
[]
["L_Ansaugtemperatur_H","Ansaugtemperatur:","intake air temperature","Température de l'air d'admission","Temperatura aria in ingresso "]
["L_Heizwasservorlauf","Heizwasservorlauf:","water supply temperature:","Température de l'eau:","Temperatura acqua in ingresso:"]
["L_projektierte_Leistung_h","projektierte Leistung:","required capacity for design situation:","Capacité requise pour la conception:","Potenzialità richiesta di progetto:"]
["L_Nennheizwassermenge_H","Nennwassermenge:","nominal water mass flow (heating):","quantité d'eau nominale","Portata acqua nominale:"]
["L_Istheizwassermenge_H","Wassermenge Heizen:","hot water flow rate:","quantité d'eau:","Portata acqua calda:"]
[]
["L_Volumenstrom","Volumenstrom","air flow rate","Debit d`air","Portata aria","Caudal de ar"]
["L_Drehzahl","Drehzahl","fan Speed","nombre de révolutions","Velocità del ventilatore "]
["L_Date","Datum:","Date:","data:","Data:","Data:","Tarih:"]
["L_Projekt","Projekt:","Project:","Projet:","Progetto:","Projecto:","Proje"]
["L_Bearbeiter","Bearbeiter:","Editor:","Responsable:","Responsabile:","Responsável:","Hazirlayan:"]
["L_Auslegung","Auslegung","calculation","calculer","calcole"]
["L_Kondensat","Kondensat²","condensate²","condensé²","condensato²"]
["L_Auslegetool","Auslegetool","Selection Software","Logiciel de sélection","Software di selezione"]
["L_mitFilter","mit Filter,"," with filter","avec filtre","con filtro"]
["L_ohneFilter","ohne Filter","without filter","sans filte","senza filtro"]
["L_mit3D","mit 3D-Strömung","with 3D-flow-application","avec 3D-courent","con 3D-corrente"]
["L_ohne3D","ohne 3D-Strömung","without 3D-flow-application"]
["L_mitSchalld","mit Schalldämmung","with sound insulation"]
["L_ohneSchalld","ohne Schalldämmung","without Schalldämmung"]
["L_Steuerspannung","Steuerspannung    (mit Filter)","control voltage     (with filter)","tension de commande (avec filtre)","tensione di controllo (con filtro)"]
["L_BG630","Baugröße 630","Size 630","Taille 630","Grandezza 630"]
["L_BG800","Baugröße 800","Size 800","Taille 800","Grandezza 800"]
["L_BG1000","Baugröße 1000","Size 1000","Taille 1000","Grandezza 1000"]
["L_Angabe","Angaben zu Toleranzen sowie weitere Spezifikationen sind der aktuellen Technischen Dokumentation zu entnehmen. Diese finden Sie auf www.LTG.de.","Information on tolerances and other specifications can be found in the current Technical Documentation. These can be found at www.LTG.de","Vous trouverez des informations sur les tolérances et autres spécifications dans la documentation technique actuelle. Ceux-ci peuvent être trouvés à www.LTG.de","Informazioni sulle tolleranze e altre specifiche sono disponibili nella documentazione tecnica corrente. Questi possono essere trovati su www.LTG.de"]
["L_Fehlerfreiheit","Eine Fehlerfreiheit des Programms kann nicht zugesichert werden.","An error-free program can not be guaranteed.","Un programme sans erreur ne peut être garanti.","Un programma senza errori non può essere garantito."]
["L_Programmierfehler","Aus Programmierfehlern entstandener Schaden geht nicht zu Lasten der LTG Aktiengesellschaft. Technische Änderungen im Rahmen der Weiterentwicklung vorbehalten.","Damage resulting from programming errors shall not be charged to LTG Aktiengesellschaft. We reserve the right to make technical changes within the scope of further development","découlant du mal des erreurs de programmation ne sont pas au détriment de LTG. Sous réserve de modifications techniques dans le cadre du développement.","derivanti da errori di programmazione danno non va a scapito della LTG. Con riserva di modifiche tecniche come parte dello sviluppo."]
["L_Zulufttemp","Zulufttemp.²","supply air temp²","temp de l'air d'alimentation²","temp dell'aria di alimentazione²"]

{"sheet":"Legende_Abkürzungen","index":13,"n_rows":38,"n_cols":8,"rows_kept":38,"cut":false,"hidden":false,"merged":[[0,13,0,17]]}
["Tel.  +49 (0)711 8201-180   Fax -720",null,"Email:","Raumluft@LTG-AG.de"]
["Legende für LTG-Induktionsgeräte",null,null,null,{"$f":"VKL!BG1","v":1},"Abfrage"]
["LTG Aktiengesellschaft",null,null,null,1,2,3,4]
[null,{"$f":"IF($E$2=1,E4,IF($E$2=2,F4,IF($E$2=3,G4,IF($E$2=4,H4,I4))))","v":"Deutsch"},null,null,"Deutsch","Englisch","Französisch","Italienisch"]
["Dp [Pa]","statischer Luftdruck am Primärluftstutzen in Pa",null,null,"statischer Luftdruck am Primärluftstutzen in Pa","static pressure of primary air (spigot)","pression statique á la tubulure de l'air primaire","pressione statica sul canotto di entrata aria primaria"]
["VP [m³/h]","Primärluftvolmenstrom in m³/h pro Gerät (+/- 10%)",null,null,"Primärluftvolmenstrom in m³/h pro Gerät (+/- 10%)","Primary air flow rate(+/- 10%)","débit volume de l'air primaire (+/- 10%)","portata d'aria primaria (+/-10%)"]
["LWA [dB(A)]","Schallleistungspegel in dB(A) (+/- 3 dB)",null,null,"Schallleistungspegel in dB(A) (+/- 3 dB)","Sound power level (+/- 3 dB)","Niveau de puissance sonore (+/-3 dB)","Livello di potenza sonora (+/- 3 dB)"]
["LA18 [dB(A)]","Schalldruckpegel bei 18 m² Sabine in dB(A) (+/- 3 dB)",null,null,"Schalldruckpegel bei 18 m² Sabine in dB(A) (+/- 3 dB)","Sound pressure level at a room absorption of 18m² Sabine(+/-3 dB)","niveau de pression acoustique lors d'une absorption de la salle de 18m² Sabine","Livello di pressione sonora con 18m² Sabine di assorbimento"]
["QPK [W]","Kühlleistung Primärluft",null,null,"Kühlleistung Primärluft","cooling capacity primary air","puissance frigorifique de l'air primaire","potenza frigorifera aria primaria"]
["QSK1) [W]","Sekundärkühlleistung (sensibel) in W bei nicht kondensierendem Betrieb (+/- 5%)",null,null,"Sekundärkühlleistung (sensibel) in W bei nicht kondensierendem Betrieb (+/- 5%)","Secondary cooling capacity  - heat exchanger (not condensing)","Capacité de refroidissement secondaire - sur l'échangeur thermique (sans condensation)","capacità di raffreddamento secondario - scambiatore di calore (senza condensa)"]
["QKges1) [W]","Gesamtkühlleistung bei nichtkondensierendem Betrieb in W",null,null,"Gesamtkühlleistung bei nichtkondensierendem Betrieb in W","Total cooling capacity (not condensing)","Capacité totale de refroidissement (sans condensation)","Potenza frigorifera totale (senza condensa)"]
["QTotal2) [W]","Totalleistung (sensibel + latent) in W bei kondensierendem Betrieb (+/- 5%)",null,null,"Totalleistung (sensibel + latent) in W bei kondensierendem Betrieb (+/- 5%)","Total cooling capacity at condensation (sensetive + latent)","Capacité totale de refroidissement avec condensation (sensible + latent)","Potenza frigorifera totale con condensazione (sensitivo + latente)"]
["QSK2) [W]",{"$f":"IF($E$2=1,E13,IF($E$2=2,F13,IF($E$2=3,G13,IF($E$2=4,H13,I13))))","v":"Sekundärkühlleistung (sensibel) in W bei kondensierendem Betrieb (+/- 5%)"},null,null,"Sekundärkühlleistung (sensibel) in W bei kondensierendem Betrieb (+/- 5%)","Secondary cooling capacity at condensation (sensetive)","Capacité de refroidissement secondaire avec condensation (sensible)","capacità di raffreddamento secondario con condensazione (sensitivo)"]
["Qsensibel, K2) [W]",{"$f":"IF($E$2=1,E14,IF($E$2=2,F14,IF($E$2=3,G14,IF($E$2=4,H14,I14))))","v":"Sekundärkühlleistung (sensibel) in W bei kondensierendem Betrieb (+/- 5%)"},null,null,"Sekundärkühlleistung (sensibel) in W bei kondensierendem Betrieb (+/- 5%)","Secondary cooling capacity at condensation (sensetive)","Capacité de refroidissement secondaire avec condensation (sensible)","capacità di raffreddamento secondario con condensazione (sensitivo)"]
["QKges2) [W]","Gesamtkühlleistung (sensibel + primär) bei kondensierendem Betrieb in W",null,null,"Gesamtkühlleistung (sensibel + primär) bei kondensierendem Betrieb in W","cooling capacity at condensation (sensetive + primary)","Capacité de refroidissement (sensible + primaire)","capacità di raffreddamento (sensitivo + primario)"]
["QPH [W]","Primärheizleistung in W (negativ = kühlen)",null,null,"Primärheizleistung in W (negativ = kühlen)","Primary heating capacity","Primary heating capacity","riscaldamento primario"]
["QSH [W]","Sekundärheizleistung in W (+/- 5%)",null,null,"Sekundärheizleistung in W (+/- 5%)","Secondary heating capacity","chauffage secondaire","riscaldamento secondaria"]
["QHges [W]","Gesamtheizleistung in W",null,null,"Gesamtheizleistung in W","Total heating capacity","puissance de chauffage totale","potenza termica totale"]
["tRaum [°C]","Raumtemperatur in °C",null,null,"Raumtemperatur in °C","Room temperature:","Température ambiante:","Temperatura ambiente:"]
["tKWRL [°C]","Kaltwasser-Rücklauftemperatur in °C",null,null,"Kaltwasser-Rücklauftemperatur in °C","Cold water return temperature","température de retour d'eau froide","temperatura di ritorno dell'acqua fredda"]
["tKWRL2 [°C]",{"$f":"IF($E$2=1,E21,IF($E$2=2,F21,IF($E$2=3,G21,IF($E$2=4,H21,I21))))","v":"Kaltwasser-Rücklauftemperatur in °C (kondensierender Betrieb)"},null,null,"Kaltwasser-Rücklauftemperatur in °C (kondensierender Betrieb)","Cold water return temperature (at condensation)","température de retour d'eau froide (avec condensation)","temperatura di ritorno dell'acqua fredda (con condensazione)"]
["tWWRL [°C]","Warmwasser-Rücklauftemperatur in °C",null,null,"Warmwasser-Rücklauftemperatur in °C","Hot water return temperature","température de retour d'eau chaude","temperatura di ritorno dell'acqua calda"]
["wOK","Nennwassermenge Kühlen in kg/h",null,null,"Nennwassermenge Kühlen in kg/h","nominal water mass flow (cooling)","quantité d'eau nominale (refroidissement)","Portata acqua nominale (raffreddamento)"]
["wOH","Nennwassermenge Heizen in kg/h",null,null,"Nennwassermenge Heizen in kg/h","nominal water mass flow (heating)","quantité d'eau nominale (chauffage)","Portata acqua nominale (riscaldamento)"]
["wK=","gewählte Wassermenge Kühlen",null,null,"gewählte Wassermenge Kühlen","Cold Water Flow Rate","quantité d'eau (refroidissement)","Portata acqua refrigerata"]
["wH=","gewählte Wassermenge Heizen",null,null,"gewählte Wassermenge Heizen","Hot Water Flow Rate","quantité d'eau (chauffage)","Portata acqua calda"]
["DpK","wasserseitiger Druckverlust über Kühlregister in kPa",null,null,"wasserseitiger Druckverlust über Kühlregister in kPa","water-side pressure loss","perte de charge sur l'eau","perdita di carico lato acqua"]
["DpH","wasserseitiger Druckverlust Heizregister in kPa",null,null,"wasserseitiger Druckverlust Heizregister in kPa","water-side pressure loss","perte de charge sur l'eau","perdita di carico lato acqua"]
["QE","Eigenkonvektion bei Warmwasservorlaufttemperatur 55 °C, Raumlufttemperatur 20 °C, Nennwassermenge",null,null,"Eigenkonvektion bei Warmwasservorlaufttemperatur 55 °C, Raumlufttemperatur 20 °C, Nennwassermenge","heating capacity by natural convection (Water supply temperature = 55°C, Roomtemp. = 20°C, nominal water mass flow)","puissance calorifique de convection propre (Température de l'eau = 55°C; température ambiante = 20°C; quantité d'eau nominale)","potenza calorifera a convezione naturale (Temperatura acqua in ingresso = 55°C; temperatura ambiente = 20°C ; Portata acqua)"]
["1*)","nicht kondensierender Betrieb",null,null,"nicht kondensierender Betrieb","not condensing","sans condensation","senza condensa"]
["2*)","kondensierender Betrieb",null,null,"kondensierender Betrieb","at condensation","avec condensation","con condensazione"]
[]
[]
[]
["ã LTG Aktiengesellschaft: 12.04.2017, TT"]
[{"$f":"L_Angabe","v":"Angaben zu Toleranzen sowie weitere Spezifikationen sind der aktuellen Technischen Dokumentation zu entnehmen. Diese finden Sie auf www.LTG.de."}]
[{"$f":"L_Fehlerfreiheit","v":"Eine Fehlerfreiheit des Programms kann nicht zugesichert werden."}]
[{"$f":"L_Programmierfehler","v":"Aus Programmierfehlern entstandener Schaden geht nicht zu Lasten der LTG Aktiengesellschaft. Technische Änderungen im Rahmen der Weiterentwicklung vorbehalten."}]

{"sheet":"Tabelle1","index":14,"n_rows":240,"n_cols":27,"rows_kept":240,"cut":false,"hidden":true,"merged":[]}
["Timestamp","Date","Time","Name","Projekt","Wassermenge [kg/h]","T Wasser Vorlauf [°C]","T Wasser Rücklauf [°C]","T Wasser Spreizung [K]","Q Sek [W]","q Sek [W/K]","V Sek [m³/h]","i [-]","T Ansaug mean [°C]","T Ausblas mean [°C]","T WT in [°C]","T WT out [°C]","Messstrecke","Wirkdruck","V Prim [m³/h]","T Ansaug 1","T Ansaug 2","T Ansaug 3","T Ausblas 1","T Ausblas 2","T Ausblas 3","T Primärluft"]
[10.935,"2017-11-07","10:56:06","TT","VKL 2-L",205.87084400000001,16.579000000000001,17.148,-0.56899999999999995,-136.013148,37.318404999999998,318.76392299999998,0,20.223666999999999,18.949332999999999,20.223666999999999,18.949332999999999,"-",0,0,20.11,20.27,20.3,17.09,17.23,22.52,20.48]
[10.939,"2017-11-07","10:56:20","TT","VKL 2-L",205.56758099999999,16.552,17.152000000000001,-0.6,-143.21208100000001,39.164653000000001,340.17354899999998,0,20.208666999999998,18.951333000000002,20.208666999999998,18.951333000000002,"-",0,0,20.11,20.22,20.3,17.09,17.23,22.53,20.49]
[10.943,"2017-11-07","10:56:34","TT","VKL 2-L",207.209295,16.536000000000001,17.141999999999999,-0.60599999999999998,-145.79936699999999,39.673296999999998,347.33206000000001,0,20.210999999999999,18.957332999999998,20.210999999999999,18.957332999999998,"-",0,0,20.11,20.22,20.3,17.09,17.23,22.54,20.49]
[10.946999999999999,"2017-11-07","10:56:48","TT","VKL 2-L",206.28822199999999,16.547999999999998,17.123000000000001,-0.57499999999999996,-137.72603899999999,37.568477999999999,328.71109200000001,0,20.213999999999999,18.962667,20.213999999999999,18.962667,"-",0,0,20.12,20.21,20.309999999999999,17.100000000000001,17.239999999999998,22.55,20.49]
[10.951000000000001,"2017-11-07","10:57:02","TT","VKL 2-L",206.999764,16.585999999999999,17.103999999999999,-0.51800000000000002,-124.501158,34.147328000000002,293.47295800000001,0,20.231999999999999,18.965,20.231999999999999,18.965,"-",0,0,20.14,20.239999999999998,20.309999999999999,17.100000000000001,17.239999999999998,22.55,20.5]
[10.954000000000001,"2017-11-07","10:57:16","TT","VKL 2-L",206.083054,16.635000000000002,17.093,-0.45800000000000002,-109.592679,30.462154999999999,258.194974,0,20.232666999999999,18.965,20.232666999999999,18.965,"-",0,0,20.14,20.25,20.309999999999999,17.100000000000001,17.239999999999998,22.56,20.5]
[10.958,"2017-11-07","10:57:30","TT","VKL 2-L",206.795534,16.675999999999998,17.094999999999999,-0.41899999999999998,-100.607176,28.369351000000002,240.37553299999999,0,20.222332999999999,18.972332999999999,20.222332999999999,18.972332999999999,"-",0,0,20.14,20.22,20.309999999999999,17.11,17.239999999999998,22.57,20.5]
[10.962,"2017-11-07","10:57:44","TT","VKL 2-L",206.08116699999999,16.675999999999998,17.117999999999999,-0.442,-105.76314499999999,29.653217999999999,248.64972,0,20.242667000000001,18.972332999999999,20.242667000000001,18.972332999999999,"-",0,0,20.14,20.28,20.32,17.100000000000001,17.239999999999998,22.57,20.51]
[10.965999999999999,"2017-11-07","10:57:58","TT","VKL 2-L",206.08503300000001,16.637,17.149999999999999,-0.51300000000000001,-122.75454999999999,34.139580000000002,291.58050400000002,0,20.232666999999999,18.975332999999999,20.232666999999999,18.975332999999999,"-",0,0,20.14,20.239999999999998,20.32,17.100000000000001,17.239999999999998,22.58,20.52]
[10.97,"2017-11-07","10:58:12","TT","VKL 2-L",206.284627,16.588999999999999,17.172999999999998,-0.58399999999999996,-139.87931399999999,38.211432000000002,328.59834599999999,0,20.249666999999999,18.978332999999999,20.249666999999999,18.978332999999999,"-",0,0,20.149999999999999,20.27,20.32,17.100000000000001,17.25,22.59,20.52]
[10.974,"2017-11-07","10:58:26","TT","VKL 2-L",206.49202199999999,16.552,17.178999999999998,-0.627,-150.329633,40.754463999999999,357.93399599999998,0,20.240666999999998,18.986332999999998,20.240666999999998,18.986332999999998,"-",0,0,20.14,20.260000000000002,20.32,17.11,17.25,22.6,20.52]
[10.978,"2017-11-07","10:58:40","TT","VKL 2-L",206.28805199999999,16.527999999999999,17.166,-0.63800000000000001,-152.81589700000001,41.068502000000002,362.88941299999999,0,20.248999999999999,18.991333000000001,20.248999999999999,18.991333000000001,"-",0,0,20.149999999999999,20.27,20.329999999999998,17.12,17.25,22.6,20.53]
[10.981999999999999,"2017-11-07","10:58:54","TT","VKL 2-L",206.07966300000001,16.515000000000001,17.140999999999998,-0.626,-149.79014799999999,40.061553000000004,355.89286900000002,0,20.254000000000001,18.997,20.254000000000001,18.997,"-",0,0,20.14,20.28,20.34,17.12,17.260000000000002,22.61,20.53]
[10.986000000000001,"2017-11-07","10:59:08","TT","VKL 2-L",206.700592,16.529,17.114999999999998,-0.58599999999999997,-140.641379,37.691989999999997,332.91993600000001,0,20.260332999999999,18.998667000000001,20.260332999999999,18.998667000000001,"-",0,0,20.149999999999999,20.29,20.34,17.12,17.260000000000002,22.61,20.54]
[10.989000000000001,"2017-11-07","10:59:22","TT","VKL 2-L",206.080726,16.568000000000001,17.094999999999999,-0.52700000000000002,-126.101941,34.060125999999997,296.15549700000003,0,20.270333000000001,18.998667000000001,20.270333000000001,18.998667000000001,"-",0,0,20.170000000000002,20.3,20.350000000000001,17.12,17.260000000000002,22.61,20.54]
[10.993,"2017-11-07","10:59:36","TT","VKL 2-L",206.080455,16.614000000000001,17.085999999999999,-0.47199999999999998,-112.941248,30.802159,263.38303100000002,0,20.280667000000001,19,20.280667000000001,19,"-",0,0,20.170000000000002,20.32,20.350000000000001,17.12,17.260000000000002,22.62,20.54]
[10.997,"2017-11-07","10:59:50","TT","VKL 2-L",206.28897900000001,16.638999999999999,17.093,-0.45400000000000001,-108.744089,29.899391999999999,255.122388,0,20.276,19.003,20.276,19.003,"-",0,0,20.170000000000002,20.3,20.36,17.12,17.260000000000002,22.63,20.54]
[11.000999999999999,"2017-11-07","11:00:04","TT","VKL 2-L",206.69621699999999,16.629000000000001,17.119,-0.49,-117.598665,32.136636000000003,273.81667700000003,0,20.288333000000002,19.005666999999999,20.288333000000002,19.005666999999999,"-",0,0,20.2,20.3,20.36,17.12,17.260000000000002,22.63,20.55]
[11.005000000000001,"2017-11-07","11:00:18","TT","VKL 2-L",206.28630000000001,16.596,17.140999999999998,-0.54500000000000004,-130.539117,35.261781999999997,302.29746799999998,0,20.297999999999998,19.008333,20.297999999999998,19.008333,"-",0,0,20.2,20.32,20.37,17.13,17.27,22.63,20.56]
[11.009,"2017-11-07","11:00:32","TT","VKL 2-L",206.080455,16.565999999999999,17.155000000000001,-0.58899999999999997,-140.93727799999999,37.788170000000001,327.47746699999999,0,20.295667000000002,19.010332999999999,20.295667000000002,19.010332999999999,"-",0,0,20.21,20.3,20.38,17.13,17.27,22.63,20.56]
[11.013,"2017-11-07","11:00:46","TT","VKL 2-L",205.87593100000001,16.542999999999999,17.155999999999999,-0.61299999999999999,-146.534482,39.048093999999999,341.63473199999999,0,20.295667000000002,19.014666999999999,20.295667000000002,19.014666999999999,"-",0,0,20.2,20.309999999999999,20.38,17.14,17.27,22.64,20.57]
[11.016999999999999,"2017-11-07","11:01:00","TT","VKL 2-L",206.28653800000001,16.533999999999999,17.145,-0.61099999999999999,-146.347692,38.784723999999997,338.11982999999998,0,20.307333,19.014666999999999,20.307333,19.014666999999999,"-",0,0,20.22,20.32,20.38,17.14,17.27,22.64,20.57]
[11.021000000000001,"2017-11-07","11:01:14","TT","VKL 2-L",206.28596099999999,16.548999999999999,17.125,-0.57599999999999996,-137.96405100000001,36.575834999999998,316.46542399999998,0,20.321000000000002,19.018999999999998,20.321000000000002,19.018999999999998,"-",0,0,20.239999999999998,20.329999999999998,20.39,17.13,17.27,22.65,20.57]
[11.023999999999999,"2017-11-07","11:01:28","TT","VKL 2-L",206.08109899999999,16.585999999999999,17.111000000000001,-0.52500000000000002,-125.623603,33.553313000000003,286.617638,0,20.329999999999998,19.021000000000001,20.329999999999998,19.021000000000001,"-",0,0,20.25,20.34,20.399999999999999,17.13,17.27,22.66,20.57]
[11.028,"2017-11-07","11:01:42","TT","VKL 2-L",205.67709400000001,16.625,17.094000000000001,-0.46899999999999997,-112.003747,30.189689000000001,254.89405400000001,0,20.335000000000001,19.022666999999998,20.335000000000001,19.022666999999998,"-",0,0,20.25,20.350000000000001,20.399999999999999,17.13,17.27,22.67,20.57]
[11.032,"2017-11-07","11:01:56","TT","VKL 2-L",206.29055099999999,16.664000000000001,17.103999999999999,-0.44,-105.39155,28.753606000000001,241.626079,0,20.329332999999998,19.026667,20.329332999999998,19.026667,"-",0,0,20.239999999999998,20.34,20.399999999999999,17.13,17.27,22.68,20.56]
[11.036,"2017-11-07","11:02:10","TT","VKL 2-L",205.87593100000001,16.667999999999999,17.125,-0.45700000000000002,-109.243488,29.823502000000001,250.71384499999999,0,20.331,19.029667,20.331,19.029667,"-",0,0,20.260000000000002,20.34,20.399999999999999,17.13,17.27,22.68,20.56]
[11.04,"2017-11-07","11:02:24","TT","VKL 2-L",207.00134600000001,16.63,17.148,-0.51800000000000002,-124.50211,33.688673999999999,287.12979200000001,0,20.325666999999999,19.030667000000001,20.325666999999999,19.030667000000001,"-",0,0,20.25,20.329999999999998,20.399999999999999,17.13,17.28,22.68,20.56]
[11.044,"2017-11-07","11:02:38","TT","VKL 2-L",205.566801,16.585000000000001,17.170999999999999,-0.58599999999999997,-139.869935,37.361749000000003,322.48843599999998,0,20.328666999999999,19.033332999999999,20.328666999999999,19.033332999999999,"-",0,0,20.25,20.329999999999998,20.399999999999999,17.13,17.28,22.69,20.56]
[11.048,"2017-11-07","11:02:52","TT","VKL 2-L",205.672832,16.547999999999998,17.175999999999998,-0.628,-149.972059,39.661158,346.67230899999998,0,20.329332999999998,19.037333,20.329332999999998,19.037333,"-",0,0,20.25,20.34,20.399999999999999,17.14,17.29,22.69,20.57]
[11.052,"2017-11-07","11:03:06","TT","VKL 2-L",206.69704300000001,16.524999999999999,17.164000000000001,-0.63900000000000001,-153.35887099999999,40.153309,351.41857499999998,0,20.344332999999999,19.041,20.344332999999999,19.041,"-",0,0,20.239999999999998,20.39,20.399999999999999,17.14,17.29,22.69,20.57]
[11.055999999999999,"2017-11-07","11:03:20","TT","VKL 2-L",205.36170100000001,16.515000000000001,17.141999999999999,-0.627,-149.50674100000001,39.110588,344.79608000000002,0,20.337667,19.042667000000002,20.337667,19.042667000000002,"-",0,0,20.239999999999998,20.37,20.41,17.14,17.29,22.69,20.58]
[11.058999999999999,"2017-11-07","11:03:34","TT","VKL 2-L",206.07973100000001,16.518999999999998,17.122,-0.60299999999999998,-144.28672399999999,37.712159999999997,330.79915,0,20.344999999999999,19.042332999999999,20.344999999999999,19.042332999999999,"-",0,0,20.25,20.37,20.41,17.14,17.29,22.69,20.59]
[11.063000000000001,"2017-11-07","11:03:48","TT","VKL 2-L",205.89413099999999,16.553000000000001,17.102,-0.54900000000000004,-131.24721400000001,34.736801,304.17310500000002,0,20.331333000000001,19.042667000000002,20.331333000000001,19.042667000000002,"-",0,0,20.25,20.329999999999998,20.420000000000002,17.14,17.29,22.69,20.6]
[11.067,"2017-11-07","11:04:02","TT","VKL 2-L",205.36384899999999,16.600000000000001,17.09,-0.49,-116.840621,31.293800999999998,270.71495800000002,0,20.333666999999998,19.044667,20.333666999999998,19.044667,"-",0,0,20.260000000000002,20.32,20.43,17.149999999999999,17.29,22.69,20.61]
[11.071,"2017-11-07","11:04:16","TT","VKL 2-L",205.164311,16.619,17.088000000000001,-0.46899999999999997,-111.72450499999999,30.092791999999999,259.19626399999999,0,20.331666999999999,19.044333000000002,20.331666999999999,19.044333000000002,"-",0,0,20.239999999999998,20.32,20.43,17.14,17.3,22.69,20.61]
[11.074999999999999,"2017-11-07","11:04:30","TT","VKL 2-L",205.57387700000001,16.617999999999999,17.108000000000001,-0.49,-116.960115,31.471912,271.835376,0,20.334333000000001,19.049333000000001,20.334333000000001,19.049333000000001,"-",0,0,20.260000000000002,20.309999999999999,20.43,17.149999999999999,17.29,22.71,20.61]
[11.079000000000001,"2017-11-07","11:04:44","TT","VKL 2-L",205.87549000000001,16.597000000000001,17.132999999999999,-0.53600000000000003,-128.12775500000001,34.164364999999997,294.80838999999997,0,20.347332999999999,19.049333000000001,20.347332999999999,19.049333000000001,"-",0,0,20.260000000000002,20.34,20.440000000000001,17.149999999999999,17.3,22.7,20.62]
[11.083,"2017-11-07","11:04:58","TT","VKL 2-L",206.49190899999999,16.573,17.151,-0.57799999999999996,-138.581309,36.616515999999997,316.58449200000001,0,20.357666999999999,19.050332999999998,20.357666999999999,19.050332999999998,"-",0,0,20.260000000000002,20.37,20.440000000000001,17.149999999999999,17.3,22.7,20.62]
[11.087,"2017-11-07","11:05:12","TT","VKL 2-L",205.16099800000001,16.559000000000001,17.151,-0.59199999999999997,-141.023111,37.072322,321.58873799999998,0,20.363,19.053332999999999,20.363,19.053332999999999,"-",0,0,20.27,20.38,20.440000000000001,17.149999999999999,17.3,22.71,20.62]
[11.090999999999999,"2017-11-07","11:05:26","TT","VKL 2-L",205.67171300000001,16.577000000000002,17.140999999999998,-0.56399999999999995,-134.68754899999999,35.347969999999997,303.281612,0,20.387333000000002,19.061,20.387333000000002,19.061,"-",0,0,20.28,20.43,20.45,17.149999999999999,17.3,22.73,20.62]
[11.093999999999999,"2017-11-07","11:05:40","TT","VKL 2-L",205.36210800000001,16.619,17.131,-0.51200000000000001,-122.085491,32.559024999999998,280.47361799999999,0,20.368666999999999,19.068667000000001,20.368666999999999,19.068667000000001,"-",0,0,20.29,20.37,20.45,17.16,17.3,22.75,20.64]
[11.098000000000001,"2017-11-07","11:05:54","TT","VKL 2-L",205.87339900000001,16.645,17.129000000000001,-0.48399999999999999,-115.696275,30.923808000000001,263.63218999999998,0,20.386333,19.075666999999999,20.386333,19.075666999999999,"-",0,0,20.3,20.41,20.45,17.16,17.3,22.76,20.64]
[11.102,"2017-11-07","11:06:08","TT","VKL 2-L",205.67358999999999,16.64,17.135999999999999,-0.496,-118.44970600000001,31.603442999999999,270.52552300000002,0,20.388000000000002,19.080333,20.388000000000002,19.080333,"-",0,0,20.3,20.41,20.46,17.16,17.309999999999999,22.78,20.64]
[11.106,"2017-11-07","11:06:22","TT","VKL 2-L",205.571628,16.611999999999998,17.155000000000001,-0.54300000000000004,-129.60948500000001,34.495072,300.22225900000001,0,20.369333000000001,19.079999999999998,20.369333000000001,19.079999999999998,"-",0,0,20.3,20.36,20.45,17.16,17.309999999999999,22.77,20.64]
[11.11,"2017-11-07","11:06:36","TT","VKL 2-L",205.57059899999999,16.574999999999999,17.175000000000001,-0.6,-143.21418399999999,37.757496000000003,333.80683299999998,0,20.367999999999999,19.086666999999998,20.367999999999999,19.086666999999998,"-",0,0,20.3,20.350000000000001,20.45,17.16,17.309999999999999,22.79,20.64]
[11.114000000000001,"2017-11-07","11:06:50","TT","VKL 2-L",205.87770599999999,16.542000000000002,17.178000000000001,-0.63600000000000001,-152.03382300000001,39.712797000000002,355.28811300000001,0,20.370332999999999,19.092333,20.370332999999999,19.092333,"-",0,0,20.309999999999999,20.350000000000001,20.45,17.16,17.32,22.8,20.64]
[11.118,"2017-11-07","11:07:04","TT","VKL 2-L",205.87336500000001,16.524000000000001,17.166,-0.64200000000000002,-153.46486899999999,39.874814000000001,359.38220999999999,0,20.372667,19.097332999999999,20.372667,19.097332999999999,"-",0,0,20.309999999999999,20.34,20.46,17.170000000000002,17.32,22.8,20.64]
[11.122,"2017-11-07","11:07:18","TT","VKL 2-L",207.000114,16.524000000000001,17.138000000000002,-0.61399999999999999,-147.57498100000001,38.384337000000002,345.49903799999998,0,20.368666999999999,19.093,20.368666999999999,19.093,"-",0,0,20.309999999999999,20.34,20.46,17.170000000000002,17.32,22.79,20.65]
[11.125999999999999,"2017-11-07","11:07:32","TT","VKL 2-L",205.566349,16.558,17.12,-0.56200000000000006,-134.14117899999999,35.036003999999998,309.59871900000002,0,20.386666999999999,19.092666999999999,20.386666999999999,19.092666999999999,"-",0,0,20.32,20.38,20.46,17.16,17.32,22.79,20.66]
[11.129,"2017-11-07","11:07:46","TT","VKL 2-L",206.79724100000001,16.603000000000002,17.106999999999999,-0.504,-121.017746,32.020924000000001,280.17582599999997,0,20.382332999999999,19.092333,20.382332999999999,19.092333,"-",0,0,20.32,20.37,20.46,17.16,17.32,22.8,20.66]
[11.132999999999999,"2017-11-07","11:08:00","TT","VKL 2-L",205.56525199999999,16.623000000000001,17.099,-0.47599999999999998,-113.613631,30.085699999999999,260.21010699999999,0,20.399332999999999,19.095333,20.399332999999999,19.095333,"-",0,0,20.32,20.420000000000002,20.46,17.170000000000002,17.32,22.8,20.66]
[11.137,"2017-11-07","11:08:14","TT","VKL 2-L",206.08076,16.616,17.109000000000002,-0.49299999999999999,-117.966351,31.326816999999998,273.818893,0,20.381667,19.094999999999999,20.381667,19.094999999999999,"-",0,0,20.32,20.37,20.46,17.16,17.32,22.81,20.66]
[11.141,"2017-11-07","11:08:28","TT","VKL 2-L",206.07959500000001,16.597000000000001,17.129000000000001,-0.53200000000000003,-127.297656,33.649921999999997,295.63153,0,20.38,19.094000000000001,20.38,19.094000000000001,"-",0,0,20.309999999999999,20.37,20.46,17.16,17.32,22.8,20.66]
[11.145,"2017-11-07","11:08:42","TT","VKL 2-L",206.080274,16.568999999999999,17.143000000000001,-0.57399999999999995,-137.34792300000001,35.989499000000002,317.90070600000001,0,20.385332999999999,19.094999999999999,20.385332999999999,19.094999999999999,"-",0,0,20.32,20.38,20.46,17.170000000000002,17.32,22.8,20.65]
[11.148999999999999,"2017-11-07","11:08:56","TT","VKL 2-L",205.876542,16.547999999999998,17.148,-0.6,-143.427324,37.454906999999999,334.216679,0,20.377333,19.095666999999999,20.377333,19.095666999999999,"-",0,0,20.309999999999999,20.36,20.46,17.16,17.32,22.8,20.65]
[11.153,"2017-11-07","11:09:10","TT","VKL 2-L",205.56597600000001,16.545000000000002,17.14,-0.59499999999999997,-142.017538,36.999792999999997,329.73099300000001,0,20.383333,19.097000000000001,20.383333,19.097000000000001,"-",0,0,20.309999999999999,20.38,20.46,17.170000000000002,17.32,22.8,20.65]
[11.157,"2017-11-07","11:09:24","TT","VKL 2-L",205.87729899999999,16.568999999999999,17.123000000000001,-0.55400000000000005,-132.43171599999999,34.746820999999997,307.554689,0,20.380333,19.094332999999999,20.380333,19.094332999999999,"-",0,0,20.3,20.38,20.46,17.16,17.329999999999998,22.8,20.65]
[11.161,"2017-11-07","11:09:38","TT","VKL 2-L",206.795636,16.611999999999998,17.111000000000001,-0.499,-119.816243,31.94248,282.65280799999999,0,20.363,19.097000000000001,20.363,19.097000000000001,"-",0,0,20.28,20.350000000000001,20.46,17.16,17.329999999999998,22.8,20.65]
[11.164,"2017-11-07","11:09:52","TT","VKL 2-L",206.284175,16.648,17.113,-0.46500000000000002,-111.37626400000001,29.964020999999999,263.01946400000003,0,20.364999999999998,19.100332999999999,20.364999999999998,19.100332999999999,"-",0,0,20.28,20.350000000000001,20.46,17.170000000000002,17.329999999999998,22.8,20.66]
[11.167999999999999,"2017-11-07","11:10:06","TT","VKL 2-L",205.56847400000001,16.655000000000001,17.128,-0.47299999999999998,-112.899348,30.371058000000001,264.31727000000001,0,20.372333000000001,19.096667,20.372333000000001,19.096667,"-",0,0,20.29,20.37,20.46,17.170000000000002,17.32,22.8,20.66]
[11.172000000000001,"2017-11-07","11:10:20","TT","VKL 2-L",205.56860900000001,16.638000000000002,17.152000000000001,-0.51400000000000001,-122.68563,32.894528999999999,289.11734999999999,0,20.367667000000001,19.100332999999999,20.367667000000001,19.100332999999999,"-",0,0,20.29,20.36,20.46,17.170000000000002,17.329999999999998,22.8,20.67]
[11.176,"2017-11-07","11:10:34","TT","VKL 2-L",206.79659699999999,16.605,17.172999999999998,-0.56799999999999995,-136.38465299999999,36.275730000000003,322.928923,0,20.364667000000001,19.103332999999999,20.364667000000001,19.103332999999999,"-",0,0,20.28,20.350000000000001,20.47,17.170000000000002,17.329999999999998,22.81,20.67]
[11.18,"2017-11-07","11:10:48","TT","VKL 2-L",205.87473299999999,16.576000000000001,17.187000000000001,-0.61099999999999999,-146.055542,38.526916999999997,345.27998100000002,0,20.367000000000001,19.103667000000002,20.367000000000001,19.103667000000002,"-",0,0,20.3,20.34,20.47,17.18,17.329999999999998,22.8,20.67]
[11.183999999999999,"2017-11-07","11:11:02","TT","VKL 2-L",205.56617900000001,16.556000000000001,17.181999999999999,-0.626,-149.41691900000001,39.265132999999999,355.194481,0,20.361332999999998,19.105,20.361332999999998,19.105,"-",0,0,20.29,20.32,20.47,17.18,17.34,22.79,20.67]
[11.188000000000001,"2017-11-07","11:11:16","TT","VKL 2-L",205.87596500000001,16.544,17.163,-0.61899999999999999,-147.96877499999999,38.681275999999997,349.80292500000002,0,20.369333000000001,19.106000000000002,20.369333000000001,19.106000000000002,"-",0,0,20.3,20.34,20.47,17.18,17.34,22.8,20.67]
[11.192,"2017-11-07","11:11:30","TT","VKL 2-L",205.874292,16.565999999999999,17.141999999999999,-0.57599999999999996,-137.688727,36.275241999999999,328.09764000000001,0,20.361667000000001,19.108332999999998,20.361667000000001,19.108332999999998,"-",0,0,20.29,20.309999999999999,20.48,17.18,17.34,22.8,20.67]
[11.196,"2017-11-07","11:11:44","TT","VKL 2-L",205.572238,16.614999999999998,17.126999999999999,-0.51200000000000001,-122.21041099999999,32.612634,290.98228899999998,0,20.362333,19.108000000000001,20.362333,19.108000000000001,"-",0,0,20.3,20.3,20.48,17.18,17.34,22.81,20.67]
[11.199,"2017-11-07","11:11:58","TT","VKL 2-L",206.08455799999999,16.634,17.123000000000001,-0.48899999999999999,-117.011377,31.398402000000001,279.56924400000003,0,20.360666999999999,19.110666999999999,20.360666999999999,19.110666999999999,"-",0,0,20.29,20.309999999999999,20.48,17.18,17.34,22.81,20.67]
[11.202999999999999,"2017-11-07","11:12:12","TT","VKL 2-L",205.876915,16.62,17.135000000000002,-0.51500000000000001,-123.108676,32.831899,293.276926,0,20.369667,19.116,20.369667,19.116,"-",0,0,20.309999999999999,20.309999999999999,20.49,17.18,17.34,22.82,20.67]
[11.207000000000001,"2017-11-07","11:12:26","TT","VKL 2-L",206.49311800000001,16.591999999999999,17.155999999999999,-0.56399999999999995,-135.22546,35.818151,323.69143600000001,0,20.367332999999999,19.119667,20.367332999999999,19.119667,"-",0,0,20.309999999999999,20.3,20.49,17.190000000000001,17.34,22.83,20.67]
[11.211,"2017-11-07","11:12:40","TT","VKL 2-L",206.703339,16.562999999999999,17.164000000000001,-0.60099999999999998,-144.24333200000001,37.862454999999997,343.71656899999999,0,20.372667,19.119333000000001,20.372667,19.119333000000001,"-",0,0,20.309999999999999,20.32,20.5,17.18,17.34,22.83,20.68]
[11.215,"2017-11-07","11:12:54","TT","VKL 2-L",206.28393800000001,16.544,17.163,-0.61899999999999999,-148.26199600000001,38.791730999999999,357.86106000000001,0,20.366,19.128667,20.366,19.128667,"-",0,0,20.309999999999999,20.3,20.5,17.190000000000001,17.350000000000001,22.85,20.67]
[11.218999999999999,"2017-11-07","11:13:08","TT","VKL 2-L",206.69428400000001,16.54,17.149999999999999,-0.61,-146.39696799999999,38.058137000000002,348.38517899999999,0,20.386666999999999,19.131667,20.386666999999999,19.131667,"-",0,0,20.309999999999999,20.350000000000001,20.5,17.190000000000001,17.350000000000001,22.86,20.68]
[11.223000000000001,"2017-11-07","11:13:22","TT","VKL 2-L",205.161168,16.552,17.138000000000002,-0.58599999999999997,-139.59393800000001,36.422144000000003,333.52459099999999,0,20.384667,19.134667,20.384667,19.134667,"-",0,0,20.329999999999998,20.329999999999998,20.49,17.190000000000001,17.350000000000001,22.86,20.68]
[11.227,"2017-11-07","11:13:36","TT","VKL 2-L",206.08165299999999,16.594999999999999,17.13,-0.53500000000000003,-128.01677799999999,33.712282999999999,303.59702099999998,0,20.392333000000001,19.132999999999999,20.392333000000001,19.132999999999999,"-",0,0,20.329999999999998,20.36,20.49,17.190000000000001,17.350000000000001,22.86,20.67]
[11.231,"2017-11-07","11:13:50","TT","VKL 2-L",206.281643,16.638000000000002,17.126000000000001,-0.48799999999999999,-116.883763,31.061323999999999,275.80755399999998,0,20.401,19.135332999999999,20.401,19.135332999999999,"-",0,0,20.329999999999998,20.38,20.49,17.190000000000001,17.350000000000001,22.87,20.67]
[11.234,"2017-11-07","11:14:04","TT","VKL 2-L",206.493876,16.646999999999998,17.13,-0.48299999999999998,-115.805207,30.829321,272.90314699999999,0,20.403333,19.135999999999999,20.403333,19.135999999999999,"-",0,0,20.329999999999998,20.39,20.49,17.190000000000001,17.34,22.87,20.67]
[11.238,"2017-11-07","11:14:18","TT","VKL 2-L",206.28918300000001,16.631,17.155000000000001,-0.52400000000000002,-125.51092300000001,33.359862999999997,299.23839500000003,0,20.393332999999998,19.140667000000001,20.393332999999998,19.140667000000001,"-",0,0,20.32,20.37,20.49,17.190000000000001,17.350000000000001,22.87,20.67]
[11.242000000000001,"2017-11-07","11:14:32","TT","VKL 2-L",206.49239499999999,16.602,17.181999999999999,-0.57999999999999996,-139.06115600000001,36.659356000000002,397.43019399999997,0,20.395333000000001,19.350332999999999,20.395333000000001,19.350332999999999,"-",0,0,20.32,20.38,20.48,17.77,17.39,22.89,20.67]
[11.246,"2017-11-07","11:14:46","TT","VKL 2-L",205.87893800000001,16.576000000000001,17.186,-0.61,-145.81947700000001,38.169307000000003,622.14098000000001,0,20.396332999999998,19.696332999999999,20.396332999999998,19.696332999999999,"-",0,0,20.329999999999998,20.38,20.48,18.510000000000002,17.690000000000001,22.89,20.68]
[11.25,"2017-11-07","11:15:00","TT","VKL 2-L",205.16025200000001,16.552,17.187999999999999,-0.63600000000000001,-151.504008,39.341472000000003,1154.275208,0,20.402999999999999,20.010999999999999,20.402999999999999,20.010999999999999,"-",0,0,20.34,20.39,20.48,18.89,18.23,22.91,20.68]
[11.254,"2017-11-07","11:15:14","TT","VKL 2-L",206.08130199999999,16.545000000000002,17.172000000000001,-0.627,-150.03062299999999,38.807713999999997,1211.014942,0,20.411000000000001,20.041,20.411000000000001,20.041,"-",0,0,20.36,20.39,20.48,18.829999999999998,18.37,22.93,20.69]
[11.257999999999999,"2017-11-07","11:15:28","TT","VKL 2-L",206.080274,16.567,17.152999999999999,-0.58599999999999997,-140.21930800000001,36.401690000000002,927.85844199999997,0,20.419,19.967666999999999,20.419,19.967666999999999,"-",0,0,20.37,20.399999999999999,20.48,18.66,18.3,22.95,20.7]
[11.262,"2017-11-07","11:15:42","TT","VKL 2-L",205.571628,16.61,17.138999999999999,-0.52900000000000003,-126.267804,33.149856999999997,640.61115500000005,0,20.419,19.830333,20.419,19.830333,"-",0,0,20.37,20.41,20.48,18.46,18.190000000000001,22.84,20.7]
[11.266,"2017-11-07","11:15:57","TT","VKL 2-L",206.078092,16.640999999999998,17.132000000000001,-0.49099999999999999,-117.486265,31.064585999999998,415.40627799999999,0,20.422999999999998,19.578333000000001,20.422999999999998,19.578333000000001,"-",0,0,20.37,20.41,20.49,18.28,18.059999999999999,22.4,20.7]
[11.27,"2017-11-07","11:16:11","TT","VKL 2-L",206.08253400000001,16.638999999999999,17.152999999999999,-0.51400000000000001,-122.992346,32.428989000000001,322.59140600000001,0,20.431667000000001,19.292999999999999,20.431667000000001,19.292999999999999,"-",0,0,20.38,20.420000000000002,20.49,18.12,17.940000000000001,21.82,20.69]
[11.273999999999999,"2017-11-07","11:16:25","TT","VKL 2-L",205.87733299999999,16.623000000000001,17.163,-0.54,-129.08508800000001,33.842109999999998,272.90261099999998,0,20.437332999999999,19.024667000000001,20.437332999999999,19.024667000000001,"-",0,0,20.38,20.440000000000001,20.49,17.97,17.84,21.26,20.69]
[11.276999999999999,"2017-11-07","11:16:39","TT","VKL 2-L",206.49253100000001,16.591000000000001,17.178999999999998,-0.58799999999999997,-140.97933399999999,36.703809999999997,255.48744300000001,0,20.431999999999999,18.783999999999999,20.431999999999999,18.783999999999999,"-",0,0,20.39,20.420000000000002,20.49,17.86,17.75,20.75,20.69]
[11.281000000000001,"2017-11-07","11:16:53","TT","VKL 2-L",205.87346700000001,16.565999999999999,17.184999999999999,-0.61899999999999999,-147.96697900000001,38.359915000000001,238.18487200000001,0,20.423333,18.568000000000001,20.423333,18.568000000000001,"-",0,0,20.36,20.420000000000002,20.49,17.760000000000002,17.66,20.28,20.68]
[11.285,"2017-11-07","11:17:07","TT","VKL 2-L",205.879549,16.55,17.183,-0.63300000000000001,-151.318037,39.026316000000001,220.77208999999999,0,20.427333000000001,18.380333,20.427333000000001,18.380333,"-",0,0,20.37,20.420000000000002,20.49,17.68,17.59,19.87,20.68]
[11.289,"2017-11-07","11:17:21","TT","VKL 2-L",206.49027000000001,16.556999999999999,17.175000000000001,-0.61799999999999999,-148.170535,38.194845000000001,199.00476499999999,0,20.436333000000001,18.212667,20.436333000000001,18.212667,"-",0,0,20.37,20.440000000000001,20.5,17.600000000000001,17.53,19.510000000000002,20.68]
[11.292999999999999,"2017-11-07","11:17:35","TT","VKL 2-L",205.87562600000001,16.591000000000001,17.158000000000001,-0.56699999999999995,-135.538218,35.256625,171.35307700000001,0,20.435333,18.073,20.435333,18.073,"-",0,0,20.38,20.43,20.5,17.54,17.48,19.2,20.68]
[11.297000000000001,"2017-11-07","11:17:49","TT","VKL 2-L",206.08024,16.632999999999999,17.145,-0.51200000000000001,-122.512413,32.251424999999998,147.101607,0,20.431667000000001,17.944333,20.431667000000001,17.944333,"-",0,0,20.36,20.43,20.5,17.48,17.43,18.920000000000002,20.68]
[11.301,"2017-11-07","11:18:03","TT","VKL 2-L",206.28928500000001,16.643000000000001,17.140999999999998,-0.498,-119.28334099999999,31.415154000000001,137.070762,0,20.440000000000001,17.841000000000001,20.440000000000001,17.841000000000001,"-",0,0,20.38,20.45,20.5,17.45,17.399999999999999,18.68,20.68]
[11.305,"2017-11-07","11:18:17","TT","VKL 2-L",205.87203099999999,16.619,17.158000000000001,-0.53900000000000003,-128.84272300000001,33.684372000000003,142.92308499999999,0,20.443999999999999,17.751667000000001,20.443999999999999,17.751667000000001,"-",0,0,20.39,20.45,20.5,17.41,17.37,18.48,20.68]
[11.308999999999999,"2017-11-07","11:18:31","TT","VKL 2-L",205.36163300000001,16.587,17.178000000000001,-0.59099999999999997,-140.92257499999999,36.498984,151.629805,0,20.448,17.672332999999998,20.448,17.672332999999998,"-",0,0,20.39,20.45,20.5,17.38,17.34,18.3,20.69]
[11.311999999999999,"2017-11-07","11:18:45","TT","VKL 2-L",205.87227999999999,16.562000000000001,17.186,-0.624,-149.16132899999999,38.298869000000003,156.39999900000001,0,20.456666999999999,17.608332999999998,20.456666999999999,17.608332999999998,"-",0,0,20.399999999999999,20.48,20.5,17.350000000000001,17.32,18.149999999999999,20.68]
[11.316000000000001,"2017-11-07","11:18:59","TT","VKL 2-L",205.87503799999999,16.548999999999999,17.177,-0.628,-150.11950300000001,38.498761000000002,154.68923799999999,0,20.448333000000002,17.55,20.448333000000002,17.55,"-",0,0,20.39,20.46,20.5,17.329999999999998,17.3,18.02,20.68]
[11.32,"2017-11-07","11:19:13","TT","VKL 2-L",205.66898900000001,16.571999999999999,17.158999999999999,-0.58699999999999997,-140.17827,36.106706000000003,141.899519,0,20.454332999999998,17.504000000000001,20.454332999999998,17.504000000000001,"-",0,0,20.39,20.47,20.5,17.309999999999999,17.28,17.920000000000002,20.68]
[11.324,"2017-11-07","11:19:27","TT","VKL 2-L",205.56860900000001,16.617000000000001,17.143000000000001,-0.52600000000000002,-125.549886,32.695283000000003,125.154315,0,20.457000000000001,17.460999999999999,20.457000000000001,17.460999999999999,"-",0,0,20.39,20.48,20.5,17.3,17.27,17.82,20.68]
[11.327999999999999,"2017-11-07","11:19:41","TT","VKL 2-L",206.69968800000001,16.641999999999999,17.14,-0.498,-119.52064900000001,31.293589000000001,117.574324,0,20.461333,17.425332999999998,20.461333,17.425332999999998,"-",0,0,20.39,20.48,20.5,17.28,17.260000000000002,17.739999999999998,20.68]
[11.332000000000001,"2017-11-07","11:19:55","TT","VKL 2-L",206.07696200000001,16.64,17.146000000000001,-0.50600000000000001,-121.074794,31.744833,118.310785,0,20.454000000000001,17.397666999999998,20.454000000000001,17.397666999999998,"-",0,0,20.39,20.46,20.51,17.28,17.25,17.670000000000002,20.69]
[11.336,"2017-11-07","11:20:09","TT","VKL 2-L",205.16250199999999,16.616,17.170999999999999,-0.55500000000000005,-132.21013600000001,34.289825,127.34473199999999,0,20.471667,17.370999999999999,20.471667,17.370999999999999,"-",0,0,20.41,20.5,20.5,17.27,17.239999999999998,17.61,20.7]
[11.34,"2017-11-07","11:20:23","TT","VKL 2-L",205.566349,16.588999999999999,17.181999999999999,-0.59299999999999997,-141.540425,36.301724999999998,134.80994200000001,0,20.488,17.352333000000002,20.488,17.352333000000002,"-",0,0,20.41,20.54,20.51,17.260000000000002,17.23,17.57,20.7]
[11.343999999999999,"2017-11-07","11:20:37","TT","VKL 2-L",206.281847,16.562999999999999,17.187000000000001,-0.624,-149.45807400000001,38.276781999999997,142.578442,0,20.467666999999999,17.337,20.467666999999999,17.337,"-",0,0,20.41,20.48,20.52,17.260000000000002,17.23,17.53,20.7]
[11.348000000000001,"2017-11-07","11:20:51","TT","VKL 2-L",205.56994299999999,16.542999999999999,17.175999999999998,-0.63300000000000001,-151.09048200000001,38.468254999999999,143.296558,0,20.470666999999999,17.321667000000001,20.470666999999999,17.321667000000001,"-",0,0,20.420000000000002,20.48,20.52,17.25,17.23,17.48,20.7]
[11.351000000000001,"2017-11-07","11:21:05","TT","VKL 2-L",205.881595,16.547000000000001,17.16,-0.61299999999999999,-146.538512,37.388632000000001,138.59795099999999,0,20.466332999999999,17.308667,20.466332999999999,17.308667,"-",0,0,20.41,20.48,20.51,17.25,17.22,17.46,20.69]
[11.355,"2017-11-07","11:21:19","TT","VKL 2-L",206.28894500000001,16.579999999999998,17.149000000000001,-0.56899999999999995,-136.289376,35.008830000000003,128.16009600000001,0,20.472999999999999,17.297000000000001,20.472999999999999,17.297000000000001,"-",0,0,20.41,20.5,20.51,17.25,17.21,17.43,20.69]
[11.359,"2017-11-07","11:21:33","TT","VKL 2-L",205.68149099999999,16.626999999999999,17.132999999999999,-0.50600000000000001,-120.84244700000001,31.403962,113.289717,0,20.475000000000001,17.289332999999999,20.475000000000001,17.289332999999999,"-",0,0,20.399999999999999,20.52,20.51,17.239999999999998,17.21,17.41,20.7]
[11.363,"2017-11-07","11:21:47","TT","VKL 2-L",205.57374100000001,16.672000000000001,17.129000000000001,-0.45700000000000002,-109.08313800000001,28.789427,102.436869,0,20.460999999999999,17.280667000000001,20.460999999999999,17.280667000000001,"-",0,0,20.399999999999999,20.48,20.51,17.239999999999998,17.21,17.39,20.7]
[11.367000000000001,"2017-11-07","11:22:01","TT","VKL 2-L",205.365793,16.667999999999999,17.146999999999998,-0.47899999999999998,-114.218749,30.047022999999999,106.722662,0,20.469332999999999,17.273,20.469332999999999,17.273,"-",0,0,20.39,20.51,20.51,17.239999999999998,17.21,17.37,20.7]
[11.371,"2017-11-07","11:22:15","TT","VKL 2-L",205.56810100000001,16.632000000000001,17.177,-0.54500000000000004,-130.08463599999999,33.991281999999998,121.674173,0,20.459,17.265999999999998,20.459,17.265999999999998,"-",0,0,20.38,20.49,20.5,17.23,17.21,17.36,20.7]
[11.375,"2017-11-07","11:22:29","TT","VKL 2-L",205.15942699999999,16.591000000000001,17.199000000000002,-0.60799999999999998,-144.833437,37.434334,135.22941399999999,0,20.46,17.261333,20.46,17.261333,"-",0,0,20.38,20.49,20.5,17.23,17.2,17.350000000000001,20.71]
[11.379,"2017-11-07","11:22:43","TT","VKL 2-L",206.08160799999999,16.558,17.207999999999998,-0.65,-155.534369,39.809154999999997,145.03938299999999,0,20.465,17.262333000000002,20.465,17.262333000000002,"-",0,0,20.39,20.49,20.51,17.23,17.21,17.34,20.72]
[11.382999999999999,"2017-11-07","11:22:57","TT","VKL 2-L",205.36695700000001,16.536000000000001,17.193999999999999,-0.65800000000000003,-156.902637,39.998972999999999,146.43725499999999,0,20.458666999999998,17.258666999999999,20.458666999999998,17.258666999999999,"-",0,0,20.38,20.48,20.52,17.23,17.21,17.329999999999998,20.73]
[11.385999999999999,"2017-11-07","11:23:11","TT","VKL 2-L",205.56974,16.556000000000001,17.166,-0.61,-145.60047800000001,37.184083999999999,135.381269,0,20.471667,17.259667,20.471667,17.259667,"-",0,0,20.39,20.5,20.52,17.239999999999998,17.21,17.34,20.74]
[11.39,"2017-11-07","11:23:25","TT","VKL 2-L",205.87586300000001,16.597000000000001,17.146999999999998,-0.55000000000000004,-131.474614,33.993264000000003,122.361136,0,20.464666999999999,17.255666999999999,20.464666999999999,17.255666999999999,"-",0,0,20.38,20.49,20.52,17.23,17.21,17.329999999999998,20.76]
[11.394,"2017-11-07","11:23:39","TT","VKL 2-L",206.28877600000001,16.628,17.14,-0.51200000000000001,-122.636385,31.892264000000001,113.604523,0,20.473333,17.249333,20.473333,17.249333,"-",0,0,20.38,20.52,20.52,17.23,17.2,17.309999999999999,20.76]
[11.398,"2017-11-07","11:23:53","TT","VKL 2-L",206.08140399999999,16.623000000000001,17.149999999999999,-0.52700000000000002,-126.102356,32.702893000000003,116.634349,0,20.478999999999999,17.25,20.478999999999999,17.25,"-",0,0,20.39,20.52,20.53,17.23,17.2,17.32,20.76]
[11.401999999999999,"2017-11-07","11:24:07","TT","VKL 2-L",206.49219099999999,16.603000000000002,17.167999999999999,-0.56499999999999995,-135.46461300000001,35.058129999999998,125.669888,0,20.466999999999999,17.247667,20.466999999999999,17.247667,"-",0,0,20.39,20.48,20.53,17.23,17.2,17.309999999999999,20.76]
[11.406000000000001,"2017-11-07","11:24:21","TT","VKL 2-L",205.566552,16.579000000000001,17.190000000000001,-0.61099999999999999,-145.836906,37.400472000000001,134.901117,0,20.478332999999999,17.249666999999999,20.478332999999999,17.249666999999999,"-",0,0,20.399999999999999,20.5,20.54,17.23,17.2,17.32,20.77]
[11.41,"2017-11-07","11:24:35","TT","VKL 2-L",205.362379,16.556999999999999,17.196999999999999,-0.64,-152.607066,38.844493,140.77120300000001,0,20.485666999999999,17.248000000000001,20.485666999999999,17.248000000000001,"-",0,0,20.39,20.52,20.55,17.23,17.2,17.309999999999999,20.76]
[11.414,"2017-11-07","11:24:49","TT","VKL 2-L",206.28842599999999,16.556000000000001,17.186,-0.63,-150.89998299999999,38.534213999999999,139.68548200000001,0,20.472000000000001,17.245667000000001,20.472000000000001,17.245667000000001,"-",0,0,20.399999999999999,20.46,20.55,17.23,17.2,17.3,20.77]
[11.417999999999999,"2017-11-07","11:25:03","TT","VKL 2-L",205.57296099999999,16.571999999999999,17.167999999999999,-0.59599999999999997,-142.26105799999999,36.495910000000002,131.83841100000001,0,20.47,17.247333000000001,20.47,17.247333000000001,"-",0,0,20.39,20.47,20.55,17.23,17.2,17.309999999999999,20.77]
[11.420999999999999,"2017-11-07","11:25:17","TT","VKL 2-L",206.083461,16.611999999999998,17.158999999999999,-0.54700000000000004,-130.889331,33.903297999999999,121.111919,0,20.472667000000001,17.245000000000001,20.472667000000001,17.245000000000001,"-",0,0,20.39,20.47,20.56,17.23,17.2,17.3,20.78]
[11.425000000000001,"2017-11-07","11:25:31","TT","VKL 2-L",206.795873,16.654,17.161999999999999,-0.50800000000000001,-121.977397,31.861749,112.54027600000001,0,20.482333000000001,17.245332999999999,20.482333000000001,17.245332999999999,"-",0,0,20.39,20.49,20.56,17.23,17.2,17.309999999999999,20.79]
[11.429,"2017-11-07","11:25:45","TT","VKL 2-L",205.57036199999999,16.654,17.172999999999998,-0.51900000000000002,-123.880126,32.201748000000002,113.675386,0,20.501000000000001,17.246333,20.501000000000001,17.246333,"-",0,0,20.41,20.53,20.57,17.23,17.2,17.3,20.79]
[11.433,"2017-11-07","11:25:59","TT","VKL 2-L",206.083868,16.626999999999999,17.201000000000001,-0.57399999999999995,-137.35031900000001,35.475760000000001,126.100533,0,20.498667000000001,17.245667000000001,20.498667000000001,17.245667000000001,"-",0,0,20.399999999999999,20.52,20.57,17.23,17.2,17.3,20.8]
[11.436999999999999,"2017-11-07","11:26:13","TT","VKL 2-L",206.700863,16.597000000000001,17.231000000000002,-0.63400000000000001,-152.16169199999999,38.942593000000002,139.58434399999999,0,20.504332999999999,17.248667000000001,20.504332999999999,17.248667000000001,"-",0,0,20.41,20.51,20.59,17.239999999999998,17.2,17.3,20.8]
[11.441000000000001,"2017-11-07","11:26:27","TT","VKL 2-L",206.49490399999999,16.568999999999999,17.238,-0.66900000000000004,-160.40180000000001,40.625191999999998,146.662826,0,20.517333000000001,17.251000000000001,20.517333000000001,17.251000000000001,"-",0,0,20.420000000000002,20.54,20.59,17.239999999999998,17.21,17.3,20.8]
[11.444000000000001,"2017-11-07","11:26:41","TT","VKL 2-L",206.28925100000001,16.553999999999998,17.227,-0.67300000000000004,-161.20015100000001,40.550097000000001,146.898088,0,20.529333000000001,17.251999999999999,20.529333000000001,17.251999999999999,"-",0,0,20.440000000000001,20.54,20.6,17.239999999999998,17.21,17.309999999999999,20.81]
[11.449,"2017-11-07","11:26:55","TT","VKL 2-L",205.87606700000001,16.571000000000002,17.207000000000001,-0.63600000000000001,-152.032613,38.311452000000003,138.09446299999999,0,20.539332999999999,17.251332999999999,20.539332999999999,17.251332999999999,"-",0,0,20.440000000000001,20.57,20.61,17.239999999999998,17.21,17.3,20.81]
[11.452999999999999,"2017-11-07","11:27:09","TT","VKL 2-L",205.87753599999999,16.611000000000001,17.183,-0.57199999999999995,-136.73471000000001,34.730685999999999,123.97282300000001,0,20.547999999999998,17.254000000000001,20.547999999999998,17.254000000000001,"-",0,0,20.440000000000001,20.59,20.61,17.239999999999998,17.21,17.309999999999999,20.82]
[11.456,"2017-11-07","11:27:23","TT","VKL 2-L",206.49531099999999,16.652999999999999,17.268999999999998,-0.61599999999999999,-147.694624,37.941760000000002,134.086208,0,20.545667000000002,17.256,20.545667000000002,17.256,"-",0,0,20.440000000000001,20.58,20.61,17.239999999999998,17.21,17.32,20.83]
[11.46,"2017-11-07","11:27:37","TT","VKL 2-L",205.675297,16.689,17.428000000000001,-0.73899999999999999,-176.48197300000001,45.740468,160.30233799999999,0,20.547332999999998,17.259333000000002,20.547332999999998,17.259333000000002,"-",0,0,20.46,20.56,20.62,17.239999999999998,17.22,17.32,20.83]
[11.464,"2017-11-07","11:27:51","TT","VKL 2-L",205.567072,16.696000000000002,17.533999999999999,-0.83799999999999997,-200.01904500000001,51.804985000000002,181.92132000000001,0,20.556999999999999,17.273333000000001,20.556999999999999,17.273333000000001,"-",0,0,20.46,20.58,20.64,17.25,17.23,17.34,20.84]
[11.468,"2017-11-07","11:28:05","TT","VKL 2-L",206.07962900000001,16.666,17.588000000000001,-0.92200000000000004,-220.617402,56.289523000000003,199.804068,0,20.585332999999999,17.287666999999999,20.585332999999999,17.287666999999999,"-",0,0,20.46,20.64,20.66,17.260000000000002,17.239999999999998,17.36,20.84]
[11.472,"2017-11-07","11:28:19","TT","VKL 2-L",205.161745,16.619,17.625,-1.006,-239.64487500000001,60.197155000000002,217.30004400000001,0,20.6,17.306332999999999,20.6,17.306332999999999,"-",0,0,20.45,20.67,20.69,17.29,17.25,17.38,20.85]
[11.476000000000001,"2017-11-07","11:28:33","TT","VKL 2-L",206.491264,16.582000000000001,17.640999999999998,-1.0589999999999999,-253.9051,63.170949,231.44865300000001,0,20.601333,17.324999999999999,20.601333,17.324999999999999,"-",0,0,20.43,20.66,20.71,17.3,17.27,17.399999999999999,20.85]
[11.48,"2017-11-07","11:28:47","TT","VKL 2-L",205.56864300000001,16.556999999999999,17.620999999999999,-1.0640000000000001,-253.96406999999999,62.665916000000003,232.021736,0,20.609667000000002,17.340667,20.609667000000002,17.340667,"-",0,0,20.43,20.67,20.73,17.32,17.28,17.420000000000002,20.85]
[11.484,"2017-11-07","11:29:01","TT","VKL 2-L",205.14684600000001,16.542999999999999,17.593,-1.05,-250.10819599999999,61.714475,230.662868,0,20.595666999999999,17.357333000000001,20.595666999999999,17.357333000000001,"-",0,0,20.41,20.63,20.74,17.329999999999998,17.3,17.45,20.86]
[11.488,"2017-11-07","11:29:15","TT","VKL 2-L",205.873637,16.54,17.562000000000001,-1.022,-244.301095,60.167743999999999,225.678934,0,20.600332999999999,17.367332999999999,20.600332999999999,17.367332999999999,"-",0,0,20.399999999999999,20.65,20.75,17.34,17.309999999999999,17.45,20.86]
[11.491,"2017-11-07","11:29:29","TT","VKL 2-L",206.48968199999999,16.577000000000002,17.536999999999999,-0.96,-230.16716500000001,57.426937000000002,213.87932799999999,0,20.585000000000001,17.370999999999999,20.585000000000001,17.370999999999999,"-",0,0,20.39,20.61,20.76,17.34,17.32,17.46,20.86]
[11.494999999999999,"2017-11-07","11:29:43","TT","VKL 2-L",205.569197,16.626000000000001,17.524000000000001,-0.89800000000000002,-214.342434,53.922624999999996,198.76215300000001,0,20.600999999999999,17.380333,20.600999999999999,17.380333,"-",0,0,20.41,20.64,20.76,17.350000000000001,17.32,17.47,20.86]
[11.499000000000001,"2017-11-07","11:29:57","TT","VKL 2-L",206.08413999999999,16.672999999999998,17.527999999999999,-0.85499999999999998,-204.59003000000001,52.490386000000001,191.682682,0,20.570667,17.382999999999999,20.570667,17.382999999999999,"-",0,0,20.399999999999999,20.55,20.77,17.36,17.32,17.47,20.86]
[11.503,"2017-11-07","11:30:11","TT","VKL 2-L",206.08226300000001,16.678000000000001,17.541,-0.86299999999999999,-206.502442,52.545150999999997,191.41279700000001,0,20.608000000000001,17.385999999999999,20.608000000000001,17.385999999999999,"-",0,0,20.39,20.66,20.77,17.36,17.329999999999998,17.47,20.86]
[11.507,"2017-11-07","11:30:25","TT","VKL 2-L",205.673081,16.651,17.558,-0.90700000000000003,-216.60003499999999,55.391705999999999,204.001609,0,20.561333000000001,17.390332999999998,20.561333000000001,17.390332999999998,"-",0,0,20.37,20.54,20.77,17.37,17.329999999999998,17.48,20.86]
[11.510999999999999,"2017-11-07","11:30:39","TT","VKL 2-L",205.57097200000001,16.611000000000001,17.581,-0.97,-231.53001699999999,58.649839999999998,218.75305299999999,0,20.558667,17.397666999999998,20.558667,17.397666999999998,"-",0,0,20.38,20.53,20.77,17.37,17.34,17.48,20.86]
[11.515000000000001,"2017-11-07","11:30:53","TT","VKL 2-L",205.56697,16.579000000000001,17.588999999999999,-1.01,-241.07295400000001,60.637113999999997,228.63733199999999,0,20.554666999999998,17.405667000000001,20.554666999999998,17.405667000000001,"-",0,0,20.36,20.52,20.78,17.38,17.350000000000001,17.489999999999998,20.86]
[11.519,"2017-11-07","11:31:07","TT","VKL 2-L",205.365454,16.552,17.579000000000001,-1.0269999999999999,-244.89031700000001,61.314551000000002,233.245374,0,20.545999999999999,17.410333000000001,20.545999999999999,17.410333000000001,"-",0,0,20.350000000000001,20.5,20.79,17.39,17.350000000000001,17.489999999999998,20.86]
[11.523,"2017-11-07","11:31:21","TT","VKL 2-L",205.36589499999999,16.545000000000002,17.562000000000001,-1.0169999999999999,-242.506317,60.667023999999998,231.59020899999999,0,20.542332999999999,17.414999999999999,20.542332999999999,17.414999999999999,"-",0,0,20.350000000000001,20.49,20.79,17.39,17.36,17.5,20.86]
[11.526,"2017-11-07","11:31:35","TT","VKL 2-L",206.28636800000001,16.555,17.535,-0.98,-234.730966,58.653415000000003,223.236884,0,20.556999999999999,17.416667,20.556999999999999,17.416667,"-",0,0,20.350000000000001,20.53,20.79,17.39,17.36,17.510000000000002,20.86]
[11.53,"2017-11-07","11:31:49","TT","VKL 2-L",205.87583000000001,16.594999999999999,17.524999999999999,-0.93,-222.31158300000001,56.309925,212.28188900000001,0,20.542999999999999,17.415333,20.542999999999999,17.415333,"-",0,0,20.350000000000001,20.49,20.78,17.39,17.36,17.5,20.87]
[11.534000000000001,"2017-11-07","11:32:03","TT","VKL 2-L",205.88027199999999,16.643999999999998,17.518000000000001,-0.874,-208.929588,53.654234000000002,199.73778799999999,0,20.538,17.414000000000001,20.538,17.414000000000001,"-",0,0,20.36,20.47,20.79,17.38,17.36,17.5,20.87]
[11.538,"2017-11-07","11:32:17","TT","VKL 2-L",205.67171300000001,16.669,17.515999999999998,-0.84699999999999998,-202.27013199999999,52.144917,192.631371,0,20.547999999999998,17.411999999999999,20.547999999999998,17.411999999999999,"-",0,0,20.36,20.49,20.8,17.38,17.350000000000001,17.5,20.87]
[11.542,"2017-11-07","11:32:31","TT","VKL 2-L",205.359892,16.66,17.539000000000001,-0.879,-209.593729,54.121293000000001,200.65103500000001,0,20.532667,17.413,20.532667,17.413,"-",0,0,20.36,20.45,20.79,17.39,17.36,17.489999999999998,20.87]
[11.545999999999999,"2017-11-07","11:32:45","TT","VKL 2-L",205.874089,16.63,17.571000000000002,-0.94099999999999995,-224.93917300000001,57.686571999999998,215.80290500000001,0,20.529333000000001,17.416333000000002,20.529333000000001,17.416333000000002,"-",0,0,20.37,20.43,20.79,17.39,17.36,17.5,20.87]
[11.55,"2017-11-07","11:32:59","TT","VKL 2-L",205.571831,16.597999999999999,17.593,-0.995,-237.498278,60.375802,227.97395700000001,0,20.531666999999999,17.420332999999999,20.531666999999999,17.420332999999999,"-",0,0,20.38,20.420000000000002,20.79,17.39,17.36,17.510000000000002,20.87]
[11.554,"2017-11-07","11:33:13","TT","VKL 2-L",205.363035,16.571999999999999,17.585999999999999,-1.014,-241.78759199999999,60.924137000000002,231.47128900000001,0,20.540666999999999,17.420999999999999,20.540666999999999,17.420999999999999,"-",0,0,20.39,20.440000000000001,20.8,17.39,17.36,17.5,20.87]
[11.557,"2017-11-07","11:33:27","TT","VKL 2-L",206.080997,16.559999999999999,17.573,-1.0129999999999999,-242.39361400000001,61.010221999999999,232.67297600000001,0,20.533000000000001,17.421666999999999,20.533000000000001,17.421666999999999,"-",0,0,20.37,20.43,20.8,17.399999999999999,17.36,17.510000000000002,20.87]
[11.561,"2017-11-07","11:33:41","TT","VKL 2-L",205.87883600000001,16.579000000000001,17.553000000000001,-0.97399999999999998,-232.83295100000001,58.643174999999999,222.75590700000001,0,20.549333000000001,17.427667,20.549333000000001,17.427667,"-",0,0,20.37,20.47,20.8,17.399999999999999,17.37,17.52,20.87]
[11.565,"2017-11-07","11:33:55","TT","VKL 2-L",206.08126799999999,16.623999999999999,17.535,-0.91100000000000003,-217.987041,55.500391999999998,208.15245100000001,0,20.551666999999998,17.423999999999999,20.551666999999998,17.423999999999999,"-",0,0,20.37,20.48,20.8,17.399999999999999,17.36,17.510000000000002,20.87]
[11.569000000000001,"2017-11-07","11:34:09","TT","VKL 2-L",205.67089899999999,16.675000000000001,17.527999999999999,-0.85299999999999998,-203.70217199999999,52.487031999999999,194.42916399999999,0,20.556000000000001,17.427,20.556000000000001,17.427,"-",0,0,20.38,20.48,20.8,17.41,17.37,17.510000000000002,20.87]
[11.573,"2017-11-07","11:34:23","TT","VKL 2-L",205.87726499999999,16.698,17.536999999999999,-0.83899999999999997,-200.55991299999999,51.976481,191.08389299999999,0,20.556667000000001,17.422000000000001,20.556667000000001,17.422000000000001,"-",0,0,20.37,20.5,20.8,17.399999999999999,17.36,17.5,20.87]
[11.577,"2017-11-07","11:34:37","TT","VKL 2-L",206.07897399999999,16.687999999999999,17.559999999999999,-0.872,-208.652671,53.994481,199.239205,0,20.552333000000001,17.424666999999999,20.552333000000001,17.424666999999999,"-",0,0,20.37,20.49,20.8,17.399999999999999,17.37,17.510000000000002,20.87]
[11.581,"2017-11-07","11:34:51","TT","VKL 2-L",206.49276800000001,16.645,17.591999999999999,-0.94699999999999995,-227.05371199999999,57.749989999999997,215.56945300000001,0,20.576667,17.431000000000001,20.576667,17.431000000000001,"-",0,0,20.37,20.57,20.8,17.41,17.37,17.52,20.87]
[11.585000000000001,"2017-11-07","11:35:05","TT","VKL 2-L",205.56785199999999,16.603000000000002,17.61,-1.0069999999999999,-240.35792699999999,60.543557999999997,228.58830900000001,0,20.573,17.432666999999999,20.573,17.432666999999999,"-",0,0,20.38,20.54,20.8,17.41,17.37,17.52,20.87]
[11.589,"2017-11-07","11:35:19","TT","VKL 2-L",206.287092,16.567,17.597999999999999,-1.0309999999999999,-246.94742299999999,61.721426000000001,235.480018,0,20.568000000000001,17.436,20.568000000000001,17.436,"-",0,0,20.38,20.53,20.8,17.41,17.37,17.52,20.87]
[11.592000000000001,"2017-11-07","11:35:33","TT","VKL 2-L",205.56607700000001,16.547000000000001,17.574999999999999,-1.028,-245.36823799999999,60.971151999999996,234.14860400000001,0,20.571332999999999,17.441666999999999,20.571332999999999,17.441666999999999,"-",0,0,20.37,20.55,20.8,17.41,17.38,17.53,20.87]
[11.596,"2017-11-07","11:35:47","TT","VKL 2-L",206.28784899999999,16.542000000000002,17.559999999999999,-1.018,-243.83453,60.534888000000002,233.00764799999999,0,20.57,17.444666999999999,20.57,17.444666999999999,"-",0,0,20.38,20.54,20.8,17.420000000000002,17.38,17.54,20.87]
[11.6,"2017-11-07","11:36:01","TT","VKL 2-L",206.28901300000001,16.565000000000001,17.542999999999999,-0.97799999999999998,-234.25492700000001,58.573493999999997,224.044569,0,20.564333000000001,17.441666999999999,20.564333000000001,17.441666999999999,"-",0,0,20.37,20.53,20.79,17.41,17.38,17.53,20.87]
[11.603999999999999,"2017-11-07","11:36:15","TT","VKL 2-L",205.87723099999999,16.611000000000001,17.521999999999998,-0.91100000000000003,-217.77121600000001,55.459563000000003,210.005459,0,20.537666999999999,17.440667000000001,20.537666999999999,17.440667000000001,"-",0,0,20.37,20.45,20.79,17.41,17.38,17.53,20.87]
[11.608000000000001,"2017-11-07","11:36:29","TT","VKL 2-L",205.874258,16.658000000000001,17.513999999999999,-0.85599999999999998,-204.62071299999999,52.769030999999998,197.09056100000001,0,20.535667,17.434999999999999,20.535667,17.434999999999999,"-",0,0,20.37,20.45,20.79,17.41,17.38,17.52,20.88]
[11.612,"2017-11-07","11:36:43","TT","VKL 2-L",205.36675399999999,16.666,17.527999999999999,-0.86199999999999999,-205.54702,53.126652999999997,198.19584800000001,0,20.535,17.437667000000001,20.535,17.437667000000001,"-",0,0,20.37,20.440000000000001,20.79,17.41,17.38,17.53,20.87]
[11.616,"2017-11-07","11:36:57","TT","VKL 2-L",205.57141300000001,16.643000000000001,17.552,-0.90900000000000003,-216.970348,55.824275,209.32326900000001,0,20.529667,17.434000000000001,20.529667,17.434000000000001,"-",0,0,20.37,20.43,20.79,17.41,17.38,17.52,20.88]
[11.62,"2017-11-07","11:37:11","TT","VKL 2-L",205.362786,16.608000000000001,17.571999999999999,-0.96399999999999997,-229.86484799999999,58.341332000000001,220.67028999999999,0,20.547999999999998,17.437000000000001,20.547999999999998,17.437000000000001,"-",0,0,20.37,20.48,20.79,17.41,17.37,17.52,20.88]
[11.624000000000001,"2017-11-07","11:37:25","TT","VKL 2-L",205.36729600000001,16.577999999999999,17.584,-1.006,-239.884975,60.597417,231.10677000000001,0,20.536667000000001,17.436667,20.536667000000001,17.436667,"-",0,0,20.36,20.45,20.79,17.41,17.38,17.53,20.88]
[11.627000000000001,"2017-11-07","11:37:39","TT","VKL 2-L",206.698207,16.556000000000001,17.579999999999998,-1.024,-245.75957500000001,61.563020000000002,236.08100099999999,0,20.547999999999998,17.439,20.547999999999998,17.439,"-",0,0,20.37,20.48,20.79,17.41,17.37,17.53,20.88]
[11.631,"2017-11-07","11:37:53","TT","VKL 2-L",206.490948,16.545000000000002,17.565000000000001,-1.02,-244.554113,60.829312999999999,233.81997000000001,0,20.565332999999999,17.441666999999999,20.565332999999999,17.441666999999999,"-",0,0,20.38,20.52,20.79,17.41,17.38,17.53,20.88]
[11.635,"2017-11-07","11:38:07","TT","VKL 2-L",205.566654,16.562999999999999,17.55,-0.98699999999999999,-235.58281099999999,59.003877000000003,225.869122,0,20.555667,17.440667000000001,20.555667,17.440667000000001,"-",0,0,20.39,20.48,20.8,17.41,17.38,17.54,20.88]
[11.638999999999999,"2017-11-07","11:38:21","TT","VKL 2-L",205.873704,16.605,17.541,-0.93600000000000005,-223.74354199999999,56.558024000000003,214.059889,0,20.561,17.439333000000001,20.561,17.439333000000001,"-",0,0,20.399999999999999,20.49,20.8,17.41,17.38,17.53,20.89]
[11.643000000000001,"2017-11-07","11:38:35","TT","VKL 2-L",205.67110299999999,16.648,17.535,-0.88700000000000001,-211.821811,54.063760000000002,202.351631,0,20.565999999999999,17.439667,20.565999999999999,17.439667,"-",0,0,20.399999999999999,20.49,20.8,17.420000000000002,17.37,17.53,20.89]
[11.647,"2017-11-07","11:38:49","TT","VKL 2-L",206.28904700000001,16.664999999999999,17.533000000000001,-0.86799999999999999,-207.90727000000001,53.387127999999997,199.07907499999999,0,20.559332999999999,17.440332999999999,20.559332999999999,17.440332999999999,"-",0,0,20.41,20.46,20.81,17.41,17.38,17.53,20.89]
[11.651,"2017-11-07","11:39:03","TT","VKL 2-L",206.07952800000001,16.648,17.555,-0.90700000000000003,-217.028075,55.397278999999997,207.06020799999999,0,20.565667000000001,17.435333,20.565667000000001,17.435333,"-",0,0,20.41,20.48,20.81,17.41,17.37,17.52,20.9]
[11.654999999999999,"2017-11-07","11:39:17","TT","VKL 2-L",206.07743600000001,16.619,17.577999999999999,-0.95899999999999996,-229.46836999999999,58.122687999999997,219.139149,0,20.567,17.439667,20.567,17.439667,"-",0,0,20.41,20.48,20.81,17.41,17.37,17.53,20.91]
[11.659000000000001,"2017-11-07","11:39:31","TT","VKL 2-L",205.16079500000001,16.587,17.585999999999999,-0.999,-237.97626399999999,59.818080999999999,227.652308,0,20.565332999999999,17.443332999999999,20.565332999999999,17.443332999999999,"-",0,0,20.41,20.47,20.82,17.41,17.38,17.54,20.91]
[11.662000000000001,"2017-11-07","11:39:45","TT","VKL 2-L",206.49391,16.567,17.584,-1.0169999999999999,-243.83833300000001,60.611069999999998,231.50511700000001,0,20.59,17.444333,20.59,17.444333,"-",0,0,20.41,20.54,20.82,17.420000000000002,17.38,17.53,20.91]
[11.666,"2017-11-07","11:39:59","TT","VKL 2-L",206.79501400000001,16.559000000000001,17.568999999999999,-1.01,-242.51310899999999,60.694029,233.16237799999999,0,20.554666999999998,17.448333000000002,20.554666999999998,17.448333000000002,"-",0,0,20.399999999999999,20.440000000000001,20.82,17.420000000000002,17.38,17.54,20.92]
[11.67,"2017-11-07","11:40:13","TT","VKL 2-L",205.57036199999999,16.585000000000001,17.558,-0.97299999999999998,-232.24539999999999,58.495189000000003,223.12296799999999,0,20.555333000000001,17.446667000000001,20.555333000000001,17.446667000000001,"-",0,0,20.399999999999999,20.440000000000001,20.82,17.420000000000002,17.38,17.54,20.92]
[11.673999999999999,"2017-11-07","11:40:27","TT","VKL 2-L",206.080895,16.637,17.548999999999999,-0.91200000000000003,-218.22592900000001,55.769468000000003,209.85669300000001,0,20.55,17.444333,20.55,17.444333,"-",0,0,20.399999999999999,20.43,20.82,17.41,17.38,17.54,20.91]
[11.678000000000001,"2017-11-07","11:40:41","TT","VKL 2-L",205.569333,16.664000000000001,17.542000000000002,-0.878,-209.56879799999999,53.712634999999999,200.34887699999999,0,20.565667000000001,17.441666999999999,20.565667000000001,17.441666999999999,"-",0,0,20.41,20.47,20.82,17.41,17.38,17.53,20.92]
[11.682,"2017-11-07","11:40:55","TT","VKL 2-L",205.87064100000001,16.66,17.555,-0.89500000000000002,-213.939626,54.655444000000003,204.113609,0,20.574332999999999,17.443999999999999,20.574332999999999,17.443999999999999,"-",0,0,20.41,20.5,20.82,17.41,17.38,17.54,20.92]
[11.686,"2017-11-07","11:41:09","TT","VKL 2-L",206.49301700000001,16.635999999999999,17.579000000000001,-0.94299999999999995,-226.09494000000001,57.423368000000004,216.05574200000001,0,20.573333000000002,17.448,20.573333000000002,17.448,"-",0,0,20.41,20.49,20.82,17.420000000000002,17.38,17.54,20.92]
[11.69,"2017-11-07","11:41:23","TT","VKL 2-L",206.49202199999999,16.605,17.599,-0.99399999999999999,-238.32162,59.724739999999997,226.17157,0,20.595333,17.448333000000002,20.595333,17.448333000000002,"-",0,0,20.41,20.54,20.84,17.420000000000002,17.38,17.54,20.92]
[]
["Timestamp","Date","Time","Name","Projekt","Wassermenge [kg/h]","T Wasser Vorlauf [°C]","T Wasser Rücklauf [°C]","T Wasser Spreizung [K]","Q Sek [W]","q Sek [W/K]","V Sek [m³/h]","i [-]","T Ansaug mean [°C]","T Ausblas mean [°C]","T WT in [°C]","T WT out [°C]","Messstrecke","Wirkdruck","V Prim [m³/h]","T Ansaug 1","T Ansaug 2","T Ansaug 3","T Ausblas 1","T Ausblas 2","T Ausblas 3","T Primärluft"]
[12.932,"2017-11-07","12:55:54","TT","VKL800 2-L",237.61298500000001,10.605,12.087999999999999,-1.4830000000000001,-409.152399,39.772444999999998,156.041168,0,20.892333000000001,13.061332999999999,20.892333000000001,13.061332999999999,"-",0,0,20.69,21.01,20.98,13.05,12.94,13.19,21.56]
[12.936,"2017-11-07","12:56:08","TT","VKL800 2-L",238.325793,10.616,12.082000000000001,-1.466,-405.67551600000002,39.407653000000003,154.33414300000001,0,20.910333000000001,13.06,20.910333000000001,13.06,"-",0,0,20.71,21.02,21,13.05,12.94,13.19,21.56]
[12.939,"2017-11-07","12:56:22","TT","VKL800 2-L",241.22970000000001,10.635,12.067,-1.4319999999999999,-401.095302,39.004404999999998,152.31356,0,20.918333000000001,13.053667000000001,20.918333000000001,13.053667000000001,"-",0,0,20.71,21.04,21,13.04,12.94,13.18,21.56]
[12.943,"2017-11-07","12:56:36","TT","VKL800 2-L",244.36943099999999,10.648999999999999,12.057,-1.4079999999999999,-399.50600700000001,38.923032999999997,151.819424,0,20.913,13.054,20.913,13.054,"-",0,0,20.72,21,21.02,13.04,12.94,13.18,21.57]
[12.999000000000001,"2017-11-07","12:59:56","TT","VKL800 2-L",222.28947500000001,10.648,12.195,-1.5469999999999999,-399.28499900000003,38.625532,150.827033,0,20.985333000000001,13.079000000000001,20.985333000000001,13.079000000000001,"-",0,0,20.86,21.06,21.04,13.06,12.96,13.21,21.75]
[13.058,"2017-11-07","13:03:28","TT","VKL800 2-L",209.87772799999999,10.63,12.276,-1.6459999999999999,-401.11598199999997,38.411259999999999,149.89453700000001,0,21.072666999999999,13.080667,21.072666999999999,13.080667,"-",0,0,20.96,21.18,21.07,13.05,12.95,13.23,21.79]
[]
[]
[]
[]
["Timestamp","Date","Time","Name","Projekt","Wassermenge [kg/h]","T Wasser Vorlauf [°C]","T Wasser Rücklauf [°C]","T Wasser Spreizung [K]","Q Sek [W]","q Sek [W/K]","V Sek [m³/h]","i [-]","T Ansaug mean [°C]","T Ausblas mean [°C]","T WT in [°C]","T WT out [°C]","Messstrecke","Wirkdruck","V Prim [m³/h]","T Ansaug 1","T Ansaug 2","T Ansaug 3","T Ausblas 1","T Ausblas 2","T Ausblas 3","T Primärluft"]
[13.113,"2017-11-07","13:06:46","TT","Wasserkreislauf geschlossen",287.73511300000001,10.585000000000001,10.606999999999999,-2.1999999999999999E-2,-7.350034,0.69829600000000003,3.3404669999999999,0,21.110666999999999,14.539332999999999,21.110666999999999,14.539332999999999,"-",0,0,20.96,21.21,21.17,14.3,14.33,14.99,21.78]
[13.117000000000001,"2017-11-07","13:07:00","TT","Wasserkreislauf geschlossen",288.28673700000002,10.584,10.605,-2.1000000000000001E-2,-7.0293919999999996,0.66722099999999995,3.2845430000000002,0,21.119333000000001,14.727667,21.119333000000001,14.727667,"-",0,0,20.97,21.21,21.18,14.48,14.51,15.2,21.78]
[13.121,"2017-11-07","13:07:14","TT","Wasserkreislauf geschlossen",289.70378399999998,10.587,10.605,-1.7999999999999999E-2,-6.0548089999999997,0.57442400000000005,2.9097379999999999,0,21.127666999999999,14.913,21.127666999999999,14.913,"-",0,0,20.99,21.21,21.18,14.64,14.7,15.4,21.79]
[13.124000000000001,"2017-11-07","13:07:28","TT","Wasserkreislauf geschlossen",291.66592100000003,10.587999999999999,10.605,-1.7000000000000001E-2,-5.757161,0.54518599999999995,2.8434119999999998,0,21.148,15.101000000000001,21.148,15.101000000000001,"-",0,0,21.02,21.23,21.2,14.83,14.88,15.59,21.79]
[13.128,"2017-11-07","13:07:42","TT","Wasserkreislauf geschlossen",291.11936100000003,10.587999999999999,10.606,-1.7999999999999999E-2,-6.0843949999999998,0.57577400000000001,3.0965199999999999,0,21.155332999999999,15.287000000000001,21.155332999999999,15.287000000000001,"-",0,0,21.01,21.25,21.2,15.01,15.07,15.78,21.8]
[13.132,"2017-11-07","13:07:56","TT","Wasserkreislauf geschlossen",291.98502200000001,10.589,10.606999999999999,-1.7999999999999999E-2,-6.102487,0.57721299999999998,3.2032539999999998,0,21.161332999999999,15.471667,21.161332999999999,15.471667,"-",0,0,21.03,21.24,21.21,15.19,15.26,15.97,21.8]
[13.135999999999999,"2017-11-07","13:08:10","TT","Wasserkreislauf geschlossen",293.08207499999997,10.589,10.606999999999999,-1.7999999999999999E-2,-6.1254150000000003,0.57963699999999996,3.3245559999999998,0,21.156666999999999,15.654,21.156666999999999,15.654,"-",0,0,21.03,21.23,21.21,15.37,15.45,16.14,21.81]
[13.14,"2017-11-07","13:08:24","TT","Wasserkreislauf geschlossen",293.91577899999999,10.587999999999999,10.605,-1.7000000000000001E-2,-5.801571,0.54878499999999997,3.2552750000000001,0,21.159666999999999,15.837,21.159666999999999,15.837,"-",0,0,21.02,21.25,21.21,15.55,15.63,16.329999999999998,21.8]
[13.144,"2017-11-07","13:08:38","TT","Wasserkreislauf geschlossen",294.21166099999999,10.592000000000001,10.608000000000001,-1.6E-2,-5.4657989999999996,0.51697400000000004,3.168466,0,21.164667000000001,16.012667,21.164667000000001,16.012667,"-",0,0,21.04,21.25,21.21,15.72,15.81,16.5,21.79]
[13.148,"2017-11-07","13:08:52","TT","Wasserkreislauf geschlossen",303.83578499999999,10.592000000000001,10.608000000000001,-1.6E-2,-5.6445939999999997,0.534138,3.387165,0,21.159666999999999,16.182666999999999,21.159666999999999,16.182666999999999,"-",0,0,21.02,21.25,21.21,15.89,15.99,16.670000000000002,21.78]
[13.151999999999999,"2017-11-07","13:09:06","TT","Wasserkreislauf geschlossen",306.61515600000001,10.595000000000001,10.613,-1.7999999999999999E-2,-6.4082569999999999,0.60575299999999999,3.9695749999999999,0,21.173999999999999,16.352667,21.173999999999999,16.352667,"-",0,0,21.04,21.27,21.21,16.07,16.16,16.829999999999998,21.77]
[13.156000000000001,"2017-11-07","13:09:20","TT","Wasserkreislauf geschlossen",304.35557699999998,10.601000000000001,10.618,-1.7000000000000001E-2,-6.0076409999999996,0.56788400000000006,3.8477769999999998,0,21.18,16.516999999999999,21.18,16.516999999999999,"-",0,0,21.05,21.27,21.22,16.23,16.329999999999998,16.989999999999998,21.77]
[13.159000000000001,"2017-11-07","13:09:34","TT","Wasserkreislauf geschlossen",306.61251099999998,10.601000000000001,10.617000000000001,-1.6E-2,-5.6961789999999999,0.53885000000000005,3.7821220000000002,0,21.172000000000001,16.673999999999999,21.172000000000001,16.673999999999999,"-",0,0,21.06,21.24,21.22,16.39,16.5,17.13,21.76]
[13.163,"2017-11-07","13:09:48","TT","Wasserkreislauf geschlossen",308.04511200000002,10.596,10.613,-1.7000000000000001E-2,-6.0804679999999998,0.57462299999999999,4.1720829999999998,0,21.177667,16.824999999999999,21.177667,16.824999999999999,"-",0,0,21.05,21.26,21.22,16.55,16.66,17.27,21.75]
[13.167,"2017-11-07","13:10:02","TT","Wasserkreislauf geschlossen",308.04250100000002,10.593,10.61,-1.7000000000000001E-2,-6.0804169999999997,0.57432899999999998,4.3158200000000004,0,21.18,16.972332999999999,21.18,16.972332999999999,"-",0,0,21.07,21.25,21.22,16.7,16.809999999999999,17.41,21.74]
[13.170999999999999,"2017-11-07","13:10:16","TT","Wasserkreislauf geschlossen",309.48138699999998,10.596,10.612,-1.6E-2,-5.7494759999999996,0.54330900000000004,4.2255330000000004,0,21.178332999999999,17.114667000000001,21.178332999999999,17.114667000000001,"-",0,0,21.06,21.25,21.22,16.850000000000001,16.96,17.54,21.74]
[13.175000000000001,"2017-11-07","13:10:30","TT","Wasserkreislauf geschlossen",310.303809,10.599,10.615,-1.6E-2,-5.7647550000000001,0.54447800000000002,4.3782629999999996,0,21.186667,17.254332999999999,21.186667,17.254332999999999,"-",0,0,21.07,21.27,21.22,16.989999999999998,17.11,17.670000000000002,21.73]
[13.179,"2017-11-07","13:10:44","TT","Wasserkreislauf geschlossen",310.30086999999997,10.606,10.621,-1.4999999999999999E-2,-5.404407,0.50991399999999998,4.2286060000000001,0,21.204667000000001,17.387667,21.204667000000001,17.387667,"-",0,0,21.1,21.29,21.23,17.13,17.25,17.79,21.73]
[13.183,"2017-11-07","13:10:58","TT","Wasserkreislauf geschlossen",310.81057900000002,10.601000000000001,10.618,-1.7000000000000001E-2,-6.1350550000000004,0.57821500000000003,4.9614710000000004,0,21.211333,17.518332999999998,21.211333,17.518332999999998,"-",0,0,21.08,21.31,21.24,17.260000000000002,17.38,17.91,21.73]
[13.186999999999999,"2017-11-07","13:11:12","TT","Wasserkreislauf geschlossen",311.43047899999999,10.597,10.613,-1.6E-2,-5.7856860000000001,0.54559599999999997,4.8514650000000001,0,21.201333000000002,17.639666999999999,21.201333000000002,17.639666999999999,"-",0,0,21.07,21.29,21.25,17.39,17.510000000000002,18.02,21.72]
[13.191000000000001,"2017-11-07","13:11:26","TT","Wasserkreislauf geschlossen",311.742707,10.597,10.613,-1.6E-2,-5.7914870000000001,0.54636700000000005,5.0354080000000003,0,21.196999999999999,17.762,21.196999999999999,17.762,"-",0,0,21.07,21.27,21.26,17.52,17.64,18.13,21.72]
[13.194000000000001,"2017-11-07","13:11:40","TT","Wasserkreislauf geschlossen",312.86939899999999,10.598000000000001,10.616,-1.7999999999999999E-2,-6.5389699999999999,0.61699999999999999,5.8822380000000001,0,21.196000000000002,17.876000000000001,21.196000000000002,17.876000000000001,"-",0,0,21.05,21.27,21.26,17.63,17.760000000000002,18.23,21.72]
[13.198,"2017-11-07","13:11:54","TT","Wasserkreislauf geschlossen",311.44032499999997,10.599,10.617000000000001,-1.7999999999999999E-2,-6.5091029999999996,0.61427900000000002,6.0604269999999998,0,21.195333000000002,17.987666999999998,21.195333000000002,17.987666999999998,"-",0,0,21.05,21.27,21.27,17.75,17.88,18.329999999999998,21.73]
[13.202,"2017-11-07","13:12:08","TT","Wasserkreislauf geschlossen",312.24679700000002,10.6,10.617000000000001,-1.7000000000000001E-2,-6.163405,0.58154499999999998,5.9474580000000001,0,21.198333000000002,18.103332999999999,21.198333000000002,18.103332999999999,"-",0,0,21.05,21.27,21.27,17.87,17.98,18.46,21.73]
[13.206,"2017-11-07","13:12:22","TT","Wasserkreislauf geschlossen",311.74114700000001,10.603999999999999,10.619,-1.4999999999999999E-2,-5.4294919999999998,0.51232900000000003,5.4262709999999998,0,21.201667,18.213332999999999,21.201667,18.213332999999999,"-",0,0,21.04,21.28,21.28,17.97,18.09,18.579999999999998,21.73]
[13.21,"2017-11-07","13:12:36","TT","Wasserkreislauf geschlossen",313.06133,10.603999999999999,10.621,-1.7000000000000001E-2,-6.1794830000000003,0.58264000000000005,6.3933249999999999,0,21.21,18.323333000000002,21.21,18.323333000000002,"-",0,0,21.05,21.29,21.29,18.07,18.190000000000001,18.71,21.73]
[13.214,"2017-11-07","13:12:50","TT","Wasserkreislauf geschlossen",312.55916100000002,10.6,10.617000000000001,-1.7000000000000001E-2,-6.1695710000000004,0.58103000000000005,6.6073849999999998,0,21.218333000000001,18.429666999999998,21.218333000000001,18.429666999999998,"-",0,0,21.05,21.3,21.3,18.170000000000002,18.28,18.84,21.72]
[13.218,"2017-11-07","13:13:04","TT","Wasserkreislauf geschlossen",312.870496,10.595000000000001,10.613,-1.7999999999999999E-2,-6.5389929999999996,0.61618899999999999,7.278829,0,21.207000000000001,18.524000000000001,21.207000000000001,18.524000000000001,"-",0,0,21.04,21.27,21.3,18.27,18.37,18.940000000000001,21.72]
[13.222,"2017-11-07","13:13:18","TT","Wasserkreislauf geschlossen",312.24607400000002,10.59,10.606999999999999,-1.7000000000000001E-2,-6.1633909999999998,0.580484,7.109826,0,21.207667000000001,18.618666999999999,21.207667000000001,18.618666999999999,"-",0,0,21.04,21.27,21.31,18.36,18.46,19.04,21.72]
[13.226000000000001,"2017-11-07","13:13:32","TT","Wasserkreislauf geschlossen",313.687119,10.584,10.601000000000001,-1.7000000000000001E-2,-6.1918350000000002,0.58245000000000002,7.3752820000000003,0,21.214666999999999,18.707332999999998,21.214666999999999,18.707332999999998,"-",0,0,21.06,21.27,21.31,18.440000000000001,18.54,19.14,21.73]
[13.228999999999999,"2017-11-07","13:13:46","TT","Wasserkreislauf geschlossen",313.99523199999999,10.589,10.605,-1.6E-2,-5.8333339999999998,0.54900199999999999,7.1891069999999999,0,21.214333,18.791,21.214333,18.791,"-",0,0,21.06,21.27,21.32,18.53,18.62,19.22,21.73]

{"sheet":"Tabelle6","index":15,"n_rows":14285,"n_cols":8,"rows_kept":4500,"cut":true,"hidden":true,"merged":[],"bounds":{"rows_first":2000,"rows_last":500,"rows_between":2000,"halvings":0}}
[]
[]
[]
[]
[]
[3,9.9,101,21,1,0.56000000000000005,0.56000000000000005,70]
[3,11.1,101,21,50,0.66,0.5,70]
[3,12.2,101,21,60,0.75,0.48,70]
[3,13.4,101,21,70,0.85,0.46,70]
[3,14.6,101,21,80,0.94,0.44,70]
[3,15.7,101,21,90,1.04,0.42,70]
[3,16.7,101,21,99,1.1200000000000001,0.41,70]
[3,5.6,101,21,1,0.6,0.6,200]
[3,6.5,101,21,50,0.83,0.57999999999999996,200]
[3,7.1,101,21,60,0.95,0.57999999999999996,200]
[3,7.6,101,21,70,1.08,0.56999999999999995,200]
[3,8.1999999999999993,101,21,80,1.21,0.56999999999999995,200]
[3,8.6999999999999993,101,21,90,1.33,0.56999999999999995,200]
[3,9.1999999999999993,101,21,99,1.44,0.56000000000000005,200]
[3,4.5999999999999996,101,21,1,0.6,0.6,330]
[3,5.2,101,21,50,0.84,0.59,330]
[3,5.5,101,21,60,0.97,0.59,330]
[3,5.9,101,21,70,1.1000000000000001,0.59,330]
[3,6.2,101,21,80,1.23,0.57999999999999996,330]
[3,6.5,101,21,90,1.36,0.57999999999999996,330]
[3,6.8,101,21,99,1.47,0.57999999999999996,330]
[3,10.199999999999999,101,22,1,0.59,0.59,70]
[3,11.7,101,22,50,0.71,0.52,70]
[3,13,101,22,60,0.81,0.5,70]
[3,14.2,101,22,70,0.91,0.48,70]
[3,15.4,101,22,80,1.01,0.46,70]
[3,16.600000000000001,101,22,90,1.1100000000000001,0.44,70]
[3,17.7,101,22,99,1.2,0.42,70]
[3,5.7,101,22,1,0.63,0.63,200]
[3,6.8,101,22,50,0.9,0.61,200]
[3,7.4,101,22,60,1.03,0.61,200]
[3,8,101,22,70,1.1599999999999999,0.6,200]
[3,8.6,101,22,80,1.3,0.6,200]
[3,9.1,101,22,90,1.43,0.6,200]
[3,9.6,101,22,99,1.55,0.59,200]
[3,4.5999999999999996,101,22,1,0.63,0.63,330]
[3,5.4,101,22,50,0.91,0.62,330]
[3,5.7,101,22,60,1.05,0.62,330]
[3,6.1,101,22,70,1.19,0.62,330]
[3,6.4,101,22,80,1.32,0.61,330]
[3,6.8,101,22,90,1.46,0.61,330]
[3,7.1,101,22,99,1.58,0.61,330]
[3,10.6,101,23,1,0.62,0.62,70]
[3,12.4,101,23,50,0.77,0.54,70]
[3,13.7,101,23,60,0.87,0.52,70]
[3,15,101,23,70,0.98,0.5,70]
[3,16.3,101,23,80,1.08,0.48,70]
[3,17.5,101,23,90,1.19,0.46,70]
[3,18.600000000000001,101,23,99,1.28,0.44,70]
[3,5.8,101,23,1,0.66,0.66,200]
[3,7.1,101,23,50,0.97,0.64,200]
[3,7.8,101,23,60,1.1100000000000001,0.64,200]
[3,8.4,101,23,70,1.25,0.63,200]
[3,9,101,23,80,1.39,0.63,200]
[3,9.6,101,23,90,1.53,0.62,200]
[3,10.1,101,23,99,1.66,0.62,200]
[3,4.7,101,23,1,0.66,0.66,330]
[3,5.6,101,23,50,0.99,0.65,330]
[3,5.9,101,23,60,1.1299999999999999,0.65,330]
[3,6.3,101,23,70,1.28,0.65,330]
[3,6.7,101,23,80,1.42,0.64,330]
[3,7.1,101,23,90,1.56,0.64,330]
[3,7.4,101,23,99,1.69,0.64,330]
[3,10.9,101,24,1,0.65,0.65,70]
[3,13.1,101,24,50,0.82,0.56000000000000005,70]
[3,14.5,101,24,60,0.94,0.54,70]
[3,15.8,101,24,70,1.05,0.52,70]
[3,17.2,101,24,80,1.1599999999999999,0.49,70]
[3,18.5,101,24,90,1.26,0.47,70]
[3,19.600000000000001,101,24,99,1.36,0.45,70]
[3,6,101,24,1,0.69,0.69,200]
[3,7.5,101,24,50,1.04,0.67,200]
[3,8.1,101,24,60,1.19,0.67,200]
[3,8.6999999999999993,101,24,70,1.34,0.66,200]
[3,9.4,101,24,80,1.49,0.66,200]
[3,10,101,24,90,1.64,0.65,200]
[3,10.6,101,24,99,1.77,0.65,200]
[3,4.8,101,24,1,0.7,0.7,330]
[3,5.8,101,24,50,1.06,0.68,330]
[3,6.1,101,24,60,1.21,0.68,330]
[3,6.5,101,24,70,1.36,0.67,330]
[3,6.9,101,24,80,1.52,0.67,330]
[3,7.3,101,24,90,1.67,0.67,330]
[3,7.7,101,24,99,1.81,0.67,330]
[3,11.3,101,25,1,0.68,0.68,70]
[3,13.8,101,25,50,0.88,0.57999999999999996,70]
[3,15.3,101,25,60,1,0.56000000000000005,70]
[3,16.7,101,25,70,1.1200000000000001,0.53,70]
[3,18.100000000000001,101,25,80,1.23,0.51,70]
[3,19.5,101,25,90,1.34,0.49,70]
[3,20.7,101,25,99,1.44,0.46,70]
[3,6.1,101,25,1,0.72,0.72,200]
[3,7.8,101,25,50,1.1200000000000001,0.7,200]
[3,8.5,101,25,60,1.27,0.69,200]
[3,9.1,101,25,70,1.43,0.69,200]
[3,9.8000000000000007,101,25,80,1.59,0.68,200]
[3,10.5,101,25,90,1.75,0.68,200]
[3,11.1,101,25,99,1.89,0.67,200]
[3,4.9000000000000004,101,25,1,0.73,0.73,330]
[3,6,101,25,50,1.1399999999999999,0.71,330]
[3,6.4,101,25,60,1.3,0.71,330]
[3,6.8,101,25,70,1.46,0.7,330]
[3,7.2,101,25,80,1.62,0.7,330]
[3,7.6,101,25,90,1.78,0.7,330]
[3,8,101,25,99,1.93,0.69,330]
[3,11.7,101,26,1,0.71,0.71,70]
[3,14.5,101,26,50,0.94,0.6,70]
[3,16,101,26,60,1.06,0.57999999999999996,70]
[3,17.5,101,26,70,1.19,0.55000000000000004,70]
[3,19,101,26,80,1.31,0.52,70]
[3,20.5,101,26,90,1.42,0.5,70]
[3,21.7,101,26,99,1.52,0.47,70]
[3,6.2,101,26,1,0.75,0.75,200]
[3,8.1,101,26,50,1.19,0.73,200]
[3,8.8000000000000007,101,26,60,1.36,0.72,200]
[3,9.6,101,26,70,1.53,0.72,200]
[3,10.3,101,26,80,1.7,0.71,200]
[3,11,101,26,90,1.86,0.71,200]
[3,11.6,101,26,99,2.0099999999999998,0.7,200]
[3,5,101,26,1,0.76,0.76,330]
[3,6.2,101,26,50,1.22,0.74,330]
[3,6.6,101,26,60,1.39,0.74,330]
[3,7,101,26,70,1.56,0.73,330]
[3,7.5,101,26,80,1.73,0.73,330]
[3,7.9,101,26,90,1.9,0.72,330]
[3,8.3000000000000007,101,26,99,2.0499999999999998,0.72,330]
[3,12,101,27,1,0.74,0.74,70]
[3,15.3,101,27,50,1,0.62,70]
[3,16.899999999999999,101,27,60,1.1299999999999999,0.59,70]
[3,18.399999999999999,101,27,70,1.26,0.56999999999999995,70]
[3,20,101,27,80,1.38,0.54,70]
[3,21.5,101,27,90,1.5,0.51,70]
[3,22.8,101,27,99,1.61,0.48,70]
[3,6.4,101,27,1,0.78,0.78,200]
[3,8.5,101,27,50,1.27,0.76,200]
[3,9.1999999999999993,101,27,60,1.45,0.75,200]
[3,10,101,27,70,1.63,0.74,200]
[3,10.7,101,27,80,1.81,0.74,200]
[3,11.5,101,27,90,1.98,0.73,200]
[3,12.2,101,27,99,2.14,0.73,200]
[3,5,101,27,1,0.79,0.79,330]
[3,6.4,101,27,50,1.3,0.77,330]
[3,6.8,101,27,60,1.48,0.76,330]
[3,7.3,101,27,70,1.66,0.76,330]
[3,7.8,101,27,80,1.84,0.76,330]
[3,8.1999999999999993,101,27,90,2.02,0.75,330]
[3,8.6999999999999993,101,27,99,2.1800000000000002,0.75,330]
[3,12.4,101,28,1,0.76,0.76,70]
[3,16,101,28,50,1.06,0.64,70]
[3,17.7,101,28,60,1.2,0.61,70]
[3,19.3,101,28,70,1.33,0.57999999999999996,70]
[3,20.9,101,28,80,1.46,0.55000000000000004,70]
[3,22.5,101,28,90,1.59,0.52,70]
[3,23.9,101,28,99,1.7,0.49,70]
[3,6.5,101,28,1,0.81,0.81,200]
[3,8.8000000000000007,101,28,50,1.35,0.78,200]
[3,9.6,101,28,60,1.54,0.78,200]
[3,10.4,101,28,70,1.73,0.77,200]
[3,11.2,101,28,80,1.92,0.77,200]
[3,12,101,28,90,2.1,0.76,200]
[3,12.8,101,28,99,2.27,0.75,200]
[3,5.0999999999999996,101,28,1,0.82,0.82,330]
[3,6.6,101,28,50,1.38,0.8,330]
[3,7.1,101,28,60,1.57,0.79,330]
[3,7.6,101,28,70,1.76,0.79,330]
[3,8.1,101,28,80,1.95,0.78,330]
[3,8.6,101,28,90,2.14,0.78,330]
[3,9,101,28,99,2.3199999999999998,0.78,330]
[3,12.6,171,21,1,0.79,0.79,70]
[3,12.5,171,21,50,0.78,0.67,70]
[3,13.9,171,21,60,0.89,0.62,70]
[3,15.2,171,21,70,0.99,0.56999999999999995,70]
[3,16.5,171,21,80,1.1000000000000001,0.52,70]
[3,17.7,171,21,90,1.2,0.48,70]
[3,18.8,171,21,99,1.29,0.43,70]
[3,7.1,171,21,1,0.95,0.95,200]
[3,8.3000000000000007,171,21,50,1.24,0.89,200]
[3,9.1,171,21,60,1.43,0.88,200]
[3,9.9,171,21,70,1.62,0.86,200]
[3,10.7,171,21,80,1.81,0.85,200]
[3,11.6,171,21,90,2,0.83,200]
[3,12.3,171,21,99,2.17,0.81,200]
[3,5.5,171,21,1,0.97,0.97,330]
[3,6.4,171,21,50,1.33,0.94,330]
[3,7,171,21,60,1.53,0.93,330]
[3,7.5,171,21,70,1.73,0.92,330]
[3,8,171,21,80,1.94,0.91,330]
[3,8.6,171,21,90,2.14,0.9,330]
[3,9,171,21,99,2.3199999999999998,0.89,330]
[3,13.2,171,22,1,0.83,0.83,70]
[3,13.3,171,22,50,0.84,0.7,70]
[3,14.7,171,22,60,0.95,0.65,70]
[3,16.100000000000001,171,22,70,1.07,0.59,70]
[3,17.399999999999999,171,22,80,1.17,0.54,70]
[3,18.7,171,22,90,1.28,0.49,70]
[3,19.8,171,22,99,1.37,0.44,70]
[3,7.3,171,22,1,1,1,200]
[3,8.8000000000000007,171,22,50,1.35,0.94,200]
[3,9.6,171,22,60,1.55,0.92,200]
[3,10.5,171,22,70,1.75,0.9,200]
[3,11.3,171,22,80,1.95,0.89,200]
[3,12.2,171,22,90,2.15,0.87,200]
[3,13,171,22,99,2.33,0.85,200]
[3,5.7,171,22,1,1.02,1.02,330]
[3,6.7,171,22,50,1.44,0.99,330]
[3,7.3,171,22,60,1.66,0.98,330]
[3,7.9,171,22,70,1.87,0.97,330]
[3,8.4,171,22,80,2.09,0.95,330]
[3,9,171,22,90,2.2999999999999998,0.94,330]
[3,9.5,171,22,99,2.4900000000000002,0.94,330]
[3,13.7,171,23,1,0.87,0.87,70]
[3,14.1,171,23,50,0.9,0.72,70]
[3,15.5,171,23,60,1.02,0.67,70]
[3,16.899999999999999,171,23,70,1.1399999999999999,0.61,70]
[3,18.3,171,23,80,1.25,0.56000000000000005,70]
[3,19.7,171,23,90,1.36,0.5,70]
[3,20.8,171,23,99,1.45,0.46,70]
[3,7.5,171,23,1,1.05,1.05,200]
[3,9.1999999999999993,171,23,50,1.46,0.98,200]
[3,10.1,171,23,60,1.67,0.96,200]
[3,11.1,171,23,70,1.88,0.94,200]
[3,12,171,23,80,2.09,0.92,200]
[3,12.9,171,23,90,2.2999999999999998,0.91,200]
[3,13.7,171,23,99,2.4900000000000002,0.89,200]
[3,5.8,171,23,1,1.07,1.07,330]
[3,7,171,23,50,1.56,1.03,330]
[3,7.6,171,23,60,1.78,1.02,330]
[3,8.1999999999999993,171,23,70,2.0099999999999998,1.01,330]
[3,8.8000000000000007,171,23,80,2.2400000000000002,1,330]
[3,9.4,171,23,90,2.4700000000000002,0.99,330]
[3,9.9,171,23,99,2.67,0.98,330]
[3,14.2,171,24,1,0.91,0.91,70]
[3,14.9,171,24,50,0.97,0.75,70]
[3,16.399999999999999,171,24,60,1.0900000000000001,0.69,70]
[3,17.899999999999999,171,24,70,1.21,0.63,70]
[3,19.3,171,24,80,1.33,0.56999999999999995,70]
[3,20.7,171,24,90,1.44,0.52,70]
[3,21.9,171,24,99,1.54,0.47,70]
[3,7.7,171,24,1,1.1000000000000001,1.1000000000000001,200]
[3,9.6999999999999993,171,24,50,1.57,1.02,200]
[3,10.7,171,24,60,1.79,1,200]
[3,11.6,171,24,70,2.0099999999999998,0.98,200]
[3,12.6,171,24,80,2.2400000000000002,0.96,200]
[3,13.6,171,24,90,2.46,0.94,200]
[3,14.4,171,24,99,2.66,0.93,200]
[3,5.9,171,24,1,1.1200000000000001,1.1200000000000001,330]
[3,7.3,171,24,50,1.67,1.08,330]
[3,8,171,24,60,1.92,1.07,330]
[3,8.6,171,24,70,2.16,1.06,330]
[3,9.1999999999999993,171,24,80,2.4,1.04,330]
[3,9.9,171,24,90,2.64,1.03,330]
[3,10.4,171,24,99,2.86,1.02,330]
[3,14.7,171,25,1,0.96,0.96,70]
[3,15.6,171,25,50,1.03,0.77,70]
[3,17.2,171,25,60,1.1599999999999999,0.71,70]
[3,18.8,171,25,70,1.29,0.65,70]
[3,20.2,171,25,80,1.41,0.59,70]
[3,21.7,171,25,90,1.52,0.53,70]
[3,22.9,171,25,99,1.62,0.47,70]
[3,7.9,171,25,1,1.1499999999999999,1.1499999999999999,200]
[3,10.199999999999999,171,25,50,1.68,1.07,200]
[3,11.2,171,25,60,1.92,1.05,200]
[3,12.2,171,25,70,2.15,1.02,200]
[3,13.3,171,25,80,2.39,1,200]
[3,14.3,171,25,90,2.63,0.98,200]
[3,15.2,171,25,99,2.84,0.96,200]
[3,6,171,25,1,1.17,1.17,330]
[3,7.7,171,25,50,1.8,1.1299999999999999,330]
[3,8.3000000000000007,171,25,60,2.0499999999999998,1.1100000000000001,330]
[3,9,171,25,70,2.31,1.1000000000000001,330]
[3,9.6999999999999993,171,25,80,2.56,1.0900000000000001,330]
[3,10.3,171,25,90,2.82,1.07,330]
[3,10.9,171,25,99,3.05,1.06,330]
[3,15.2,171,26,1,1,1,70]
[3,16.399999999999999,171,26,50,1.1000000000000001,0.79,70]
[3,18.100000000000001,171,26,60,1.23,0.73,70]
[3,19.7,171,26,70,1.36,0.66,70]
[3,21.2,171,26,80,1.49,0.6,70]
[3,22.7,171,26,90,1.6,0.53,70]
[3,24,171,26,99,1.71,0.48,70]
[3,8.1,171,26,1,1.2,1.2,200]
[3,10.7,171,26,50,1.8,1.1100000000000001,200]
[3,11.8,171,26,60,2.0499999999999998,1.08,200]
[3,12.9,171,26,70,2.2999999999999998,1.06,200]
[3,13.9,171,26,80,2.5499999999999998,1.04,200]
[3,15,171,26,90,2.8,1.02,200]
[3,16,171,26,99,3.03,1,200]
[3,6.2,171,26,1,1.22,1.22,330]
[3,8,171,26,50,1.92,1.17,330]
[3,8.6999999999999993,171,26,60,2.19,1.1599999999999999,330]
[3,9.4,171,26,70,2.46,1.1399999999999999,330]
[3,10.1,171,26,80,2.73,1.1299999999999999,330]
[3,10.8,171,26,90,3,1.1200000000000001,330]
[3,11.4,171,26,99,3.25,1.1000000000000001,330]
[3,15.8,171,27,1,1.04,1.04,70]
[3,17.3,171,27,50,1.1599999999999999,0.81,70]
[3,19,171,27,60,1.3,0.74,70]
[3,20.6,171,27,70,1.44,0.68,70]
[3,22.2,171,27,80,1.57,0.61,70]
[3,23.7,171,27,90,1.69,0.54,70]
[3,25.1,171,27,99,1.79,0.49,70]
[3,8.3000000000000007,171,27,1,1.24,1.24,200]
[3,11.2,171,27,50,1.92,1.1499999999999999,200]
[3,12.4,171,27,60,2.1800000000000002,1.1200000000000001,200]
[3,13.5,171,27,70,2.4500000000000002,1.1000000000000001,200]
[3,14.6,171,27,80,2.71,1.08,200]
[3,15.8,171,27,90,2.98,1.05,200]
[3,16.8,171,27,99,3.21,1.03,200]
[3,6.3,171,27,1,1.27,1.27,330]
[3,8.3000000000000007,171,27,50,2.0499999999999998,1.21,330]
[3,9.1,171,27,60,2.34,1.2,330]
[3,9.8000000000000007,171,27,70,2.62,1.19,330]
[3,10.6,171,27,80,2.91,1.17,330]
[3,11.3,171,27,90,3.2,1.1599999999999999,330]
[3,12,171,27,99,3.45,1.1399999999999999,330]
[3,16.3,171,28,1,1.08,1.08,70]
[3,18.100000000000001,171,28,50,1.23,0.83,70]
[3,19.899999999999999,171,28,60,1.38,0.76,70]
[3,21.6,171,28,70,1.51,0.69,70]
[3,23.2,171,28,80,1.65,0.62,70]
[3,24.8,171,28,90,1.77,0.55000000000000004,70]
[3,26.1,171,28,99,1.88,0.49,70]
[3,8.5,171,28,1,1.29,1.29,200]
[3,11.7,171,28,50,2.04,1.19,200]
[3,13,171,28,60,2.3199999999999998,1.1599999999999999,200]
[3,14.2,171,28,70,2.6,1.1399999999999999,200]
[3,15.4,171,28,80,2.88,1.1100000000000001,200]
[3,16.600000000000001,171,28,90,3.16,1.0900000000000001,200]
[3,17.600000000000001,171,28,99,3.41,1.06,200]
[3,6.4,171,28,1,1.32,1.32,330]
[3,8.6999999999999993,171,28,50,2.1800000000000002,1.26,330]
[3,9.4,171,28,60,2.4900000000000002,1.24,330]
[3,10.199999999999999,171,28,70,2.79,1.23,330]
[3,11,171,28,80,3.09,1.21,330]
[3,11.8,171,28,90,3.39,1.2,330]
[3,12.5,171,28,99,3.67,1.18,330]
[3,14.3,241,21,1,0.92,0.92,70]
[3,14.2,241,21,50,0.92,0.88,70]
[3,14.5,241,21,60,0.94,0.73,70]
[3,15.8,241,21,70,1.05,0.65,70]
[3,17.100000000000001,241,21,80,1.1499999999999999,0.57999999999999996,70]
[3,18.399999999999999,241,21,90,1.25,0.5,70]
[3,19.5,241,21,99,1.34,0.44,70]
[3,8.1999999999999993,241,21,1,1.22,1.22,200]
[3,9.5,241,21,50,1.52,1.1299999999999999,200]
[3,10.5,241,21,60,1.75,1.0900000000000001,200]
[3,11.5,241,21,70,1.97,1.05,200]
[3,12.4,241,21,80,2.2000000000000002,1.02,200]
[3,13.4,241,21,90,2.4300000000000002,0.98,200]
[3,14.3,241,21,99,2.63,0.95,200]
[3,6.3,241,21,1,1.28,1.28,330]
[3,7.4,241,21,50,1.7,1.22,330]
[3,8.1,241,21,60,1.96,1.2,330]
[3,8.8000000000000007,241,21,70,2.2200000000000002,1.17,330]
[3,9.4,241,21,80,2.48,1.1499999999999999,330]
[3,10.1,241,21,90,2.74,1.1299999999999999,330]
[3,10.7,241,21,99,2.97,1.1100000000000001,330]
[3,14.9,241,22,1,0.97,0.97,70]
[3,13.9,241,22,50,0.89,0.84,70]
[3,15.3,241,22,60,1.01,0.76,70]
[3,16.7,241,22,70,1.1200000000000001,0.67,70]
[3,18.100000000000001,241,22,80,1.23,0.59,70]
[3,19.399999999999999,241,22,90,1.33,0.51,70]
[3,20.5,241,22,99,1.43,0.45,70]
[3,8.5,241,22,1,1.29,1.29,200]
[3,10.1,241,22,50,1.65,1.18,200]
[3,11.1,241,22,60,1.89,1.1399999999999999,200]
[3,12.1,241,22,70,2.13,1.1000000000000001,200]
[3,13.2,241,22,80,2.37,1.06,200]
[3,14.2,241,22,90,2.61,1.02,200]
[3,15.1,241,22,99,2.82,0.99,200]
[3,6.5,241,22,1,1.35,1.35,330]
[3,7.8,241,22,50,1.85,1.28,330]
[3,8.5,241,22,60,2.12,1.25,330]
[3,9.1999999999999993,241,22,70,2.4,1.23,330]
[3,9.9,241,22,80,2.67,1.21,330]
[3,10.7,241,22,90,2.95,1.18,330]
[3,11.3,241,22,99,3.19,1.1599999999999999,330]
[3,15.5,241,23,1,1.02,1.02,70]
[3,14.7,241,23,50,0.95,0.87,70]
[3,16.2,241,23,60,1.08,0.78,70]
[3,17.600000000000001,241,23,70,1.19,0.69,70]
[3,19,241,23,80,1.31,0.61,70]
[3,20.399999999999999,241,23,90,1.41,0.53,70]
[3,21.5,241,23,99,1.51,0.46,70]
[3,8.8000000000000007,241,23,1,1.36,1.36,200]
[3,10.6,241,23,50,1.78,1.23,200]
[3,11.7,241,23,60,2.0299999999999998,1.19,200]
[3,12.8,241,23,70,2.29,1.1499999999999999,200]
[3,13.9,241,23,80,2.54,1.1100000000000001,200]
[3,15,241,23,90,2.79,1.07,200]
[3,16,241,23,99,3.02,1.03,200]
[3,6.7,241,23,1,1.42,1.42,330]
[3,8.1999999999999993,241,23,50,2,1.34,330]
[3,8.9,241,23,60,2.29,1.31,330]
[3,9.6999999999999993,241,23,70,2.58,1.28,330]
[3,10.5,241,23,80,2.87,1.26,330]
[3,11.2,241,23,90,3.16,1.23,330]
[3,11.9,241,23,99,3.42,1.21,330]
[3,16.100000000000001,241,24,1,1.07,1.07,70]
[3,15.5,241,24,50,1.02,0.89,70]
[3,17.100000000000001,241,24,60,1.1499999999999999,0.8,70]
[3,18.5,241,24,70,1.27,0.71,70]
[3,20,241,24,80,1.38,0.62,70]
[3,21.4,241,24,90,1.5,0.54,70]
[3,22.6,241,24,99,1.59,0.46,70]
[3,9.1,241,24,1,1.42,1.42,200]
[3,11.2,241,24,50,1.91,1.28,200]
[3,12.4,241,24,60,2.1800000000000002,1.24,200]
[3,13.5,241,24,70,2.4500000000000002,1.19,200]
[3,14.7,241,24,80,2.72,1.1499999999999999,200]
[3,15.8,241,24,90,2.98,1.1100000000000001,200]
[3,16.8,241,24,99,3.23,1.07,200]
[3,6.9,241,24,1,1.48,1.48,330]
[3,8.6,241,24,50,2.15,1.39,330]
[3,9.4,241,24,60,2.46,1.37,330]
[3,10.199999999999999,241,24,70,2.76,1.34,330]
[3,11,241,24,80,3.07,1.31,330]
[3,11.8,241,24,90,3.38,1.29,330]
[3,12.5,241,24,99,3.66,1.26,330]
[3,16.7,241,25,1,1.1200000000000001,1.1200000000000001,70]
[3,16.3,241,25,50,1.0900000000000001,0.92,70]
[3,17.899999999999999,241,25,60,1.22,0.82,70]
[3,19.5,241,25,70,1.34,0.73,70]
[3,21,241,25,80,1.46,0.64,70]
[3,22.4,241,25,90,1.58,0.55000000000000004,70]
[3,23.6,241,25,99,1.68,0.47,70]
[3,9.4,241,25,1,1.48,1.48,200]
[3,11.8,241,25,50,2.0499999999999998,1.33,200]
[3,13,241,25,60,2.34,1.28,200]
[3,14.2,241,25,70,2.62,1.24,200]
[3,15.5,241,25,80,2.9,1.19,200]
[3,16.7,241,25,90,3.19,1.1399999999999999,200]
[3,17.7,241,25,99,3.44,1.1000000000000001,200]
[3,7,241,25,1,1.55,1.55,330]
[3,9,241,25,50,2.31,1.45,330]
[3,9.8000000000000007,241,25,60,2.63,1.42,330]
[3,10.7,241,25,70,2.96,1.39,330]
[3,11.5,241,25,80,3.28,1.36,330]
[3,12.4,241,25,90,3.61,1.34,330]
[3,13.1,241,25,99,3.91,1.31,330]
[3,17.3,241,26,1,1.17,1.17,70]
[3,17.100000000000001,241,26,50,1.1499999999999999,0.94,70]
[3,18.8,241,26,60,1.29,0.84,70]
[3,20.399999999999999,241,26,70,1.42,0.74,70]
[3,21.9,241,26,80,1.54,0.65,70]
[3,23.4,241,26,90,1.66,0.56000000000000005,70]
[3,24.7,241,26,99,1.76,0.47,70]
[3,9.6,241,26,1,1.55,1.55,200]
[3,12.4,241,26,50,2.19,1.38,200]
[3,13.7,241,26,60,2.5,1.33,200]
[3,15,241,26,70,2.8,1.28,200]
[3,16.3,241,26,80,3.09,1.23,200]
[3,17.5,241,26,90,3.39,1.18,200]
[3,18.7,241,26,99,3.65,1.1299999999999999,200]
[3,7.2,241,26,1,1.62,1.62,330]
[3,9.4,241,26,50,2.46,1.51,330]
[3,10.3,241,26,60,2.81,1.48,330]
[3,11.2,241,26,70,3.16,1.45,330]
[3,12.1,241,26,80,3.51,1.41,330]
[3,13,241,26,90,3.85,1.38,330]
[3,13.8,241,26,99,4.16,1.36,330]
[3,17.899999999999999,241,27,1,1.22,1.22,70]
[3,18,241,27,50,1.22,0.96,70]
[3,19.7,241,27,60,1.36,0.86,70]
[3,21.3,241,27,70,1.5,0.76,70]
[3,22.9,241,27,80,1.62,0.66,70]
[3,24.4,241,27,90,1.75,0.56000000000000005,70]
[3,25.7,241,27,99,1.85,0.48,70]
[3,9.9,241,27,1,1.61,1.61,200]
[3,13,241,27,50,2.34,1.43,200]
[3,14.4,241,27,60,2.66,1.37,200]
[3,15.8,241,27,70,2.98,1.32,200]
[3,17.100000000000001,241,27,80,3.29,1.27,200]
[3,18.399999999999999,241,27,90,3.6,1.21,200]
[3,19.600000000000001,241,27,99,3.87,1.17,200]
[3,7.4,241,27,1,1.69,1.69,330]
[3,9.8000000000000007,241,27,50,2.63,1.56,330]
[3,10.8,241,27,60,3,1.53,330]
[3,11.7,241,27,70,3.36,1.5,330]
[3,12.7,241,27,80,3.73,1.47,330]
[3,13.6,241,27,90,4.0999999999999996,1.43,330]
[3,14.5,241,27,99,4.42,1.4,330]
[3,18.5,241,28,1,1.27,1.27,70]
[3,18.8,241,28,50,1.29,0.99,70]
[3,20.6,241,28,60,1.43,0.87,70]
[3,22.3,241,28,70,1.57,0.77,70]
[3,23.9,241,28,80,1.7,0.66,70]
[3,25.5,241,28,90,1.83,0.56000000000000005,70]
[3,26.8,241,28,99,1.93,0.48,70]
[3,10.199999999999999,241,28,1,1.68,1.68,200]
[3,13.7,241,28,50,2.4900000000000002,1.47,200]
[3,15.1,241,28,60,2.83,1.42,200]
[3,16.600000000000001,241,28,70,3.16,1.36,200]
[3,18,241,28,80,3.49,1.3,200]
[3,19.399999999999999,241,28,90,3.81,1.25,200]
[3,20.6,241,28,99,4.1100000000000003,1.2,200]
[3,7.5,241,28,1,1.75,1.75,330]
[3,10.3,241,28,50,2.8,1.62,330]
[3,11.3,241,28,60,3.19,1.58,330]
[3,12.3,241,28,70,3.58,1.55,330]
[3,13.3,241,28,80,3.96,1.51,330]
[3,14.3,241,28,90,4.3499999999999996,1.48,330]
[3,15.2,241,28,99,4.7,1.45,330]
[3,15.3,311,21,1,1,1,70]
[3,15.2,311,21,50,1,1,70]
[3,14.8,311,21,60,0.96,0.83,70]
[3,16.100000000000001,311,21,70,1.07,0.72,70]
[3,17.399999999999999,311,21,80,1.18,0.62,70]
[3,18.7,311,21,90,1.28,0.53,70]
[3,19.8,311,21,99,1.37,0.44,70]
[3,9.1999999999999993,311,21,1,1.44,1.44,200]
[3,10.3,311,21,50,1.71,1.3,200]
[3,11.4,311,21,60,1.96,1.25,200]
[3,12.5,311,21,70,2.21,1.19,200]
[3,13.6,311,21,80,2.46,1.1299999999999999,200]
[3,14.6,311,21,90,2.71,1.08,200]
[3,15.6,311,21,99,2.93,1.02,200]
[3,7,311,21,1,1.54,1.54,330]
[3,8.1999999999999993,311,21,50,1.99,1.44,330]
[3,8.9,311,21,60,2.29,1.4,330]
[3,9.6999999999999993,311,21,70,2.59,1.37,330]
[3,10.5,311,21,80,2.89,1.33,330]
[3,11.3,311,21,90,3.19,1.29,330]
[3,12,311,21,99,3.46,1.26,330]
[3,16,311,22,1,1.06,1.06,70]
[3,15.9,311,22,50,1.05,1.05,70]
[3,15.7,311,22,60,1.03,0.85,70]
[3,17.100000000000001,311,22,70,1.1499999999999999,0.74,70]
[3,18.399999999999999,311,22,80,1.26,0.64,70]
[3,19.7,311,22,90,1.36,0.53,70]
[3,20.8,311,22,99,1.45,0.45,70]
[3,9.5,311,22,1,1.52,1.52,200]
[3,10.9,311,22,50,1.85,1.36,200]
[3,12.1,311,22,60,2.12,1.3,200]
[3,13.2,311,22,70,2.38,1.24,200]
[3,14.4,311,22,80,2.64,1.18,200]
[3,15.5,311,22,90,2.91,1.1200000000000001,200]
[3,16.5,311,22,99,3.14,1.06,200]
[3,7.2,311,22,1,1.62,1.62,330]
[3,8.6,311,22,50,2.16,1.51,330]
[3,9.4,311,22,60,2.48,1.47,330]
[3,10.3,311,22,70,2.8,1.43,330]
[3,11.1,311,22,80,3.12,1.39,330]
[3,11.9,311,22,90,3.43,1.35,330]
[3,12.7,311,22,99,3.72,1.31,330]
[3,16.600000000000001,311,23,1,1.1100000000000001,1.1100000000000001,70]
[3,16.600000000000001,311,23,50,1.1100000000000001,1.1100000000000001,70]
[3,16.5,311,23,60,1.1000000000000001,0.87,70]
[3,18,311,23,70,1.22,0.76,70]
[3,19.399999999999999,311,23,80,1.33,0.65,70]
[3,20.7,311,23,90,1.44,0.55000000000000004,70]
[3,21.9,311,23,99,1.54,0.45,70]
[3,9.9,311,23,1,1.6,1.6,200]
[3,11.5,311,23,50,2,1.42,200]
[3,12.8,311,23,60,2.2799999999999998,1.36,200]
[3,14,311,23,70,2.56,1.29,200]
[3,15.2,311,23,80,2.84,1.22,200]
[3,16.399999999999999,311,23,90,3.11,1.1599999999999999,200]
[3,17.399999999999999,311,23,99,3.36,1.1000000000000001,200]
[3,7.4,311,23,1,1.71,1.71,330]
[3,9.1,311,23,50,2.33,1.58,330]
[3,9.9,311,23,60,2.67,1.54,330]
[3,10.8,311,23,70,3.01,1.49,330]
[3,11.7,311,23,80,3.35,1.45,330]
[3,12.6,311,23,90,3.69,1.41,330]
[3,13.4,311,23,99,3.99,1.37,330]
[3,17.3,311,24,1,1.17,1.17,70]
[3,17.3,311,24,50,1.1599999999999999,1.1399999999999999,70]
[3,17.399999999999999,311,24,60,1.17,0.9,70]
[3,18.899999999999999,311,24,70,1.3,0.78,70]
[3,20.3,311,24,80,1.41,0.67,70]
[3,21.7,311,24,90,1.52,0.56000000000000005,70]
[3,22.9,311,24,99,1.62,0.46,70]
[3,10.199999999999999,311,24,1,1.68,1.68,200]
[3,12.2,311,24,50,2.15,1.47,200]
[3,13.5,311,24,60,2.44,1.41,200]
[3,14.7,311,24,70,2.74,1.34,200]
[3,16,311,24,80,3.03,1.27,200]
[3,17.3,311,24,90,3.32,1.2,200]
[3,18.399999999999999,311,24,99,3.58,1.1399999999999999,200]
[3,7.6,311,24,1,1.79,1.79,330]
[3,9.5,311,24,50,2.5099999999999998,1.64,330]
[3,10.5,311,24,60,2.87,1.6,330]
[3,11.4,311,24,70,3.23,1.55,330]
[3,12.3,311,24,80,3.59,1.51,330]
[3,13.2,311,24,90,3.94,1.46,330]
[3,14.1,311,24,99,4.26,1.42,330]
[3,18,311,25,1,1.22,1.22,70]
[3,16.600000000000001,311,25,50,1.1100000000000001,1.04,70]
[3,18.3,311,25,60,1.25,0.92,70]
[3,19.8,311,25,70,1.37,0.8,70]
[3,21.3,311,25,80,1.49,0.68,70]
[3,22.7,311,25,90,1.61,0.56999999999999995,70]
[3,23.9,311,25,99,1.71,0.47,70]
[3,10.5,311,25,1,1.75,1.75,200]
[3,12.9,311,25,50,2.2999999999999998,1.53,200]
[3,14.2,311,25,60,2.61,1.46,200]
[3,15.6,311,25,70,2.92,1.38,200]
[3,16.899999999999999,311,25,80,3.23,1.31,200]
[3,18.2,311,25,90,3.54,1.24,200]
[3,19.3,311,25,99,3.81,1.17,200]
[3,7.9,311,25,1,1.87,1.87,330]
[3,10,311,25,50,2.69,1.71,330]
[3,11,311,25,60,3.07,1.66,330]
[3,12,311,25,70,3.45,1.61,330]
[3,13,311,25,80,3.83,1.56,330]
[3,13.9,311,25,90,4.21,1.51,330]
[3,14.8,311,25,99,4.55,1.47,330]
[3,18.600000000000001,311,26,1,1.28,1.28,70]
[3,17.5,311,26,50,1.18,1.07,70]
[3,19.100000000000001,311,26,60,1.32,0.94,70]
[3,20.7,311,26,70,1.45,0.81,70]
[3,22.3,311,26,80,1.57,0.69,70]
[3,23.7,311,26,90,1.69,0.56999999999999995,70]
[3,25,311,26,99,1.79,0.47,70]
[3,10.8,311,26,1,1.83,1.83,200]
[3,13.5,311,26,50,2.46,1.58,200]
[3,15,311,26,60,2.79,1.5,200]
[3,16.399999999999999,311,26,70,3.11,1.43,200]
[3,17.8,311,26,80,3.44,1.35,200]
[3,19.100000000000001,311,26,90,3.76,1.27,200]
[3,20.3,311,26,99,4.04,1.2,200]
[3,8.1,311,26,1,1.95,1.95,330]
[3,10.5,311,26,50,2.88,1.77,330]
[3,11.5,311,26,60,3.28,1.72,330]
[3,12.6,311,26,70,3.69,1.67,330]
[3,13.6,311,26,80,4.09,1.62,330]
[3,14.7,311,26,90,4.49,1.56,330]
[3,15.6,311,26,99,4.8499999999999996,1.52,330]
[3,19.3,311,27,1,1.33,1.33,70]
[3,18.3,311,27,50,1.25,1.1000000000000001,70]
[3,20,311,27,60,1.39,0.96,70]
[3,21.7,311,27,70,1.52,0.83,70]
[3,23.2,311,27,80,1.65,0.7,70]
[3,24.7,311,27,90,1.77,0.57999999999999996,70]
[3,26,311,27,99,1.87,0.47,70]
[3,11.2,311,27,1,1.91,1.91,200]
[3,14.2,311,27,50,2.62,1.63,200]
[3,15.7,311,27,60,2.97,1.55,200]
[3,17.2,311,27,70,3.31,1.47,200]
[3,18.7,311,27,80,3.65,1.38,200]
[3,20.100000000000001,311,27,90,3.98,1.3,200]
[3,21.4,311,27,99,4.28,1.22,200]
[3,8.3000000000000007,311,27,1,2.0299999999999998,2.0299999999999998,330]
[3,11,311,27,50,3.07,1.84,330]
[3,12.1,311,27,60,3.5,1.78,330]
[3,13.2,311,27,70,3.93,1.73,330]
[3,14.3,311,27,80,4.3499999999999996,1.67,330]
[3,15.4,311,27,90,4.7699999999999996,1.62,330]
[3,16.399999999999999,311,27,99,5.15,1.57,330]
[3,20,311,28,1,1.38,1.38,70]
[3,19.100000000000001,311,28,50,1.32,1.1200000000000001,70]
[3,20.9,311,28,60,1.46,0.98,70]
[3,22.6,311,28,70,1.6,0.84,70]
[3,24.2,311,28,80,1.73,0.71,70]
[3,25.8,311,28,90,1.85,0.57999999999999996,70]
[3,27.1,311,28,99,1.96,0.47,70]
[3,11.5,311,28,1,1.98,1.98,200]
[3,14.9,311,28,50,2.78,1.68,200]
[3,16.5,311,28,60,3.15,1.59,200]
[3,18.100000000000001,311,28,70,3.51,1.51,200]
[3,19.600000000000001,311,28,80,3.87,1.42,200]
[3,21.1,311,28,90,4.22,1.33,200]
[3,22.4,311,28,99,4.5199999999999996,1.25,200]
[3,8.5,311,28,1,2.11,2.11,330]
[3,11.5,311,28,50,3.27,1.9,330]
[3,12.7,311,28,60,3.72,1.84,330]
[3,13.8,311,28,70,4.17,1.78,330]
[3,15,311,28,80,4.62,1.72,330]
[3,16.2,311,28,90,5.0599999999999996,1.67,330]
[3,17.2,311,28,99,5.47,1.61,330]
[3,16,381,21,1,1.06,1.06,70]
[3,15.9,381,21,50,1.06,1.06,70]
[3,15,381,21,60,0.98,0.91,70]
[3,16.3,381,21,70,1.0900000000000001,0.78,70]
[3,17.600000000000001,381,21,80,1.19,0.66,70]
[3,18.899999999999999,381,21,90,1.3,0.54,70]
[3,20,381,21,99,1.38,0.44,70]
[3,9.9,381,21,1,1.62,1.62,200]
[3,10.9,381,21,50,1.84,1.45,200]
[3,12,381,21,60,2.11,1.37,200]
[3,13.2,381,21,70,2.38,1.3,200]
[3,14.3,381,21,80,2.64,1.22,200]
[3,15.4,381,21,90,2.9,1.1399999999999999,200]
[3,16.399999999999999,381,21,99,3.13,1.07,200]
[3,7.6,381,21,1,1.76,1.76,330]
[3,8.6999999999999993,381,21,50,2.21,1.63,330]
[3,9.6,381,21,60,2.5499999999999998,1.57,330]
[3,10.5,381,21,70,2.88,1.52,330]
[3,11.3,381,21,80,3.21,1.47,330]
[3,12.2,381,21,90,3.54,1.41,330]
[3,13,381,21,99,3.84,1.36,330]
[3,16.7,381,22,1,1.1200000000000001,1.1200000000000001,70]
[3,16.7,381,22,50,1.1100000000000001,1.1100000000000001,70]
[3,15.8,381,22,60,1.05,0.94,70]
[3,17.2,381,22,70,1.1599999999999999,0.8,70]
[3,18.600000000000001,381,22,80,1.27,0.68,70]
[3,19.899999999999999,381,22,90,1.38,0.55000000000000004,70]
[3,21,381,22,99,1.47,0.45,70]
[3,10.3,381,22,1,1.71,1.71,200]
[3,11.5,381,22,50,1.99,1.51,200]
[3,12.8,381,22,60,2.2799999999999998,1.43,200]
[3,14,381,22,70,2.56,1.35,200]
[3,15.2,381,22,80,2.84,1.26,200]
[3,16.3,381,22,90,3.11,1.18,200]
[3,17.399999999999999,381,22,99,3.35,1.1100000000000001,200]
[3,7.8,381,22,1,1.85,1.85,330]
[3,9.1999999999999993,381,22,50,2.4,1.7,330]
[3,10.199999999999999,381,22,60,2.76,1.65,330]
[3,11.1,381,22,70,3.11,1.59,330]
[3,12,381,22,80,3.46,1.53,330]
[3,12.9,381,22,90,3.81,1.47,330]
[3,13.7,381,22,99,4.13,1.42,330]
[3,17.399999999999999,381,23,1,1.17,1.17,70]
[3,17.399999999999999,381,23,50,1.17,1.17,70]
[3,16.7,381,23,60,1.1200000000000001,0.96,70]
[3,18.2,381,23,70,1.24,0.83,70]
[3,19.600000000000001,381,23,80,1.35,0.69,70]
[3,20.9,381,23,90,1.46,0.56999999999999995,70]
[3,22,381,23,99,1.55,0.46,70]
[3,10.7,381,23,1,1.8,1.8,200]
[3,12.2,381,23,50,2.15,1.57,200]
[3,13.5,381,23,60,2.4500000000000002,1.49,200]
[3,14.8,381,23,70,2.75,1.4,200]
[3,16,381,23,80,3.04,1.31,200]
[3,17.3,381,23,90,3.32,1.22,200]
[3,18.399999999999999,381,23,99,3.58,1.1399999999999999,200]
[3,8.1,381,23,1,1.95,1.95,330]
[3,9.6999999999999993,381,23,50,2.59,1.78,330]
[3,10.7,381,23,60,2.97,1.72,330]
[3,11.7,381,23,70,3.34,1.65,330]
[3,12.7,381,23,80,3.72,1.59,330]
[3,13.6,381,23,90,4.09,1.53,330]
[3,14.5,381,23,99,4.42,1.47,330]
[3,18.100000000000001,381,24,1,1.23,1.23,70]
[3,18.100000000000001,381,24,50,1.23,1.23,70]
[3,17.600000000000001,381,24,60,1.19,0.98,70]
[3,19.100000000000001,381,24,70,1.31,0.84,70]
[3,20.5,381,24,80,1.43,0.71,70]
[3,21.9,381,24,90,1.54,0.57999999999999996,70]
[3,23.1,381,24,99,1.64,0.46,70]
[3,11.1,381,24,1,1.88,1.88,200]
[3,12.9,381,24,50,2.31,1.63,200]
[3,14.3,381,24,60,2.62,1.54,200]
[3,15.6,381,24,70,2.94,1.45,200]
[3,16.899999999999999,381,24,80,3.24,1.35,200]
[3,18.2,381,24,90,3.54,1.26,200]
[3,19.399999999999999,381,24,99,3.81,1.17,200]
[3,8.3000000000000007,381,24,1,2.04,2.04,330]
[3,10.3,381,24,50,2.79,1.85,330]
[3,11.3,381,24,60,3.19,1.78,330]
[3,12.3,381,24,70,3.59,1.72,330]
[3,13.3,381,24,80,3.98,1.65,330]
[3,14.4,381,24,90,4.37,1.59,330]
[3,15.3,381,24,99,4.7300000000000004,1.53,330]
[3,18.8,381,25,1,1.29,1.29,70]
[3,18.8,381,25,50,1.29,1.29,70]
[3,18.5,381,25,60,1.26,1.01,70]
[3,20,381,25,70,1.39,0.86,70]
[3,21.5,381,25,80,1.5,0.72,70]
[3,22.9,381,25,90,1.62,0.57999999999999996,70]
[3,24.1,381,25,99,1.72,0.47,70]
[3,11.4,381,25,1,1.97,1.97,200]
[3,13.6,381,25,50,2.4700000000000002,1.69,200]
[3,15,381,25,60,2.8,1.59,200]
[3,16.399999999999999,381,25,70,3.13,1.49,200]
[3,17.8,381,25,80,3.45,1.39,200]
[3,19.2,381,25,90,3.77,1.29,200]
[3,20.399999999999999,381,25,99,4.05,1.2,200]
[3,8.5,381,25,1,2.13,2.13,330]
[3,10.8,381,25,50,3,1.92,330]
[3,11.9,381,25,60,3.41,1.85,330]
[3,13,381,25,70,3.83,1.78,330]
[3,14,381,25,80,4.25,1.71,330]
[3,15.1,381,25,90,4.67,1.64,330]
[3,16.100000000000001,381,25,99,5.04,1.58,330]
[3,19.5,381,26,1,1.35,1.35,70]
[3,19.5,381,26,50,1.34,1.34,70]
[3,19.3,381,26,60,1.33,1.03,70]
[3,20.9,381,26,70,1.46,0.88,70]
[3,22.5,381,26,80,1.58,0.73,70]
[3,23.9,381,26,90,1.7,0.59,70]
[3,25.1,381,26,99,1.8,0.47,70]
[3,11.8,381,26,1,2.06,2.06,200]
[3,14.3,381,26,50,2.64,1.74,200]
[3,15.8,381,26,60,2.99,1.64,200]
[3,17.3,381,26,70,3.33,1.53,200]
[3,18.7,381,26,80,3.67,1.43,200]
[3,20.2,381,26,90,4,1.32,200]
[3,21.4,381,26,99,4.29,1.23,200]
[3,8.8000000000000007,381,26,1,2.23,2.23,330]
[3,11.3,381,26,50,3.2,1.99,330]
[3,12.5,381,26,60,3.65,1.91,330]
[3,13.6,381,26,70,4.09,1.84,330]
[3,14.8,381,26,80,4.53,1.77,330]
[3,15.9,381,26,90,4.97,1.69,330]
[3,16.899999999999999,381,26,99,5.36,1.63,330]
[3,20.3,381,27,1,1.41,1.41,70]
[3,20.2,381,27,50,1.4,1.39,70]
[3,20.2,381,27,60,1.4,1.05,70]
[3,21.9,381,27,70,1.54,0.89,70]
[3,23.4,381,27,80,1.66,0.74,70]
[3,24.9,381,27,90,1.78,0.59,70]
[3,26.2,381,27,99,1.89,0.47,70]
[3,12.2,381,27,1,2.15,2.15,200]
[3,15,381,27,50,2.81,1.8,200]
[3,16.600000000000001,381,27,60,3.17,1.68,200]
[3,18.2,381,27,70,3.54,1.57,200]
[3,19.7,381,27,80,3.89,1.46,200]
[3,21.2,381,27,90,4.2300000000000004,1.35,200]
[3,22.5,381,27,99,4.53,1.25,200]
[3,9,381,27,1,2.3199999999999998,2.3199999999999998,330]
[3,11.9,381,27,50,3.42,2.06,330]
[3,13.1,381,27,60,3.89,1.98,330]
[3,14.3,381,27,70,4.3499999999999996,1.9,330]
[3,15.5,381,27,80,4.82,1.82,330]
[3,16.7,381,27,90,5.28,1.74,330]
[3,17.8,381,27,99,5.7,1.67,330]
[3,21,381,28,1,1.46,1.46,70]
[3,19.3,381,28,50,1.33,1.24,70]
[3,21.1,381,28,60,1.48,1.07,70]
[3,22.8,381,28,70,1.61,0.91,70]
[3,24.4,381,28,80,1.74,0.75,70]
[3,25.9,381,28,90,1.87,0.6,70]
[3,27.2,381,28,99,1.97,0.47,70]
[3,12.6,381,28,1,2.23,2.23,200]
[3,15.8,381,28,50,2.98,1.85,200]
[3,17.399999999999999,381,28,60,3.37,1.73,200]
[3,19.100000000000001,381,28,70,3.74,1.61,200]
[3,20.7,381,28,80,4.1100000000000003,1.49,200]
[3,22.2,381,28,90,4.47,1.38,200]
[3,23.6,381,28,99,4.78,1.27,200]
[3,9.3000000000000007,381,28,1,2.41,2.41,330]
[3,12.4,381,28,50,3.64,2.12,330]
[3,13.7,381,28,60,4.13,2.04,330]
[3,15,381,28,70,4.63,1.96,330]
[3,16.3,381,28,80,5.12,1.87,330]
[3,17.600000000000001,381,28,90,5.6,1.79,330]
[3,18.7,381,28,99,6.04,1.72,330]
[4,10.5,101,21,1,0.53,0.53,70]
[4,11.4,101,21,50,0.6,0.47,70]
[4,12.6,101,21,60,0.7,0.45,70]
[4,13.7,101,21,70,0.79,0.43,70]
[4,14.9,101,21,80,0.89,0.42,70]
[4,16,101,21,90,0.98,0.4,70]
[4,17,101,21,99,1.06,0.38,70]
[4,6.4,101,21,1,0.56000000000000005,0.56000000000000005,200]
[4,7.3,101,21,50,0.77,0.55000000000000004,200]
[4,7.8,101,21,60,0.89,0.55000000000000004,200]
[4,8.4,101,21,70,1.02,0.54,200]
[4,8.9,101,21,80,1.1399999999999999,0.54,200]
[4,9.4,101,21,90,1.27,0.54,200]
[4,9.9,101,21,99,1.38,0.53,200]
[4,5.5,101,21,1,0.56999999999999995,0.56999999999999995,330]
[4,6,101,21,50,0.78,0.56000000000000005,330]
[4,6.4,101,21,60,0.91,0.56000000000000005,330]
[4,6.7,101,21,70,1.04,0.55000000000000004,330]
[4,7,101,21,80,1.17,0.55000000000000004,330]
[4,7.4,101,21,90,1.3,0.55000000000000004,330]
[4,7.7,101,21,99,1.41,0.55000000000000004,330]
[4,10.8,101,22,1,0.56000000000000005,0.56000000000000005,70]
[4,12.1,101,22,50,0.66,0.49,70]
[4,13.3,101,22,60,0.76,0.47,70]
[4,14.5,101,22,70,0.86,0.45,70]
[4,15.7,101,22,80,0.96,0.43,70]
[4,16.899999999999999,101,22,90,1.05,0.41,70]
[4,18,101,22,99,1.1399999999999999,0.4,70]
[4,6.6,101,22,1,0.6,0.6,200]
[4,7.6,101,22,50,0.84,0.57999999999999996,200]
[4,8.1999999999999993,101,22,60,0.97,0.57999999999999996,200]
[4,8.6999999999999993,101,22,70,1.1000000000000001,0.56999999999999995,200]
[4,9.3000000000000007,101,22,80,1.24,0.56999999999999995,200]
[4,9.9,101,22,90,1.37,0.56000000000000005,200]
[4,10.4,101,22,99,1.49,0.56000000000000005,200]
[4,5.6,101,22,1,0.6,0.6,330]
[4,6.2,101,22,50,0.85,0.59,330]
[4,6.6,101,22,60,0.99,0.59,330]
[4,6.9,101,22,70,1.1200000000000001,0.57999999999999996,330]
[4,7.3,101,22,80,1.26,0.57999999999999996,330]
[4,7.6,101,22,90,1.4,0.57999999999999996,330]
[4,7.9,101,22,99,1.52,0.57999999999999996,330]
[4,11.2,101,23,1,0.59,0.59,70]
[4,12.7,101,23,50,0.71,0.51,70]
[4,14,101,23,60,0.82,0.49,70]
[4,15.3,101,23,70,0.92,0.47,70]
[4,16.600000000000001,101,23,80,1.03,0.45,70]
[4,17.8,101,23,90,1.1299999999999999,0.43,70]
[4,18.899999999999999,101,23,99,1.22,0.41,70]
[4,6.7,101,23,1,0.63,0.63,200]
[4,7.9,101,23,50,0.91,0.61,200]
[4,8.5,101,23,60,1.05,0.61,200]
[4,9.1,101,23,70,1.19,0.6,200]
[4,9.6999999999999993,101,23,80,1.33,0.6,200]
[4,10.3,101,23,90,1.47,0.59,200]
[4,10.9,101,23,99,1.6,0.59,200]
[4,5.6,101,23,1,0.63,0.63,330]
[4,6.4,101,23,50,0.93,0.62,330]
[4,6.8,101,23,60,1.07,0.62,330]
[4,7.2,101,23,70,1.21,0.61,330]
[4,7.5,101,23,80,1.36,0.61,330]
[4,7.9,101,23,90,1.5,0.61,330]
[4,8.1999999999999993,101,23,99,1.63,0.61,330]
[4,11.6,101,24,1,0.62,0.62,70]
[4,13.4,101,24,50,0.77,0.53,70]
[4,14.8,101,24,60,0.88,0.51,70]
[4,16.100000000000001,101,24,70,0.99,0.49,70]
[4,17.5,101,24,80,1.1000000000000001,0.47,70]
[4,18.8,101,24,90,1.2,0.44,70]
[4,19.899999999999999,101,24,99,1.3,0.42,70]
[4,6.8,101,24,1,0.66,0.66,200]
[4,8.1999999999999993,101,24,50,0.98,0.64,200]
[4,8.8000000000000007,101,24,60,1.1299999999999999,0.63,200]
[4,9.5,101,24,70,1.28,0.63,200]
[4,10.1,101,24,80,1.43,0.63,200]
[4,10.8,101,24,90,1.58,0.62,200]
[4,11.3,101,24,99,1.71,0.62,200]
[4,5.7,101,24,1,0.66,0.66,330]
[4,6.6,101,24,50,1,0.65,330]
[4,7,101,24,60,1.1499999999999999,0.65,330]
[4,7.4,101,24,70,1.31,0.64,330]
[4,7.8,101,24,80,1.46,0.64,330]
[4,8.1999999999999993,101,24,90,1.61,0.64,330]
[4,8.5,101,24,99,1.75,0.63,330]
[4,11.9,101,25,1,0.65,0.65,70]
[4,14.1,101,25,50,0.83,0.56000000000000005,70]
[4,15.6,101,25,60,0.94,0.53,70]
[4,17,101,25,70,1.06,0.51,70]
[4,18.399999999999999,101,25,80,1.17,0.48,70]
[4,19.7,101,25,90,1.28,0.46,70]
[4,20.9,101,25,99,1.38,0.44,70]
[4,7,101,25,1,0.69,0.69,200]
[4,8.5,101,25,50,1.06,0.67,200]
[4,9.1999999999999993,101,25,60,1.21,0.66,200]
[4,9.9,101,25,70,1.37,0.66,200]
[4,10.6,101,25,80,1.53,0.65,200]
[4,11.2,101,25,90,1.69,0.65,200]
[4,11.9,101,25,99,1.83,0.64,200]
[4,5.8,101,25,1,0.69,0.69,330]
[4,6.8,101,25,50,1.08,0.68,330]
[4,7.2,101,25,60,1.24,0.67,330]
[4,7.6,101,25,70,1.4,0.67,330]
[4,8.1,101,25,80,1.56,0.67,330]
[4,8.5,101,25,90,1.72,0.67,330]
[4,8.9,101,25,99,1.87,0.66,330]
[4,12.3,101,26,1,0.68,0.68,70]
[4,14.8,101,26,50,0.88,0.57999999999999996,70]
[4,16.399999999999999,101,26,60,1.01,0.55000000000000004,70]
[4,17.8,101,26,70,1.1299999999999999,0.53,70]
[4,19.3,101,26,80,1.25,0.5,70]
[4,20.7,101,26,90,1.36,0.47,70]
[4,22,101,26,99,1.46,0.45,70]
[4,7.1,101,26,1,0.72,0.72,200]
[4,8.9,101,26,50,1.1299999999999999,0.7,200]
[4,9.6,101,26,60,1.3,0.69,200]
[4,10.3,101,26,70,1.47,0.69,200]
[4,11,101,26,80,1.64,0.68,200]
[4,11.7,101,26,90,1.81,0.67,200]
[4,12.4,101,26,99,1.96,0.67,200]
[4,5.9,101,26,1,0.72,0.72,330]
[4,7,101,26,50,1.1599999999999999,0.71,330]
[4,7.4,101,26,60,1.33,0.7,330]
[4,7.9,101,26,70,1.5,0.7,330]
[4,8.3000000000000007,101,26,80,1.67,0.7,330]
[4,8.8000000000000007,101,26,90,1.84,0.69,330]
[4,9.1999999999999993,101,26,99,1.99,0.69,330]
[4,12.6,101,27,1,0.71,0.71,70]
[4,15.6,101,27,50,0.94,0.6,70]
[4,17.2,101,27,60,1.07,0.56999999999999995,70]
[4,18.7,101,27,70,1.2,0.54,70]
[4,20.2,101,27,80,1.32,0.51,70]
[4,21.7,101,27,90,1.44,0.48,70]
[4,23,101,27,99,1.55,0.46,70]
[4,7.2,101,27,1,0.75,0.75,200]
[4,9.1999999999999993,101,27,50,1.21,0.72,200]
[4,10,101,27,60,1.39,0.72,200]
[4,10.7,101,27,70,1.57,0.71,200]
[4,11.5,101,27,80,1.74,0.71,200]
[4,12.2,101,27,90,1.92,0.7,200]
[4,12.9,101,27,99,2.08,0.7,200]
[4,6,101,27,1,0.75,0.75,330]
[4,7.2,101,27,50,1.24,0.74,330]
[4,7.7,101,27,60,1.42,0.73,330]
[4,8.1,101,27,70,1.6,0.73,330]
[4,8.6,101,27,80,1.78,0.72,330]
[4,9.1,101,27,90,1.96,0.72,330]
[4,9.5,101,27,99,2.12,0.72,330]
[4,13,101,28,1,0.73,0.73,70]
[4,16.3,101,28,50,1,0.61,70]
[4,18,101,28,60,1.1399999999999999,0.59,70]
[4,19.600000000000001,101,28,70,1.27,0.56000000000000005,70]
[4,21.2,101,28,80,1.4,0.53,70]
[4,22.7,101,28,90,1.53,0.5,70]
[4,24.1,101,28,99,1.64,0.47,70]
[4,7.3,101,28,1,0.78,0.78,200]
[4,9.5,101,28,50,1.29,0.75,200]
[4,10.4,101,28,60,1.48,0.75,200]
[4,11.2,101,28,70,1.67,0.74,200]
[4,12,101,28,80,1.86,0.73,200]
[4,12.8,101,28,90,2.0499999999999998,0.73,200]
[4,13.5,101,28,99,2.2200000000000002,0.72,200]
[4,6,101,28,1,0.78,0.78,330]
[4,7.4,101,28,50,1.32,0.77,330]
[4,7.9,101,28,60,1.51,0.76,330]
[4,8.4,101,28,70,1.7,0.76,330]
[4,8.9,101,28,80,1.89,0.75,330]
[4,9.4,101,28,90,2.08,0.75,330]
[4,9.9,101,28,99,2.2599999999999998,0.74,330]
[4,13.1,171,21,1,0.74,0.74,70]
[4,12.7,171,21,50,0.71,0.64,70]
[4,14.1,171,21,60,0.82,0.59,70]
[4,15.3,171,21,70,0.93,0.55000000000000004,70]
[4,16.600000000000001,171,21,80,1.03,0.5,70]
[4,17.8,171,21,90,1.1299999999999999,0.45,70]
[4,18.899999999999999,171,21,99,1.21,0.41,70]
[4,7.8,171,21,1,0.9,0.9,200]
[4,8.9,171,21,50,1.1499999999999999,0.85,200]
[4,9.6999999999999993,171,21,60,1.34,0.83,200]
[4,10.5,171,21,70,1.52,0.81,200]
[4,11.3,171,21,80,1.71,0.8,200]
[4,12.1,171,21,90,1.9,0.78,200]
[4,12.9,171,21,99,2.0699999999999998,0.77,200]
[4,6.4,171,21,1,0.92,0.92,330]
[4,7.2,171,21,50,1.23,0.89,330]
[4,7.7,171,21,60,1.43,0.88,330]
[4,8.1999999999999993,171,21,70,1.63,0.87,330]
[4,8.8000000000000007,171,21,80,1.84,0.86,330]
[4,9.3000000000000007,171,21,90,2.04,0.85,330]
[4,9.8000000000000007,171,21,99,2.2200000000000002,0.84,330]
[4,13.6,171,22,1,0.79,0.79,70]
[4,13.5,171,22,50,0.77,0.67,70]
[4,14.9,171,22,60,0.89,0.62,70]
[4,16.2,171,22,70,1,0.56000000000000005,70]
[4,17.5,171,22,80,1.1000000000000001,0.51,70]
[4,18.8,171,22,90,1.21,0.46,70]
[4,19.899999999999999,171,22,99,1.3,0.42,70]
[4,8.1,171,22,1,0.95,0.95,200]
[4,9.4,171,22,50,1.25,0.89,200]
[4,10.199999999999999,171,22,60,1.45,0.87,200]
[4,11.1,171,22,70,1.65,0.86,200]
[4,11.9,171,22,80,1.85,0.84,200]
[4,12.8,171,22,90,2.0499999999999998,0.82,200]
[4,13.6,171,22,99,2.23,0.8,200]
[4,6.5,171,22,1,0.97,0.97,330]
[4,7.5,171,22,50,1.34,0.94,330]
[4,8,171,22,60,1.56,0.93,330]
[4,8.6,171,22,70,1.77,0.92,330]
[4,9.1999999999999993,171,22,80,1.98,0.91,330]
[4,9.6999999999999993,171,22,90,2.2000000000000002,0.9,330]
[4,10.199999999999999,171,22,99,2.39,0.89,330]
[4,14.2,171,23,1,0.83,0.83,70]
[4,14.2,171,23,50,0.84,0.69,70]
[4,15.7,171,23,60,0.95,0.64,70]
[4,17.100000000000001,171,23,70,1.07,0.59,70]
[4,18.5,171,23,80,1.18,0.53,70]
[4,19.8,171,23,90,1.29,0.48,70]
[4,20.9,171,23,99,1.38,0.43,70]
[4,8.3000000000000007,171,23,1,1,1,200]
[4,9.8000000000000007,171,23,50,1.36,0.93,200]
[4,10.7,171,23,60,1.57,0.92,200]
[4,11.6,171,23,70,1.78,0.9,200]
[4,12.5,171,23,80,1.99,0.88,200]
[4,13.4,171,23,90,2.2000000000000002,0.86,200]
[4,14.3,171,23,99,2.39,0.84,200]
[4,6.6,171,23,1,1.02,1.02,330]
[4,7.8,171,23,50,1.46,0.98,330]
[4,8.4,171,23,60,1.69,0.97,330]
[4,9,171,23,70,1.91,0.96,330]
[4,9.6,171,23,80,2.14,0.95,330]
[4,10.1,171,23,90,2.37,0.94,330]
[4,10.7,171,23,99,2.57,0.93,330]
[4,14.7,171,24,1,0.87,0.87,70]
[4,15,171,24,50,0.9,0.72,70]
[4,16.5,171,24,60,1.02,0.66,70]
[4,18,171,24,70,1.1399999999999999,0.6,70]
[4,19.399999999999999,171,24,80,1.26,0.55000000000000004,70]
[4,20.8,171,24,90,1.37,0.49,70]
[4,22,171,24,99,1.46,0.44,70]
[4,8.5,171,24,1,1.05,1.05,200]
[4,10.3,171,24,50,1.47,0.98,200]
[4,11.3,171,24,60,1.69,0.96,200]
[4,12.2,171,24,70,1.92,0.94,200]
[4,13.2,171,24,80,2.14,0.92,200]
[4,14.1,171,24,90,2.36,0.9,200]
[4,15,171,24,99,2.57,0.88,200]
[4,6.8,171,24,1,1.07,1.07,330]
[4,8.1,171,24,50,1.58,1.03,330]
[4,8.6999999999999993,171,24,60,1.82,1.02,330]
[4,9.3000000000000007,171,24,70,2.06,1.01,330]
[4,10,171,24,80,2.2999999999999998,0.99,330]
[4,10.6,171,24,90,2.54,0.98,330]
[4,11.2,171,24,99,2.76,0.97,330]
[4,15.2,171,25,1,0.91,0.91,70]
[4,15.8,171,25,50,0.96,0.74,70]
[4,17.399999999999999,171,25,60,1.0900000000000001,0.68,70]
[4,18.899999999999999,171,25,70,1.21,0.62,70]
[4,20.399999999999999,171,25,80,1.33,0.56000000000000005,70]
[4,21.8,171,25,90,1.45,0.5,70]
[4,23,171,25,99,1.55,0.45,70]
[4,8.6999999999999993,171,25,1,1.0900000000000001,1.0900000000000001,200]
[4,10.8,171,25,50,1.58,1.02,200]
[4,11.8,171,25,60,1.82,1,200]
[4,12.8,171,25,70,2.06,0.98,200]
[4,13.8,171,25,80,2.29,0.96,200]
[4,14.9,171,25,90,2.5299999999999998,0.93,200]
[4,15.8,171,25,99,2.74,0.91,200]
[4,6.9,171,25,1,1.1200000000000001,1.1200000000000001,330]
[4,8.4,171,25,50,1.7,1.07,330]
[4,9.1,171,25,60,1.95,1.06,330]
[4,9.6999999999999993,171,25,70,2.21,1.05,330]
[4,10.4,171,25,80,2.46,1.04,330]
[4,11.1,171,25,90,2.72,1.02,330]
[4,11.7,171,25,99,2.95,1.01,330]
[4,15.7,171,26,1,0.96,0.96,70]
[4,16.600000000000001,171,26,50,1.03,0.76,70]
[4,18.2,171,26,60,1.1599999999999999,0.7,70]
[4,19.8,171,26,70,1.29,0.64,70]
[4,21.3,171,26,80,1.41,0.56999999999999995,70]
[4,22.8,171,26,90,1.53,0.51,70]
[4,24.1,171,26,99,1.63,0.45,70]
[4,8.9,171,26,1,1.1399999999999999,1.1399999999999999,200]
[4,11.3,171,26,50,1.7,1.06,200]
[4,12.4,171,26,60,1.95,1.04,200]
[4,13.4,171,26,70,2.2000000000000002,1.02,200]
[4,14.5,171,26,80,2.4500000000000002,0.99,200]
[4,15.6,171,26,90,2.7,0.97,200]
[4,16.5,171,26,99,2.92,0.95,200]
[4,7,171,26,1,1.17,1.17,330]
[4,8.6999999999999993,171,26,50,1.82,1.1200000000000001,330]
[4,9.4,171,26,60,2.09,1.1100000000000001,330]
[4,10.1,171,26,70,2.36,1.0900000000000001,330]
[4,10.8,171,26,80,2.63,1.08,330]
[4,11.5,171,26,90,2.91,1.07,330]
[4,12.2,171,26,99,3.15,1.05,330]
[4,16.2,171,27,1,1,1,70]
[4,17.399999999999999,171,27,50,1.0900000000000001,0.79,70]
[4,19.100000000000001,171,27,60,1.23,0.72,70]
[4,20.7,171,27,70,1.37,0.65,70]
[4,22.3,171,27,80,1.49,0.57999999999999996,70]
[4,23.8,171,27,90,1.62,0.52,70]
[4,25.1,171,27,99,1.72,0.46,70]
[4,9.1,171,27,1,1.19,1.19,200]
[4,11.8,171,27,50,1.82,1.1000000000000001,200]
[4,12.9,171,27,60,2.09,1.08,200]
[4,14.1,171,27,70,2.35,1.05,200]
[4,15.2,171,27,80,2.61,1.03,200]
[4,16.3,171,27,90,2.88,1.01,200]
[4,17.399999999999999,171,27,99,3.12,0.98,200]
[4,7.2,171,27,1,1.22,1.22,330]
[4,9.1,171,27,50,1.95,1.17,330]
[4,9.8000000000000007,171,27,60,2.2400000000000002,1.1499999999999999,330]
[4,10.6,171,27,70,2.52,1.1399999999999999,330]
[4,11.3,171,27,80,2.81,1.1200000000000001,330]
[4,12,171,27,90,3.1,1.1100000000000001,330]
[4,12.7,171,27,99,3.36,1.0900000000000001,330]
[4,16.7,171,28,1,1.04,1.04,70]
[4,18.2,171,28,50,1.1599999999999999,0.81,70]
[4,20,171,28,60,1.3,0.73,70]
[4,21.7,171,28,70,1.44,0.66,70]
[4,23.3,171,28,80,1.57,0.59,70]
[4,24.9,171,28,90,1.7,0.52,70]
[4,26.2,171,28,99,1.81,0.47,70]
[4,9.3000000000000007,171,28,1,1.24,1.24,200]
[4,12.3,171,28,50,1.94,1.1399999999999999,200]
[4,13.5,171,28,60,2.2200000000000002,1.1200000000000001,200]
[4,14.7,171,28,70,2.5,1.0900000000000001,200]
[4,15.9,171,28,80,2.78,1.06,200]
[4,17.100000000000001,171,28,90,3.06,1.04,200]
[4,18.2,171,28,99,3.31,1.02,200]
[4,7.3,171,28,1,1.27,1.27,330]
[4,9.4,171,28,50,2.08,1.21,330]
[4,10.199999999999999,171,28,60,2.39,1.19,330]
[4,11,171,28,70,2.69,1.18,330]
[4,11.8,171,28,80,2.99,1.1599999999999999,330]
[4,12.6,171,28,90,3.29,1.1499999999999999,330]
[4,13.3,171,28,99,3.57,1.1399999999999999,330]
[4,14.6,241,21,1,0.87,0.87,70]
[4,14.6,241,21,50,0.86,0.86,70]
[4,14.6,241,21,60,0.86,0.7,70]
[4,15.9,241,21,70,0.97,0.63,70]
[4,17.2,241,21,80,1.08,0.55000000000000004,70]
[4,18.5,241,21,90,1.18,0.48,70]
[4,19.5,241,21,99,1.27,0.41,70]
[4,9,241,21,1,1.1599999999999999,1.1599999999999999,200]
[4,10,241,21,50,1.4,1.07,200]
[4,11,241,21,60,1.63,1.03,200]
[4,12,241,21,70,1.85,1,200]
[4,12.9,241,21,80,2.08,0.96,200]
[4,13.9,241,21,90,2.2999999999999998,0.93,200]
[4,14.7,241,21,99,2.5,0.89,200]
[4,7.1,241,21,1,1.21,1.21,330]
[4,8.1,241,21,50,1.57,1.1499999999999999,330]
[4,8.8000000000000007,241,21,60,1.83,1.1299999999999999,330]
[4,9.4,241,21,70,2.09,1.1100000000000001,330]
[4,10.1,241,21,80,2.35,1.0900000000000001,330]
[4,10.8,241,21,90,2.61,1.07,330]
[4,11.4,241,21,99,2.84,1.04,330]
[4,15.3,241,22,1,0.92,0.92,70]
[4,15.2,241,22,50,0.91,0.88,70]
[4,15.4,241,22,60,0.93,0.73,70]
[4,16.8,241,22,70,1.05,0.65,70]
[4,18.2,241,22,80,1.1499999999999999,0.56999999999999995,70]
[4,19.399999999999999,241,22,90,1.26,0.49,70]
[4,20.6,241,22,99,1.35,0.42,70]
[4,9.1999999999999993,241,22,1,1.22,1.22,200]
[4,10.5,241,22,50,1.53,1.1200000000000001,200]
[4,11.6,241,22,60,1.77,1.08,200]
[4,12.6,241,22,70,2.0099999999999998,1.05,200]
[4,13.6,241,22,80,2.25,1.01,200]
[4,14.7,241,22,90,2.48,0.97,200]
[4,15.6,241,22,99,2.69,0.93,200]
[4,7.3,241,22,1,1.28,1.28,330]
[4,8.5,241,22,50,1.72,1.21,330]
[4,9.1999999999999993,241,22,60,1.99,1.19,330]
[4,9.9,241,22,70,2.2599999999999998,1.17,330]
[4,10.6,241,22,80,2.54,1.1399999999999999,330]
[4,11.3,241,22,90,2.81,1.1200000000000001,330]
[4,12,241,22,99,3.06,1.1000000000000001,330]
[4,15.9,241,23,1,0.97,0.97,70]
[4,14.8,241,23,50,0.88,0.84,70]
[4,16.3,241,23,60,1,0.75,70]
[4,17.7,241,23,70,1.1200000000000001,0.67,70]
[4,19.100000000000001,241,23,80,1.23,0.57999999999999996,70]
[4,20.399999999999999,241,23,90,1.34,0.5,70]
[4,21.6,241,23,99,1.43,0.43,70]
[4,9.5,241,23,1,1.29,1.29,200]
[4,11.1,241,23,50,1.66,1.17,200]
[4,12.2,241,23,60,1.91,1.1299999999999999,200]
[4,13.3,241,23,70,2.17,1.0900000000000001,200]
[4,14.4,241,23,80,2.42,1.05,200]
[4,15.4,241,23,90,2.67,1.01,200]
[4,16.399999999999999,241,23,99,2.89,0.97,200]
[4,7.5,241,23,1,1.35,1.35,330]
[4,8.8000000000000007,241,23,50,1.87,1.27,330]
[4,9.6,241,23,60,2.16,1.25,330]
[4,10.4,241,23,70,2.4500000000000002,1.22,330]
[4,11.1,241,23,80,2.74,1.2,330]
[4,11.9,241,23,90,3.03,1.17,330]
[4,12.5,241,23,99,3.29,1.1499999999999999,330]
[4,16.5,241,24,1,1.02,1.02,70]
[4,15.6,241,24,50,0.95,0.86,70]
[4,17.2,241,24,60,1.07,0.77,70]
[4,18.600000000000001,241,24,70,1.19,0.68,70]
[4,20.100000000000001,241,24,80,1.31,0.6,70]
[4,21.4,241,24,90,1.42,0.51,70]
[4,22.6,241,24,99,1.52,0.44,70]
[4,9.8000000000000007,241,24,1,1.35,1.35,200]
[4,11.7,241,24,50,1.79,1.22,200]
[4,12.8,241,24,60,2.06,1.18,200]
[4,14,241,24,70,2.33,1.1399999999999999,200]
[4,15.1,241,24,80,2.6,1.0900000000000001,200]
[4,16.3,241,24,90,2.86,1.05,200]
[4,17.3,241,24,99,3.1,1.01,200]
[4,7.7,241,24,1,1.42,1.42,330]
[4,9.1999999999999993,241,24,50,2.02,1.33,330]
[4,10,241,24,60,2.33,1.3,330]
[4,10.8,241,24,70,2.63,1.28,330]
[4,11.6,241,24,80,2.94,1.25,330]
[4,12.4,241,24,90,3.25,1.22,330]
[4,13.2,241,24,99,3.53,1.2,330]
[4,17.100000000000001,241,25,1,1.07,1.07,70]
[4,16.399999999999999,241,25,50,1.01,0.89,70]
[4,18,241,25,60,1.1399999999999999,0.79,70]
[4,19.600000000000001,241,25,70,1.27,0.7,70]
[4,21,241,25,80,1.39,0.61,70]
[4,22.4,241,25,90,1.5,0.52,70]
[4,23.7,241,25,99,1.6,0.44,70]
[4,10.1,241,25,1,1.42,1.42,200]
[4,12.3,241,25,50,1.93,1.27,200]
[4,13.5,241,25,60,2.21,1.23,200]
[4,14.7,241,25,70,2.5,1.18,200]
[4,15.9,241,25,80,2.78,1.1399999999999999,200]
[4,17.100000000000001,241,25,90,3.06,1.0900000000000001,200]
[4,18.2,241,25,99,3.31,1.05,200]
[4,7.8,241,25,1,1.48,1.48,330]
[4,9.6999999999999993,241,25,50,2.17,1.39,330]
[4,10.5,241,25,60,2.5,1.36,330]
[4,11.3,241,25,70,2.83,1.33,330]
[4,12.2,241,25,80,3.15,1.3,330]
[4,13,241,25,90,3.48,1.27,330]
[4,13.8,241,25,99,3.77,1.25,330]
[4,17.7,241,26,1,1.1200000000000001,1.1200000000000001,70]
[4,17.2,241,26,50,1.08,0.91,70]
[4,18.899999999999999,241,26,60,1.21,0.81,70]
[4,20.5,241,26,70,1.34,0.72,70]
[4,22,241,26,80,1.47,0.62,70]
[4,23.5,241,26,90,1.58,0.53,70]
[4,24.7,241,26,99,1.69,0.45,70]
[4,10.4,241,26,1,1.48,1.48,200]
[4,12.9,241,26,50,2.0699999999999998,1.32,200]
[4,14.2,241,26,60,2.37,1.27,200]
[4,15.5,241,26,70,2.67,1.22,200]
[4,16.7,241,26,80,2.97,1.18,200]
[4,18,241,26,90,3.26,1.1200000000000001,200]
[4,19.100000000000001,241,26,99,3.52,1.08,200]
[4,8,241,26,1,1.55,1.55,330]
[4,10.1,241,26,50,2.34,1.44,330]
[4,11,241,26,60,2.68,1.42,330]
[4,11.9,241,26,70,3.02,1.38,330]
[4,12.8,241,26,80,3.37,1.35,330]
[4,13.7,241,26,90,3.72,1.32,330]
[4,14.5,241,26,99,4.03,1.29,330]
[4,18.3,241,27,1,1.17,1.17,70]
[4,18,241,27,50,1.1399999999999999,0.94,70]
[4,19.8,241,27,60,1.28,0.83,70]
[4,21.4,241,27,70,1.42,0.73,70]
[4,23,241,27,80,1.55,0.63,70]
[4,24.5,241,27,90,1.67,0.54,70]
[4,25.8,241,27,99,1.77,0.45,70]
[4,10.6,241,27,1,1.55,1.55,200]
[4,13.5,241,27,50,2.2200000000000002,1.37,200]
[4,14.9,241,27,60,2.5299999999999998,1.32,200]
[4,16.2,241,27,70,2.85,1.27,200]
[4,17.600000000000001,241,27,80,3.16,1.21,200]
[4,18.899999999999999,241,27,90,3.47,1.1599999999999999,200]
[4,20.100000000000001,241,27,99,3.74,1.1100000000000001,200]
[4,8.1999999999999993,241,27,1,1.62,1.62,330]
[4,10.5,241,27,50,2.5,1.5,330]
[4,11.4,241,27,60,2.87,1.47,330]
[4,12.4,241,27,70,3.23,1.44,330]
[4,13.4,241,27,80,3.6,1.4,330]
[4,14.3,241,27,90,3.96,1.37,330]
[4,15.2,241,27,99,4.29,1.34,330]
[4,18.899999999999999,241,28,1,1.22,1.22,70]
[4,18.899999999999999,241,28,50,1.21,0.96,70]
[4,20.7,241,28,60,1.36,0.85,70]
[4,22.4,241,28,70,1.5,0.74,70]
[4,24,241,28,80,1.63,0.64,70]
[4,25.5,241,28,90,1.75,0.54,70]
[4,26.8,241,28,99,1.86,0.46,70]
[4,10.9,241,28,1,1.61,1.61,200]
[4,14.1,241,28,50,2.36,1.42,200]
[4,15.6,241,28,60,2.7,1.36,200]
[4,17,241,28,70,3.03,1.31,200]
[4,18.399999999999999,241,28,80,3.36,1.25,200]
[4,19.8,241,28,90,3.68,1.19,200]
[4,21.1,241,28,99,3.97,1.1399999999999999,200]
[4,8.4,241,28,1,1.68,1.68,330]
[4,10.9,241,28,50,2.67,1.56,330]
[4,11.9,241,28,60,3.06,1.52,330]
[4,12.9,241,28,70,3.45,1.49,330]
[4,14,241,28,80,3.83,1.45,330]
[4,15,241,28,90,4.21,1.42,330]
[4,15.9,241,28,99,4.5599999999999996,1.39,330]
[4,15.6,311,21,1,0.95,0.95,70]
[4,15.6,311,21,50,0.94,0.94,70]
[4,14.9,311,21,60,0.89,0.79,70]
[4,16.2,311,21,70,1,0.69,70]
[4,17.5,311,21,80,1.1000000000000001,0.59,70]
[4,18.8,311,21,90,1.2,0.5,70]
[4,19.899999999999999,311,21,99,1.29,0.41,70]
[4,9.9,311,21,1,1.37,1.37,200]
[4,10.7,311,21,50,1.57,1.24,200]
[4,11.8,311,21,60,1.82,1.19,200]
[4,12.9,311,21,70,2.0699999999999998,1.1299999999999999,200]
[4,14,311,21,80,2.3199999999999998,1.07,200]
[4,15,311,21,90,2.56,1.02,200]
[4,16,311,21,99,2.78,0.96,200]
[4,7.8,311,21,1,1.46,1.46,330]
[4,8.8000000000000007,311,21,50,1.84,1.37,330]
[4,9.6,311,21,60,2.14,1.33,330]
[4,10.3,311,21,70,2.44,1.29,330]
[4,11.1,311,21,80,2.74,1.26,330]
[4,11.9,311,21,90,3.04,1.22,330]
[4,12.6,311,21,99,3.3,1.18,330]
[4,16.3,311,22,1,1,1,70]
[4,16.2,311,22,50,1,1,70]
[4,15.7,311,22,60,0.96,0.82,70]
[4,17.100000000000001,311,22,70,1.07,0.72,70]
[4,18.5,311,22,80,1.18,0.61,70]
[4,19.8,311,22,90,1.28,0.51,70]
[4,20.9,311,22,99,1.37,0.42,70]
[4,10.199999999999999,311,22,1,1.44,1.44,200]
[4,11.3,311,22,50,1.71,1.3,200]
[4,12.5,311,22,60,1.98,1.24,200]
[4,13.6,311,22,70,2.2400000000000002,1.18,200]
[4,14.7,311,22,80,2.5,1.1200000000000001,200]
[4,15.9,311,22,90,2.76,1.06,200]
[4,16.899999999999999,311,22,99,2.99,1,200]
[4,8,311,22,1,1.54,1.54,330]
[4,9.1999999999999993,311,22,50,2.0099999999999998,1.44,330]
[4,10,311,22,60,2.3199999999999998,1.4,330]
[4,10.9,311,22,70,2.64,1.36,330]
[4,11.7,311,22,80,2.96,1.32,330]
[4,12.5,311,22,90,3.28,1.28,330]
[4,13.3,311,22,99,3.56,1.24,330]
[4,17,311,23,1,1.06,1.06,70]
[4,16.899999999999999,311,23,50,1.05,1.05,70]
[4,16.600000000000001,311,23,60,1.03,0.85,70]
[4,18,311,23,70,1.1399999999999999,0.74,70]
[4,19.399999999999999,311,23,80,1.26,0.63,70]
[4,20.7,311,23,90,1.36,0.52,70]
[4,21.9,311,23,99,1.46,0.43,70]
[4,10.5,311,23,1,1.52,1.52,200]
[4,12,311,23,50,1.86,1.36,200]
[4,13.2,311,23,60,2.14,1.29,200]
[4,14.4,311,23,70,2.42,1.23,200]
[4,15.6,311,23,80,2.69,1.1599999999999999,200]
[4,16.7,311,23,90,2.96,1.1000000000000001,200]
[4,17.8,311,23,99,3.21,1.04,200]
[4,8.1999999999999993,311,23,1,1.62,1.62,330]
[4,9.6999999999999993,311,23,50,2.1800000000000002,1.5,330]
[4,10.5,311,23,60,2.52,1.46,330]
[4,11.4,311,23,70,2.85,1.42,330]
[4,12.3,311,23,80,3.19,1.38,330]
[4,13.2,311,23,90,3.53,1.33,330]
[4,13.9,311,23,99,3.83,1.3,330]
[4,17.600000000000001,311,24,1,1.1100000000000001,1.1100000000000001,70]
[4,17.600000000000001,311,24,50,1.1100000000000001,1.1100000000000001,70]
[4,17.5,311,24,60,1.1000000000000001,0.87,70]
[4,18.899999999999999,311,24,70,1.22,0.76,70]
[4,20.399999999999999,311,24,80,1.33,0.64,70]
[4,21.7,311,24,90,1.45,0.53,70]
[4,22.9,311,24,99,1.54,0.44,70]
[4,10.9,311,24,1,1.6,1.6,200]
[4,12.6,311,24,50,2.0099999999999998,1.41,200]
[4,13.9,311,24,60,2.2999999999999998,1.35,200]
[4,15.1,311,24,70,2.6,1.28,200]
[4,16.399999999999999,311,24,80,2.89,1.21,200]
[4,17.600000000000001,311,24,90,3.17,1.1399999999999999,200]
[4,18.7,311,24,99,3.43,1.08,200]
[4,8.4,311,24,1,1.7,1.7,330]
[4,10.1,311,24,50,2.36,1.57,330]
[4,11.1,311,24,60,2.71,1.53,330]
[4,12,311,24,70,3.07,1.48,330]
[4,12.9,311,24,80,3.43,1.44,330]
[4,13.8,311,24,90,3.78,1.39,330]
[4,14.7,311,24,99,4.0999999999999996,1.35,330]
[4,18.3,311,25,1,1.17,1.17,70]
[4,18.2,311,25,50,1.1599999999999999,1.1399999999999999,70]
[4,18.3,311,25,60,1.17,0.89,70]
[4,19.899999999999999,311,25,70,1.29,0.77,70]
[4,21.3,311,25,80,1.41,0.65,70]
[4,22.8,311,25,90,1.53,0.54,70]
[4,24,311,25,99,1.63,0.44,70]
[4,11.2,311,25,1,1.68,1.68,200]
[4,13.3,311,25,50,2.16,1.47,200]
[4,14.6,311,25,60,2.4700000000000002,1.39,200]
[4,15.9,311,25,70,2.78,1.32,200]
[4,17.3,311,25,80,3.08,1.25,200]
[4,18.5,311,25,90,3.39,1.18,200]
[4,19.7,311,25,99,3.65,1.1100000000000001,200]
[4,8.6,311,25,1,1.78,1.78,330]
[4,10.6,311,25,50,2.54,1.64,330]
[4,11.6,311,25,60,2.92,1.59,330]
[4,12.6,311,25,70,3.29,1.54,330]
[4,13.5,311,25,80,3.67,1.49,330]
[4,14.5,311,25,90,4.05,1.45,330]
[4,15.4,311,25,99,4.3899999999999997,1.4,330]
[4,19,311,26,1,1.22,1.22,70]
[4,17.5,311,26,50,1.1000000000000001,1.04,70]
[4,19.2,311,26,60,1.24,0.91,70]
[4,20.8,311,26,70,1.37,0.79,70]
[4,22.3,311,26,80,1.49,0.67,70]
[4,23.8,311,26,90,1.61,0.55000000000000004,70]
[4,25,311,26,99,1.71,0.45,70]
[4,11.5,311,26,1,1.75,1.75,200]
[4,13.9,311,26,50,2.3199999999999998,1.52,200]
[4,15.4,311,26,60,2.64,1.44,200]
[4,16.7,311,26,70,2.97,1.37,200]
[4,18.100000000000001,311,26,80,3.29,1.29,200]
[4,19.5,311,26,90,3.61,1.21,200]
[4,20.7,311,26,99,3.89,1.1399999999999999,200]
[4,8.8000000000000007,311,26,1,1.87,1.87,330]
[4,11.1,311,26,50,2.72,1.7,330]
[4,12.1,311,26,60,3.13,1.65,330]
[4,13.2,311,26,70,3.52,1.6,330]
[4,14.2,311,26,80,3.93,1.55,330]
[4,15.2,311,26,90,4.32,1.5,330]
[4,16.2,311,26,99,4.68,1.45,330]
[4,19.600000000000001,311,27,1,1.27,1.27,70]
[4,18.399999999999999,311,27,50,1.17,1.07,70]
[4,20.100000000000001,311,27,60,1.31,0.93,70]
[4,21.7,311,27,70,1.44,0.8,70]
[4,23.3,311,27,80,1.57,0.68,70]
[4,24.8,311,27,90,1.69,0.55000000000000004,70]
[4,26.1,311,27,99,1.8,0.45,70]
[4,11.8,311,27,1,1.83,1.83,200]
[4,14.6,311,27,50,2.4700000000000002,1.57,200]
[4,16.100000000000001,311,27,60,2.82,1.49,200]
[4,17.600000000000001,311,27,70,3.16,1.41,200]
[4,19,311,27,80,3.5,1.33,200]
[4,20.5,311,27,90,3.83,1.24,200]
[4,21.7,311,27,99,4.12,1.17,200]
[4,9.1,311,27,1,1.95,1.95,330]
[4,11.6,311,27,50,2.92,1.76,330]
[4,12.7,311,27,60,3.34,1.71,330]
[4,13.8,311,27,70,3.77,1.66,330]
[4,14.9,311,27,80,4.1900000000000004,1.6,330]
[4,16,311,27,90,4.6100000000000003,1.55,330]
[4,17,311,27,99,4.9800000000000004,1.5,330]
[4,20.3,311,28,1,1.33,1.33,70]
[4,19.2,311,28,50,1.24,1.0900000000000001,70]
[4,21,311,28,60,1.38,0.95,70]
[4,22.7,311,28,70,1.52,0.82,70]
[4,24.3,311,28,80,1.65,0.69,70]
[4,25.8,311,28,90,1.77,0.56000000000000005,70]
[4,27.1,311,28,99,1.88,0.45,70]
[4,12.2,311,28,1,1.91,1.91,200]
[4,15.3,311,28,50,2.64,1.62,200]
[4,16.899999999999999,311,28,60,3,1.54,200]
[4,18.399999999999999,311,28,70,3.36,1.45,200]
[4,20,311,28,80,3.71,1.36,200]
[4,21.4,311,28,90,4.0599999999999996,1.27,200]
[4,22.8,311,28,99,4.3600000000000003,1.19,200]
[4,9.3000000000000007,311,28,1,2.0299999999999998,2.0299999999999998,330]
[4,12.1,311,28,50,3.11,1.83,330]
[4,13.3,311,28,60,3.56,1.77,330]
[4,14.4,311,28,70,4.01,1.71,330]
[4,15.6,311,28,80,4.46,1.66,330]
[4,16.7,311,28,90,4.9000000000000004,1.6,330]
[4,17.8,311,28,99,5.3,1.54,330]
[4,16.3,381,21,1,1,1,70]
[4,16.2,381,21,50,1,1,70]
[4,16.2,381,21,60,1,1,70]
[4,16.399999999999999,381,21,70,1.01,0.76,70]
[4,17.7,381,21,80,1.1200000000000001,0.63,70]
[4,18.899999999999999,381,21,90,1.22,0.52,70]
[4,20,381,21,99,1.31,0.41,70]
[4,10.6,381,21,1,1.53,1.53,200]
[4,11.2,381,21,50,1.69,1.38,200]
[4,12.4,381,21,60,1.96,1.31,200]
[4,13.5,381,21,70,2.2200000000000002,1.23,200]
[4,14.7,381,21,80,2.48,1.1499999999999999,200]
[4,15.8,381,21,90,2.75,1.07,200]
[4,16.8,381,21,99,2.97,1.01,200]
[4,8.3000000000000007,381,21,1,1.66,1.66,330]
[4,9.3000000000000007,381,21,50,2.04,1.54,330]
[4,10.199999999999999,381,21,60,2.37,1.49,330]
[4,11,381,21,70,2.71,1.44,330]
[4,11.9,381,21,80,3.04,1.39,330]
[4,12.7,381,21,90,3.37,1.33,330]
[4,13.5,381,21,99,3.66,1.28,330]
[4,17,381,22,1,1.06,1.06,70]
[4,16.899999999999999,381,22,50,1.06,1.06,70]
[4,15.9,381,22,60,0.97,0.9,70]
[4,17.3,381,22,70,1.0900000000000001,0.78,70]
[4,18.600000000000001,381,22,80,1.19,0.65,70]
[4,19.899999999999999,381,22,90,1.3,0.53,70]
[4,21,381,22,99,1.39,0.42,70]
[4,10.9,381,22,1,1.62,1.62,200]
[4,11.9,381,22,50,1.84,1.45,200]
[4,13.1,381,22,60,2.12,1.37,200]
[4,14.3,381,22,70,2.4,1.28,200]
[4,15.5,381,22,80,2.68,1.2,200]
[4,16.7,381,22,90,2.95,1.1200000000000001,200]
[4,17.7,381,22,99,3.19,1.04,200]
[4,8.6,381,22,1,1.76,1.76,330]
[4,9.8000000000000007,381,22,50,2.23,1.62,330]
[4,10.7,381,22,60,2.58,1.57,330]
[4,11.6,381,22,70,2.93,1.51,330]
[4,12.5,381,22,80,3.28,1.45,330]
[4,13.4,381,22,90,3.63,1.39,330]
[4,14.3,381,22,99,3.95,1.34,330]
[4,17.7,381,23,1,1.1200000000000001,1.1200000000000001,70]
[4,17.7,381,23,50,1.1100000000000001,1.1100000000000001,70]
[4,16.8,381,23,60,1.04,0.93,70]
[4,18.2,381,23,70,1.1599999999999999,0.8,70]
[4,19.600000000000001,381,23,80,1.27,0.67,70]
[4,20.9,381,23,90,1.38,0.54,70]
[4,22.1,381,23,99,1.47,0.43,70]
[4,11.3,381,23,1,1.71,1.71,200]
[4,12.6,381,23,50,2,1.51,200]
[4,13.8,381,23,60,2.29,1.42,200]
[4,15.1,381,23,70,2.59,1.33,200]
[4,16.399999999999999,381,23,80,2.88,1.25,200]
[4,17.600000000000001,381,23,90,3.17,1.1599999999999999,200]
[4,18.7,381,23,99,3.42,1.08,200]
[4,8.8000000000000007,381,23,1,1.85,1.85,330]
[4,10.3,381,23,50,2.42,1.7,330]
[4,11.3,381,23,60,2.79,1.64,330]
[4,12.2,381,23,70,3.17,1.58,330]
[4,13.2,381,23,80,3.54,1.51,330]
[4,14.2,381,23,90,3.91,1.45,330]
[4,15,381,23,99,4.24,1.4,330]
[4,18.399999999999999,381,24,1,1.17,1.17,70]
[4,18.399999999999999,381,24,50,1.17,1.17,70]
[4,17.600000000000001,381,24,60,1.1100000000000001,0.96,70]
[4,19.100000000000001,381,24,70,1.23,0.82,70]
[4,20.6,381,24,80,1.35,0.68,70]
[4,21.9,381,24,90,1.46,0.55000000000000004,70]
[4,23.1,381,24,99,1.56,0.44,70]
[4,11.7,381,24,1,1.8,1.8,200]
[4,13.2,381,24,50,2.16,1.57,200]
[4,14.6,381,24,60,2.4700000000000002,1.47,200]
[4,15.9,381,24,70,2.78,1.38,200]
[4,17.2,381,24,80,3.08,1.29,200]
[4,18.5,381,24,90,3.38,1.2,200]
[4,19.7,381,24,99,3.64,1.1100000000000001,200]
[4,9.1,381,24,1,1.95,1.95,330]
[4,10.8,381,24,50,2.62,1.77,330]
[4,11.8,381,24,60,3.01,1.71,330]
[4,12.8,381,24,70,3.41,1.64,330]
[4,13.9,381,24,80,3.8,1.58,330]
[4,14.9,381,24,90,4.1900000000000004,1.51,330]
[4,15.8,381,24,99,4.54,1.45,330]
[4,19.100000000000001,381,25,1,1.23,1.23,70]
[4,19.100000000000001,381,25,50,1.23,1.23,70]
[4,18.5,381,25,60,1.18,0.98,70]
[4,20,381,25,70,1.31,0.84,70]
[4,21.5,381,25,80,1.43,0.7,70]
[4,22.9,381,25,90,1.54,0.56000000000000005,70]
[4,24.1,381,25,99,1.64,0.44,70]
[4,12.1,381,25,1,1.88,1.88,200]
[4,13.9,381,25,50,2.3199999999999998,1.63,200]
[4,15.4,381,25,60,2.65,1.53,200]
[4,16.8,381,25,70,2.97,1.43,200]
[4,18.100000000000001,381,25,80,3.29,1.33,200]
[4,19.5,381,25,90,3.61,1.23,200]
[4,20.7,381,25,99,3.88,1.1399999999999999,200]
[4,9.3000000000000007,381,25,1,2.04,2.04,330]
[4,11.3,381,25,50,2.82,1.84,330]
[4,12.4,381,25,60,3.24,1.77,330]
[4,13.5,381,25,70,3.66,1.7,330]
[4,14.6,381,25,80,4.07,1.64,330]
[4,15.7,381,25,90,4.4800000000000004,1.57,330]
[4,16.600000000000001,381,25,99,4.8499999999999996,1.5,330]
[4,19.8,381,26,1,1.29,1.29,70]
[4,19.8,381,26,50,1.29,1.29,70]
[4,19.399999999999999,381,26,60,1.25,1,70]
[4,21,381,26,70,1.38,0.85,70]
[4,22.5,381,26,80,1.51,0.71,70]
[4,23.9,381,26,90,1.62,0.56999999999999995,70]
[4,25.2,381,26,99,1.72,0.45,70]
[4,12.5,381,26,1,1.97,1.97,200]
[4,14.6,381,26,50,2.48,1.68,200]
[4,16.100000000000001,381,26,60,2.83,1.58,200]
[4,17.600000000000001,381,26,70,3.17,1.47,200]
[4,19.100000000000001,381,26,80,3.5,1.37,200]
[4,20.5,381,26,90,3.83,1.26,200]
[4,21.7,381,26,99,4.12,1.17,200]
[4,9.5,381,26,1,2.13,2.13,330]
[4,11.9,381,26,50,3.03,1.91,330]
[4,13,381,26,60,3.47,1.84,330]
[4,14.2,381,26,70,3.91,1.76,330]
[4,15.3,381,26,80,4.34,1.69,330]
[4,16.399999999999999,381,26,90,4.78,1.62,330]
[4,17.5,381,26,99,5.17,1.55,330]
[4,20.5,381,27,1,1.35,1.35,70]
[4,20.5,381,27,50,1.34,1.34,70]
[4,20.3,381,27,60,1.33,1.02,70]
[4,21.9,381,27,70,1.46,0.87,70]
[4,23.5,381,27,80,1.59,0.72,70]
[4,24.9,381,27,90,1.71,0.56999999999999995,70]
[4,26.2,381,27,99,1.81,0.45,70]
[4,12.8,381,27,1,2.06,2.06,200]
[4,15.4,381,27,50,2.65,1.73,200]
[4,16.899999999999999,381,27,60,3.02,1.62,200]
[4,18.5,381,27,70,3.38,1.51,200]
[4,20,381,27,80,3.72,1.4,200]
[4,21.5,381,27,90,4.0599999999999996,1.29,200]
[4,22.7,381,27,99,4.3600000000000003,1.2,200]
[4,9.8000000000000007,381,27,1,2.23,2.23,330]
[4,12.4,381,27,50,3.24,1.98,330]
[4,13.6,381,27,60,3.71,1.9,330]
[4,14.8,381,27,70,4.17,1.82,330]
[4,16.100000000000001,381,27,80,4.63,1.75,330]
[4,17.2,381,27,90,5.0999999999999996,1.67,330]
[4,18.3,381,27,99,5.5,1.6,330]
[4,21.3,381,28,1,1.41,1.41,70]
[4,21.2,381,28,50,1.4,1.39,70]
[4,21.2,381,28,60,1.4,1.04,70]
[4,22.8,381,28,70,1.54,0.88,70]
[4,24.4,381,28,80,1.66,0.73,70]
[4,25.9,381,28,90,1.79,0.57999999999999996,70]
[4,27.3,381,28,99,1.89,0.45,70]
[4,13.2,381,28,1,2.14,2.14,200]
[4,16.100000000000001,381,28,50,2.83,1.78,200]
[4,17.8,381,28,60,3.21,1.67,200]
[4,19.399999999999999,381,28,70,3.58,1.55,200]
[4,21,381,28,80,3.94,1.44,200]
[4,22.5,381,28,90,4.3,1.32,200]
[4,23.8,381,28,99,4.6100000000000003,1.21,200]
[4,10,381,28,1,2.3199999999999998,2.3199999999999998,330]
[4,13,381,28,50,3.46,2.0499999999999998,330]
[4,14.3,381,28,60,3.95,1.96,330]
[4,15.6,381,28,70,4.4400000000000004,1.88,330]
[4,16.8,381,28,80,4.93,1.8,330]
[4,18.100000000000001,381,28,90,5.41,1.72,330]
[4,19.2,381,28,99,5.85,1.64,330]
[5,11.1,101,21,1,0.5,0.5,70]
[5,11.7,101,21,50,0.55000000000000004,0.44,70]
[5,12.9,101,21,60,0.64,0.43,70]
[5,14,101,21,70,0.74,0.41,70]
[5,15.2,101,21,80,0.83,0.39,70]
[5,16.3,101,21,90,0.92,0.37,70]
[5,17.3,101,21,99,1,0.35,70]
[5,7.3,101,21,1,0.53,0.53,200]
[5,8,101,21,50,0.7,0.52,200]
[5,8.6,101,21,60,0.83,0.52,200]
[5,9.1,101,21,70,0.95,0.51,200]
[5,9.6,101,21,80,1.08,0.51,200]
[5,10.199999999999999,101,21,90,1.21,0.5,200]
[5,10.7,101,21,99,1.32,0.5,200]
[5,6.4,101,21,1,0.53,0.53,330]
[5,6.9,101,21,50,0.72,0.53,330]
[5,7.2,101,21,60,0.85,0.52,330]
[5,7.5,101,21,70,0.97,0.52,330]
[5,7.9,101,21,80,1.1000000000000001,0.52,330]
[5,8.1999999999999993,101,21,90,1.23,0.52,330]
[5,8.5,101,21,99,1.35,0.51,330]
[5,11.5,101,22,1,0.53,0.53,70]
[5,12.4,101,22,50,0.6,0.47,70]
[5,13.6,101,22,60,0.7,0.45,70]
[5,14.8,101,22,70,0.8,0.43,70]
[5,16,101,22,80,0.9,0.41,70]
[5,17.2,101,22,90,0.99,0.39,70]
[5,18.2,101,22,99,1.08,0.37,70]
[5,7.4,101,22,1,0.56000000000000005,0.56000000000000005,200]
[5,8.3000000000000007,101,22,50,0.77,0.55000000000000004,200]
[5,8.9,101,22,60,0.91,0.54,200]
[5,9.5,101,22,70,1.04,0.54,200]
[5,10,101,22,80,1.17,0.54,200]
[5,10.6,101,22,90,1.31,0.53,200]
[5,11.1,101,22,99,1.43,0.53,200]
[5,6.5,101,22,1,0.56999999999999995,0.56999999999999995,330]
[5,7.1,101,22,50,0.79,0.56000000000000005,330]
[5,7.4,101,22,60,0.93,0.55000000000000004,330]
[5,7.8,101,22,70,1.06,0.55000000000000004,330]
[5,8.1,101,22,80,1.2,0.55000000000000004,330]
[5,8.5,101,22,90,1.33,0.55000000000000004,330]
[5,8.8000000000000007,101,22,99,1.46,0.54,330]
[5,11.8,101,23,1,0.56000000000000005,0.56000000000000005,70]
[5,13.1,101,23,50,0.66,0.49,70]
[5,14.3,101,23,60,0.76,0.47,70]
[5,15.6,101,23,70,0.87,0.45,70]
[5,16.899999999999999,101,23,80,0.97,0.43,70]
[5,18.100000000000001,101,23,90,1.07,0.4,70]
[5,19.2,101,23,99,1.1599999999999999,0.38,70]
[5,7.5,101,23,1,0.59,0.59,200]
[5,8.6,101,23,50,0.85,0.57999999999999996,200]
[5,9.1999999999999993,101,23,60,0.99,0.56999999999999995,200]
[5,9.8000000000000007,101,23,70,1.1299999999999999,0.56999999999999995,200]
[5,10.4,101,23,80,1.27,0.56000000000000005,200]
[5,11,101,23,90,1.41,0.56000000000000005,200]
[5,11.6,101,23,99,1.54,0.56000000000000005,200]
[5,6.6,101,23,1,0.6,0.6,330]
[5,7.2,101,23,50,0.86,0.59,330]
[5,7.6,101,23,60,1.01,0.57999999999999996,330]
[5,8,101,23,70,1.1499999999999999,0.57999999999999996,330]
[5,8.4,101,23,80,1.29,0.57999999999999996,330]
[5,8.6999999999999993,101,23,90,1.44,0.57999999999999996,330]
[5,9.1,101,23,99,1.57,0.56999999999999995,330]
[5,12.2,101,24,1,0.59,0.59,70]
[5,13.7,101,24,50,0.71,0.51,70]
[5,15.1,101,24,60,0.82,0.49,70]
[5,16.399999999999999,101,24,70,0.93,0.47,70]
[5,17.7,101,24,80,1.04,0.44,70]
[5,19,101,24,90,1.1399999999999999,0.42,70]
[5,20.2,101,24,99,1.24,0.4,70]
[5,7.7,101,24,1,0.63,0.63,200]
[5,8.9,101,24,50,0.92,0.61,200]
[5,9.6,101,24,60,1.07,0.6,200]
[5,10.199999999999999,101,24,70,1.22,0.6,200]
[5,10.9,101,24,80,1.37,0.59,200]
[5,11.5,101,24,90,1.52,0.59,200]
[5,12.1,101,24,99,1.65,0.57999999999999996,200]
[5,6.6,101,24,1,0.63,0.63,330]
[5,7.4,101,24,50,0.94,0.62,330]
[5,7.8,101,24,60,1.0900000000000001,0.61,330]
[5,8.1999999999999993,101,24,70,1.24,0.61,330]
[5,8.6,101,24,80,1.4,0.61,330]
[5,9,101,24,90,1.55,0.6,330]
[5,9.4,101,24,99,1.68,0.6,330]
[5,12.6,101,25,1,0.62,0.62,70]
[5,14.4,101,25,50,0.77,0.53,70]
[5,15.9,101,25,60,0.89,0.51,70]
[5,17.3,101,25,70,1,0.48,70]
[5,18.600000000000001,101,25,80,1.1100000000000001,0.46,70]
[5,20,101,25,90,1.22,0.43,70]
[5,21.2,101,25,99,1.32,0.41,70]
[5,7.8,101,25,1,0.66,0.66,200]
[5,9.3000000000000007,101,25,50,0.99,0.64,200]
[5,9.9,101,25,60,1.1499999999999999,0.63,200]
[5,10.6,101,25,70,1.31,0.63,200]
[5,11.3,101,25,80,1.47,0.62,200]
[5,12,101,25,90,1.63,0.62,200]
[5,12.6,101,25,99,1.77,0.61,200]
[5,6.7,101,25,1,0.66,0.66,330]
[5,7.6,101,25,50,1.01,0.65,330]
[5,8.1,101,25,60,1.18,0.64,330]
[5,8.5,101,25,70,1.34,0.64,330]
[5,8.9,101,25,80,1.5,0.64,330]
[5,9.3000000000000007,101,25,90,1.66,0.63,330]
[5,9.6999999999999993,101,25,99,1.81,0.63,330]
[5,12.9,101,26,1,0.65,0.65,70]
[5,15.1,101,26,50,0.83,0.55000000000000004,70]
[5,16.600000000000001,101,26,60,0.95,0.53,70]
[5,18.100000000000001,101,26,70,1.07,0.5,70]
[5,19.600000000000001,101,26,80,1.19,0.47,70]
[5,21,101,26,90,1.3,0.45,70]
[5,22.2,101,26,99,1.4,0.42,70]
[5,7.9,101,26,1,0.69,0.69,200]
[5,9.6,101,26,50,1.07,0.66,200]
[5,10.3,101,26,60,1.24,0.66,200]
[5,11,101,26,70,1.41,0.65,200]
[5,11.8,101,26,80,1.57,0.65,200]
[5,12.5,101,26,90,1.74,0.64,200]
[5,13.1,101,26,99,1.89,0.64,200]
[5,6.8,101,26,1,0.69,0.69,330]
[5,7.8,101,26,50,1.0900000000000001,0.68,330]
[5,8.3000000000000007,101,26,60,1.26,0.67,330]
[5,8.6999999999999993,101,26,70,1.43,0.67,330]
[5,9.1999999999999993,101,26,80,1.61,0.66,330]
[5,9.6,101,26,90,1.78,0.66,330]
[5,10,101,26,99,1.93,0.66,330]
[5,13.3,101,27,1,0.67,0.67,70]
[5,15.9,101,27,50,0.89,0.56999999999999995,70]
[5,17.399999999999999,101,27,60,1.01,0.54,70]
[5,19,101,27,70,1.1399999999999999,0.52,70]
[5,20.5,101,27,80,1.26,0.49,70]
[5,22,101,27,90,1.38,0.46,70]
[5,23.2,101,27,99,1.49,0.43,70]
[5,8.1,101,27,1,0.72,0.72,200]
[5,9.9,101,27,50,1.1499999999999999,0.69,200]
[5,10.7,101,27,60,1.33,0.69,200]
[5,11.5,101,27,70,1.51,0.68,200]
[5,12.2,101,27,80,1.68,0.68,200]
[5,13,101,27,90,1.86,0.67,200]
[5,13.7,101,27,99,2.02,0.67,200]
[5,6.9,101,27,1,0.72,0.72,330]
[5,8,101,27,50,1.17,0.7,330]
[5,8.5,101,27,60,1.35,0.7,330]
[5,9,101,27,70,1.54,0.7,330]
[5,9.5,101,27,80,1.72,0.69,330]
[5,9.9,101,27,90,1.9,0.69,330]
[5,10.4,101,27,99,2.06,0.69,330]
[5,13.6,101,28,1,0.7,0.7,70]
[5,16.600000000000001,101,28,50,0.95,0.59,70]
[5,18.3,101,28,60,1.08,0.56000000000000005,70]
[5,19.899999999999999,101,28,70,1.21,0.53,70]
[5,21.4,101,28,80,1.34,0.5,70]
[5,23,101,28,90,1.46,0.47,70]
[5,24.3,101,28,99,1.57,0.44,70]
[5,8.1999999999999993,101,28,1,0.75,0.75,200]
[5,10.3,101,28,50,1.23,0.72,200]
[5,11.1,101,28,60,1.42,0.72,200]
[5,11.9,101,28,70,1.61,0.71,200]
[5,12.7,101,28,80,1.79,0.7,200]
[5,13.5,101,28,90,1.98,0.7,200]
[5,14.2,101,28,99,2.15,0.69,200]
[5,7,101,28,1,0.75,0.75,330]
[5,8.3000000000000007,101,28,50,1.26,0.73,330]
[5,8.8000000000000007,101,28,60,1.45,0.73,330]
[5,9.3000000000000007,101,28,70,1.64,0.72,330]
[5,9.8000000000000007,101,28,80,1.83,0.72,330]
[5,10.3,101,28,90,2.02,0.72,330]
[5,10.7,101,28,99,2.2000000000000002,0.71,330]
[5,13.6,171,21,1,0.7,0.7,70]
[5,12.9,171,21,50,0.65,0.61,70]
[5,14.2,171,21,60,0.75,0.56999999999999995,70]
[5,15.5,171,21,70,0.86,0.52,70]
[5,16.7,171,21,80,0.96,0.47,70]
[5,18,171,21,90,1.06,0.42,70]
[5,19,171,21,99,1.1399999999999999,0.38,70]
[5,8.6,171,21,1,0.84,0.84,200]
[5,9.5,171,21,50,1.05,0.8,200]
[5,10.3,171,21,60,1.24,0.78,200]
[5,11.1,171,21,70,1.43,0.77,200]
[5,11.9,171,21,80,1.61,0.75,200]
[5,12.7,171,21,90,1.8,0.73,200]
[5,13.4,171,21,99,1.97,0.72,200]
[5,7.2,171,21,1,0.86,0.86,330]
[5,7.9,171,21,50,1.1299999999999999,0.84,330]
[5,8.5,171,21,60,1.33,0.83,330]
[5,9,171,21,70,1.53,0.82,330]
[5,9.5,171,21,80,1.73,0.81,330]
[5,10,171,21,90,1.94,0.8,330]
[5,10.5,171,21,99,2.12,0.79,330]
[5,14.1,171,22,1,0.74,0.74,70]
[5,13.7,171,22,50,0.71,0.64,70]
[5,15,171,22,60,0.82,0.59,70]
[5,16.399999999999999,171,22,70,0.93,0.54,70]
[5,17.7,171,22,80,1.03,0.49,70]
[5,18.899999999999999,171,22,90,1.1299999999999999,0.44,70]
[5,20,171,22,99,1.23,0.39,70]
[5,8.8000000000000007,171,22,1,0.89,0.89,200]
[5,10,171,22,50,1.1599999999999999,0.84,200]
[5,10.8,171,22,60,1.35,0.83,200]
[5,11.7,171,22,70,1.55,0.81,200]
[5,12.5,171,22,80,1.75,0.79,200]
[5,13.4,171,22,90,1.95,0.77,200]
[5,14.1,171,22,99,2.13,0.76,200]
[5,7.4,171,22,1,0.92,0.92,330]
[5,8.1999999999999993,171,22,50,1.24,0.89,330]
[5,8.8000000000000007,171,22,60,1.46,0.88,330]
[5,9.3000000000000007,171,22,70,1.67,0.86,330]
[5,9.9,171,22,80,1.88,0.85,330]
[5,10.5,171,22,90,2.1,0.84,330]
[5,11,171,22,99,2.29,0.83,330]
[5,14.6,171,23,1,0.79,0.79,70]
[5,14.4,171,23,50,0.77,0.67,70]
[5,15.8,171,23,60,0.88,0.61,70]
[5,17.2,171,23,70,1,0.56000000000000005,70]
[5,18.600000000000001,171,23,80,1.1100000000000001,0.5,70]
[5,19.899999999999999,171,23,90,1.21,0.45,70]
[5,21,171,23,99,1.31,0.4,70]
[5,9,171,23,1,0.94,0.94,200]
[5,10.4,171,23,50,1.26,0.89,200]
[5,11.3,171,23,60,1.47,0.87,200]
[5,12.2,171,23,70,1.68,0.85,200]
[5,13.1,171,23,80,1.89,0.83,200]
[5,14,171,23,90,2.1,0.81,200]
[5,14.8,171,23,99,2.29,0.8,200]
[5,7.5,171,23,1,0.97,0.97,330]
[5,8.5,171,23,50,1.36,0.93,330]
[5,9.1,171,23,60,1.58,0.92,330]
[5,9.6999999999999993,171,23,70,1.81,0.91,330]
[5,10.3,171,23,80,2.04,0.9,330]
[5,10.9,171,23,90,2.2599999999999998,0.89,330]
[5,11.4,171,23,99,2.4700000000000002,0.88,330]
[5,15.1,171,24,1,0.83,0.83,70]
[5,15.2,171,24,50,0.83,0.69,70]
[5,16.7,171,24,60,0.95,0.63,70]
[5,18.100000000000001,171,24,70,1.07,0.57999999999999996,70]
[5,19.5,171,24,80,1.18,0.52,70]
[5,20.9,171,24,90,1.29,0.46,70]
[5,22.1,171,24,99,1.39,0.41,70]
[5,9.3000000000000007,171,24,1,0.99,0.99,200]
[5,10.9,171,24,50,1.37,0.93,200]
[5,11.8,171,24,60,1.6,0.91,200]
[5,12.8,171,24,70,1.82,0.89,200]
[5,13.8,171,24,80,2.04,0.87,200]
[5,14.7,171,24,90,2.2599999999999998,0.85,200]
[5,15.6,171,24,99,2.46,0.83,200]
[5,7.6,171,24,1,1.02,1.02,330]
[5,8.8000000000000007,171,24,50,1.48,0.98,330]
[5,9.5,171,24,60,1.71,0.97,330]
[5,10.1,171,24,70,1.96,0.96,330]
[5,10.7,171,24,80,2.2000000000000002,0.94,330]
[5,11.3,171,24,90,2.44,0.93,330]
[5,11.9,171,24,99,2.66,0.92,330]
[5,15.7,171,25,1,0.87,0.87,70]
[5,16,171,25,50,0.89,0.71,70]
[5,17.5,171,25,60,1.02,0.65,70]
[5,19,171,25,70,1.1399999999999999,0.59,70]
[5,20.5,171,25,80,1.26,0.53,70]
[5,21.9,171,25,90,1.38,0.48,70]
[5,23.1,171,25,99,1.48,0.42,70]
[5,9.5,171,25,1,1.04,1.04,200]
[5,11.4,171,25,50,1.49,0.97,200]
[5,12.4,171,25,60,1.72,0.95,200]
[5,13.4,171,25,70,1.96,0.93,200]
[5,14.4,171,25,80,2.2000000000000002,0.91,200]
[5,15.4,171,25,90,2.4300000000000002,0.89,200]
[5,16.3,171,25,99,2.64,0.87,200]
[5,7.8,171,25,1,1.07,1.07,330]
[5,9.1,171,25,50,1.6,1.02,330]
[5,9.8000000000000007,171,25,60,1.85,1.01,330]
[5,10.5,171,25,70,2.11,1,330]
[5,11.1,171,25,80,2.36,0.99,330]
[5,11.8,171,25,90,2.62,0.98,330]
[5,12.4,171,25,99,2.85,0.96,330]
[5,16.2,171,26,1,0.91,0.91,70]
[5,16.7,171,26,50,0.96,0.74,70]
[5,18.399999999999999,171,26,60,1.0900000000000001,0.67,70]
[5,19.899999999999999,171,26,70,1.22,0.61,70]
[5,21.5,171,26,80,1.34,0.55000000000000004,70]
[5,22.9,171,26,90,1.46,0.49,70]
[5,24.2,171,26,99,1.56,0.43,70]
[5,9.6999999999999993,171,26,1,1.0900000000000001,1.0900000000000001,200]
[5,11.9,171,26,50,1.6,1.01,200]
[5,13,171,26,60,1.85,0.99,200]
[5,14,171,26,70,2.1,0.97,200]
[5,15.1,171,26,80,2.35,0.95,200]
[5,16.2,171,26,90,2.6,0.92,200]
[5,17.100000000000001,171,26,99,2.82,0.9,200]
[5,7.9,171,26,1,1.1200000000000001,1.1200000000000001,330]
[5,9.5,171,26,50,1.72,1.07,330]
[5,10.199999999999999,171,26,60,1.99,1.06,330]
[5,10.9,171,26,70,2.2599999999999998,1.04,330]
[5,11.6,171,26,80,2.5299999999999998,1.03,330]
[5,12.3,171,26,90,2.8,1.02,330]
[5,12.9,171,26,99,3.05,1.01,330]
[5,16.7,171,27,1,0.95,0.95,70]
[5,17.5,171,27,50,1.02,0.76,70]
[5,19.2,171,27,60,1.1599999999999999,0.69,70]
[5,20.9,171,27,70,1.29,0.62,70]
[5,22.4,171,27,80,1.42,0.56000000000000005,70]
[5,23.9,171,27,90,1.54,0.49,70]
[5,25.2,171,27,99,1.65,0.44,70]
[5,9.9,171,27,1,1.1399999999999999,1.1399999999999999,200]
[5,12.4,171,27,50,1.72,1.06,200]
[5,13.5,171,27,60,1.99,1.03,200]
[5,14.7,171,27,70,2.25,1.01,200]
[5,15.8,171,27,80,2.5099999999999998,0.98,200]
[5,16.899999999999999,171,27,90,2.77,0.96,200]
[5,17.899999999999999,171,27,99,3.01,0.94,200]
[5,8,171,27,1,1.17,1.17,330]
[5,9.8000000000000007,171,27,50,1.85,1.1200000000000001,330]
[5,10.6,171,27,60,2.14,1.1000000000000001,330]
[5,11.3,171,27,70,2.42,1.0900000000000001,330]
[5,12,171,27,80,2.71,1.07,330]
[5,12.8,171,27,90,3,1.06,330]
[5,13.5,171,27,99,3.25,1.05,330]
[5,17.2,171,28,1,1,1,70]
[5,14.1,171,28,60,2.12,1.07,200]
[5,17.7,171,28,90,2.96,0.99,200]
[5,13.3,171,28,90,3.19,1.1000000000000001,330]
[5,9.6999999999999993,241,21,1,1.0900000000000001,1.0900000000000001,200]
[5,12.4,241,21,70,1.73,0.94,200]
[5,10.1,241,21,70,1.96,1.05,330]
[5,12,241,21,99,2.7,0.98,330]
[5,20.6,241,22,99,1.27,0.4,70]
[5,9.1,241,22,50,1.59,1.1499999999999999,330]
[5,10.5,241,22,70,2.13,1.1000000000000001,330]
[5,17.8,241,23,70,1.05,0.64,70]
[5,15.9,241,23,90,2.54,0.96,200]
[5,9.5,241,23,50,1.73,1.21,330]
[5,16.8,241,24,50,0.96,0.91,70]
[5,20.100000000000001,241,24,80,1.23,0.56999999999999995,70]
[5,15.6,241,24,80,2.4700000000000002,1.04,200]
[5,13.8,241,24,99,3.39,1.1399999999999999,330]
[5,19.600000000000001,241,25,70,1.19,0.68,70]
[5,12.8,241,25,50,1.81,1.22,200]
[5,12,241,25,70,2.69,1.27,330]
[5,12.8,241,25,80,3.02,1.24,330]
[5,24.8,241,26,99,1.61,0.43,70]
[5,14.6,241,26,60,2.25,1.22,200]
[5,11.6,241,26,60,2.5499999999999998,1.35,330]
[5,23,241,27,80,1.47,0.61,70]
[5,11.4,241,27,1,1.48,1.48,200]
[5,20.5,241,27,99,3.61,1.06,200]
[5,19,241,28,50,1.1399999999999999,0.93,70]
[5,20.7,241,28,60,1.28,0.82,70]
[5,18.899999999999999,241,28,80,3.23,1.2,200]
[5,9.1999999999999993,241,28,1,1.61,1.61,330]
[5,15.9,311,21,1,0.89,0.89,70]
[5,12.2,311,21,60,1.68,1.1200000000000001,200]
[5,15.4,311,21,90,2.42,0.96,200]
[5,12.5,311,21,90,2.87,1.1499999999999999,330]
[5,10.8,311,22,1,1.36,1.36,200]
[5,11.7,311,22,50,1.57,1.24,200]
[5,10.6,311,22,60,2.17,1.33,330]
[5,13.1,311,22,90,3.11,1.21,330]
[5,20.8,311,23,90,1.29,0.5,70]
[5,9,311,23,1,1.54,1.54,330]
[5,17.899999999999999,311,24,1,1.05,1.05,70]
[5,19,311,24,70,1.1399999999999999,0.73,70]
[5,18,311,24,90,3.02,1.08,200]
[5,19.100000000000001,311,24,99,3.28,1.02,200]
[5,18.600000000000001,311,25,50,1.1100000000000001,1.1100000000000001,70]
[5,19.899999999999999,311,25,70,1.22,0.75,70]
[5,16.3,311,25,70,2.64,1.26,200]
[5,15.1,311,25,90,3.88,1.38,330]
[5,23.8,311,26,90,1.53,0.53,70]
[5,14.3,311,26,50,2.17,1.46,200]
[5,13.7,311,26,70,3.36,1.53,330]
[5,14.8,311,26,80,3.76,1.48,330]
[5,26.1,311,27,99,1.72,0.43,70]
[5,19.399999999999999,311,27,80,3.35,1.27,200]
[5,12.2,311,27,50,2.76,1.69,330]
[5,22.7,311,28,70,1.44,0.79,70]
[5,18.8,311,28,70,3.21,1.39,200]
[5,23.1,311,28,99,4.21,1.1399999999999999,200]
[5,16.5,381,21,50,0.94,0.94,70]
[5,16.5,381,21,60,0.94,0.94,70]
[5,15,381,21,80,2.33,1.0900000000000001,200]
[5,12.4,381,21,80,2.86,1.31,330]
[5,17.3,381,22,1,1,1,70]
[5,20,381,22,90,1.22,0.5,70]
[5,10.3,381,22,50,2.0499999999999998,1.54,330]
[5,13.1,381,22,80,3.1,1.37,330]
[5,22.1,381,23,99,1.39,0.41,70]
[5,11.9,381,23,1,1.62,1.62,200]
[5,11.8,381,23,60,2.62,1.56,330]
[5,17.7,381,24,60,1.03,0.93,70]
[5,22,381,24,90,1.38,0.53,70]
[5,9.8000000000000007,381,24,1,1.85,1.85,330]
[5,16.3,381,24,99,4.3499999999999996,1.38,330]
[5,18.600000000000001,381,25,60,1.1000000000000001,0.95,70]
[5,15.7,381,25,60,2.4900000000000002,1.46,200]
[5,19.8,381,25,90,3.44,1.17,200]
[5,20.100000000000001,381,26,1,1.23,1.23,70]
[5,13.1,381,26,1,1.88,1.88,200]
[5,17.899999999999999,381,26,70,3.01,1.41,200]
[5,17,381,26,90,4.59,1.55,330]
[5,25,381,27,90,1.63,0.55000000000000004,70]
[5,15.7,381,27,50,2.4900000000000002,1.67,200]
[5,10.5,381,27,1,2.13,2.13,330]
[5,15.4,381,27,70,3.98,1.75,330]
[5,26,381,28,90,1.71,0.56000000000000005,70]
[5,22.7,381,28,90,4.13,1.26,200]
[5,13.5,381,28,50,3.28,1.97,330]
[6,14.3,101,21,70,0.68,0.38,70]
[6,9.8000000000000007,101,21,70,0.89,0.48,200]
[6,11.4,101,21,99,1.26,0.47,200]
[6,9.3000000000000007,101,21,99,1.28,0.48,330]
[6,15.1,101,22,70,0.74,0.4,70]
[6,10.199999999999999,101,22,70,0.97,0.51,200]
[6,8.6,101,22,70,1,0.52,330]
[6,9.6,101,22,99,1.39,0.51,330]
[6,19.5,101,23,99,1.1000000000000001,0.36,70]
[6,8.1,101,23,50,0.8,0.55000000000000004,330]
[6,9.1999999999999993,101,23,80,1.23,0.55000000000000004,330]
[6,18,101,24,80,0.98,0.42,70]
[6,8.5,101,24,1,0.59,0.59,200]
[6,9.1,101,24,70,1.18,0.57999999999999996,330]
[6,14.7,101,25,50,0.71,0.5,70]
[6,18.899999999999999,101,25,80,1.05,0.43,70]
[6,12,101,25,80,1.4,0.59,200]
[6,10.5,101,25,99,1.74,0.6,330]
[6,16.899999999999999,101,26,60,0.89,0.5,70]
[6,11,101,26,60,1.18,0.63,200]
[6,13.2,101,26,90,1.68,0.61,200]
[6,10.5,101,26,90,1.71,0.63,330]
[6,23.5,101,27,99,1.42,0.41,70]
[6,11.4,101,27,60,1.26,0.66,200]
[6,9.4,101,27,60,1.29,0.67,330]
[6,21.7,101,28,80,1.28,0.48,70]
[6,9.1,101,28,1,0.72,0.72,200]
[6,7.9,101,28,1,0.72,0.72,330]
[6,10.1,101,28,70,1.58,0.69,330]
[6,15.7,171,21,70,0.79,0.49,70]
[6,13.3,171,21,90,1.7,0.69,200]
[6,8.6999999999999993,171,21,50,1.03,0.79,330]
[6,14.6,171,22,1,0.7,0.7,70]
[6,11.4,171,22,60,1.26,0.78,200]
[6,13.9,171,22,90,1.85,0.73,200]
[6,11.2,171,22,90,1.99,0.79,330]
[6,14.6,171,23,50,0.7,0.64,70]
[6,11,171,23,50,1.1599999999999999,0.84,200]
[6,10.4,171,23,70,1.71,0.86,330]
[6,12.1,171,23,99,2.36,0.83,330]
[6,22.2,171,24,99,1.32,0.39,70]
[6,13.4,171,24,70,1.72,0.84,200]
[6,9.6,171,24,50,1.37,0.93,330]
[6,19.2,171,25,70,1.07,0.56999999999999995,70]
[6,23.2,171,25,99,1.4,0.4,70]
[6,16.899999999999999,171,25,99,2.5299999999999998,0.82,200]
[6,16.899999999999999,171,26,50,0.89,0.71,70]
[6,21.6,171,26,80,1.27,0.52,70]
[6,15.6,171,26,80,2.25,0.9,200]
[6,13.6,171,26,99,2.94,0.96,330]
[6,22.5,171,27,80,1.35,0.53,70]
[6,13,171,27,50,1.62,1.01,200]
[6,16.3,171,27,80,2.41,0.94,200]
[6,12.8,171,27,80,2.6,1.02,330]
[6,26.4,171,28,99,1.66,0.42,70]
[6,19.3,171,28,99,3.1,0.92,200]
[6,11.7,171,28,60,2.1800000000000002,1.1000000000000001,330]
[6,17.399999999999999,241,21,80,0.93,0.5,70]
[6,18.600000000000001,241,21,90,1.03,0.42,70]
[6,15.6,241,21,99,2.25,0.78,200]
[6,10.1,241,21,60,1.56,1,330]
[6,15.7,241,22,60,0.79,0.67,70]
[6,14.5,241,22,80,1.99,0.9,200]
[6,11.9,241,22,80,2.27,1.02,330]
[6,16.600000000000001,241,23,1,0.87,0.87,70]
[6,13.1,241,23,60,1.66,1.02,200]
[6,14.2,241,23,70,1.91,0.98,200]
[6,13.2,241,23,90,2.75,1.05,330]
[6,17.2,241,24,50,0.91,0.89,70]
[6,12.6,241,24,50,1.55,1.1100000000000001,200]
[6,11.3,241,24,60,2.06,1.18,330]
[6,18.2,241,25,60,0.99,0.74,70]
[6,22.6,241,25,90,1.35,0.47,70]
[6,9.5,241,25,1,1.34,1.34,330]
[6,11,241,25,50,1.91,1.26,330]
[6,20.6,241,26,70,1.19,0.66,70]
[6,16.399999999999999,241,26,70,2.41,1.1200000000000001,200]
[6,20,241,26,99,3.25,0.98,200]
[6,18.2,241,27,50,1,0.88,70]
[6,12.1,241,27,1,1.42,1.42,200]
[6,17.100000000000001,241,27,70,2.59,1.1599999999999999,200]
[6,15.6,241,27,90,3.68,1.25,330]
[6,16.399999999999999,241,27,99,4.01,1.22,330]
[6,15.1,241,28,50,2.11,1.31,200]
[6,12.2,241,28,50,2.4,1.43,330]
[6,15.2,241,28,80,3.55,1.33,330]
[6,20,311,21,99,1.1399999999999999,0.36,70]
[6,14.7,311,21,80,2.0299999999999998,0.95,200]
[6,10,311,21,50,1.52,1.22,330]
[6,17.3,311,22,70,0.92,0.66,70]
[6,18.600000000000001,311,22,80,1.03,0.56000000000000005,70]
[6,17.600000000000001,311,22,99,2.69,0.89,200]
[6,14.4,311,22,99,3.23,1.1000000000000001,330]
[6,16.7,311,23,60,0.88,0.79,70]
[6,16.3,311,23,80,2.4,1.04,200]
[6,13.4,311,23,80,2.86,1.24,330]
[6,18.3,311,24,1,1,1,70]
[6,23,311,24,99,1.38,0.39,70]
[6,14.7,311,24,60,2.0099999999999998,1.22,200]
[6,14.1,311,24,80,3.1,1.29,330]
[6,21.4,311,25,80,1.26,0.61,70]
[6,12.5,311,25,1,1.52,1.52,200]
[6,12.7,311,25,60,2.59,1.45,330]
[6,19.3,311,26,60,1.0900000000000001,0.86,70]
[6,23.8,311,26,90,1.45,0.5,70]
[6,20.2,311,26,90,3.3,1.1000000000000001,200]
[6,12.3,311,26,50,2.4,1.56,330]
[6,20.2,311,27,60,1.1599999999999999,0.88,70]
[6,16.899999999999999,311,27,60,2.5299999999999998,1.37,200]
[6,21.1,311,27,90,3.52,1.1299999999999999,200]
[6,17.100000000000001,311,27,90,4.2699999999999996,1.41,330]
[6,13.5,311,28,1,1.75,1.75,200]
[6,19.100000000000001,311,28,70,3.06,1.33,200]
[6,15.6,311,28,70,3.68,1.57,330]
[6,18.899999999999999,311,28,99,4.95,1.41,330]
[6,11.9,381,21,50,1.39,1.25,200]
[6,9.8000000000000007,381,21,1,1.47,1.47,330]
[6,12.1,381,21,70,2.34,1.28,330]
[6,17.399999999999999,381,22,70,0.93,0.72,70]
[6,17.3,381,22,90,2.63,0.99,200]
[6,10.9,381,22,50,1.87,1.46,330]
[6,18.2,381,23,50,1,1,70]
[6,19.7,381,23,80,1.1200000000000001,0.62,70]
[6,19.3,381,23,99,3.09,0.96,200]
[6,14.2,381,23,80,3.16,1.36,330]
[6,18.899999999999999,381,24,50,1.05,1.05,70]
[6,13.9,381,24,50,1.85,1.44,200]
[6,13.9,381,24,70,3.04,1.49,330]
[6,16.8,381,24,99,4.16,1.3,330]
[6,24.2,381,25,99,1.48,0.4,70]
[6,16,381,25,60,2.33,1.4,200]
[6,13.5,381,25,60,2.87,1.62,330]
[6,22.6,381,26,80,1.35,0.66,70]
[6,13.7,381,26,1,1.8,1.8,200]
[6,22.2,381,26,99,3.78,1.05,200]
[6,21.1,381,27,50,1.23,1.23,70]
[6,23.5,381,27,80,1.43,0.67,70]
[6,20.6,381,27,80,3.39,1.28,200]
[6,11.3,381,27,1,2.04,2.04,330]
[6,21.8,381,28,1,1.29,1.29,70]
[6,18.399999999999999,381,28,60,2.88,1.55,200]
[6,23,381,28,90,3.96,1.21,200]
[6,19.100000000000001,381,28,90,5.0199999999999996,1.57,330]
[7,17.8,101,21,99,0.88,0.3,70]
[7,10,101,21,60,0.7,0.45,200]
[7,8.9,101,21,60,0.71,0.46,330]
[7,9.9,101,21,90,1.1000000000000001,0.45,330]
[7,17.7,101,22,90,0.87,0.34,70]
[7,8.3000000000000007,101,22,1,0.5,0.5,330]
[7,9.4,101,22,70,0.93,0.49,330]
[7,16.2,101,23,70,0.75,0.4,70]
[7,12.5,101,23,90,1.28,0.5,200]
[7,9.3000000000000007,101,23,60,0.87,0.52,330]
[7,13.4,101,24,1,0.53,0.53,70]
[7,17,101,24,70,0.81,0.42,70]
[7,11.7,101,24,70,1.0900000000000001,0.54,200]
[7,10.7,101,24,90,1.42,0.54,330]
[7,15,101,25,50,0.66,0.48,70]
[7,10.7,101,25,50,0.86,0.56999999999999995,200]
[7,10.1,101,25,70,1.21,0.57999999999999996,330]
[7,10.6,101,25,80,1.37,0.56999999999999995,330]
[7,22.7,101,26,99,1.28,0.38,70]
[7,12.5,101,26,70,1.28,0.59,200]
[7,9.5,101,26,50,0.96,0.61,330]
[7,19.5,101,27,70,1.02,0.47,70]
[7,12.9,101,27,70,1.38,0.62,200]
[7,15.1,101,27,99,1.89,0.6,200]
[7,17.2,101,28,50,0.83,0.54,70]
[7,18.8,101,28,60,0.96,0.51,70]
[7,14.2,101,28,80,1.66,0.64,200]
[7,8.8000000000000007,101,28,1,0.69,0.69,330]
[7,12.4,101,28,99,2.0699999999999998,0.65,330]
[7,10.6,171,21,50,0.85,0.71,200]
[7,9.4,171,21,50,0.92,0.74,330]
[7,11,171,21,80,1.52,0.71,330]
[7,20.3,171,22,99,1.08,0.34,70]
[7,10.4,171,22,1,0.79,0.79,200]
[7,10.199999999999999,171,22,60,1.24,0.77,330]
[7,11.9,171,22,90,1.89,0.75,330]
[7,20.100000000000001,171,23,90,1.07,0.4,70]
[7,15.9,171,23,99,2.08,0.7,200]
[7,12.9,171,23,99,2.2599999999999998,0.78,330]
[7,17,171,24,60,0.81,0.57999999999999996,70]
[7,14.9,171,24,80,1.83,0.78,200]
[7,15.8,171,24,90,2.06,0.76,200]
[7,16.600000000000001,171,25,1,0.78,0.78,70]
[7,11,171,25,1,0.94,0.94,200]
[7,14.5,171,25,70,1.75,0.84,200]
[7,13.3,171,25,90,2.4,0.88,330]
[7,23.1,171,26,90,1.31,0.44,70]
[7,13,171,26,50,1.4,0.92,200]
[7,11.6,171,26,60,1.78,0.96,330]
[7,12.3,171,26,70,2.0499999999999998,0.95,330]
[7,24.2,171,27,90,1.4,0.45,70]
[7,18,171,27,90,2.56,0.87,200]
[7,11.3,171,27,50,1.64,1.02,330]
[7,22,171,28,70,1.22,0.59,70]
[7,16.399999999999999,171,28,70,2.2000000000000002,0.95,200]
[7,19.8,171,28,99,2.99,0.88,200]
[7,14,171,28,80,2.68,1.02,330]
[7,15.7,241,21,50,0.71,0.71,70]
[7,13.3,241,21,70,1.48,0.83,200]
[7,11.4,241,21,70,1.68,0.92,330]
[7,13.3,241,21,99,2.42,0.86,330]
[7,12,241,22,50,1.1599999999999999,0.95,200]
[7,10.4,241,22,50,1.31,1.02,330]
[7,12.5,241,22,80,2.13,0.96,330]
[7,19.399999999999999,241,23,80,1.01,0.5,70]
[7,15.7,241,23,80,2.0299999999999998,0.89,200]
[7,10.8,241,23,50,1.46,1.08,330]
[7,17.600000000000001,241,24,50,0.86,0.86,70]
[7,20.3,241,24,80,1.08,0.52,70]
[7,18.600000000000001,241,24,99,2.7,0.85,200]
[7,15.1,241,24,99,3.1,1.02,330]
[7,18.3,241,25,60,0.92,0.71,70]
[7,14.9,241,25,60,1.83,1.06,200]
[7,18.399999999999999,241,25,90,2.66,0.93,200]
[7,15.7,241,25,99,3.35,1.07,330]
[7,24.9,241,26,99,1.46,0.38,70]
[7,15.5,241,26,60,1.99,1.1100000000000001,200]
[7,12.9,241,26,60,2.27,1.23,330]
[7,23.2,241,27,80,1.32,0.56000000000000005,70]
[7,12.8,241,27,1,1.35,1.35,200]
[7,10.7,241,27,1,1.41,1.41,330]
[7,14.3,241,27,70,2.81,1.25,330]
[7,25.7,241,28,90,1.52,0.48,70]
[7,21.1,241,28,90,3.27,1.04,200]
[7,12.9,241,28,50,2.2599999999999998,1.37,330]
[7,16.600000000000001,311,21,1,0.78,0.78,70]
[7,13,311,21,60,1.39,1,200]
[7,16.100000000000001,311,21,90,2.12,0.84,200]
[7,13.6,311,21,90,2.54,1,330]
[7,17.2,311,22,50,0.83,0.83,70]
[7,14.8,311,22,70,1.81,1,200]
[7,12.6,311,22,70,2.15,1.1399999999999999,330]
[7,15,311,22,99,3.06,1.03,330]
[7,19.600000000000001,311,23,80,1.03,0.55000000000000004,70]
[7,10.6,311,23,1,1.37,1.37,330]
[7,13.1,311,23,70,2.36,1.21,330]
[7,19.100000000000001,311,24,70,0.99,0.68,70]
[7,23.1,311,24,99,1.31,0.37,70]
[7,19.7,311,24,99,2.97,0.91,200]
[7,19.2,311,25,50,1,1,70]
[7,21.5,311,25,80,1.18,0.57999999999999996,70]
[7,18.3,311,25,80,2.63,1.08,200]
[7,15.3,311,25,80,3.17,1.28,330]
[7,19.899999999999999,311,26,50,1.05,1.05,70]
[7,15.1,311,26,50,1.88,1.34,200]
[7,19.2,311,26,80,2.83,1.1200000000000001,200]
[7,15.9,311,26,80,3.42,1.34,330]
[7,26.2,311,27,99,1.56,0.39,70]
[7,17.2,311,27,60,2.38,1.31,200]
[7,14.4,311,27,60,2.85,1.5,330]
[7,24.4,311,28,80,1.42,0.62,70]
[7,26,311,28,90,1.54,0.5,70]
[7,23.7,311,28,99,3.88,1.03,200]
[7,15,311,28,60,3.07,1.56,330]
[7,17.100000000000001,381,21,60,0.82,0.82,70]
[7,15.6,381,21,80,2.0099999999999998,0.96,200]
[7,10.6,381,21,1,1.37,1.37,330]
[7,17.8,381,22,1,0.88,0.88,70]
[7,14.1,381,22,60,1.66,1.17,200]
[7,15.3,381,22,70,1.93,1.0900000000000001,200]
[7,15,381,22,90,3.07,1.1599999999999999,330]
[7,18.5,381,23,50,0.94,0.94,70]
[7,13.2,381,23,1,1.44,1.44,200]
[7,12.8,381,23,60,2.2400000000000002,1.4,330]
[7,15.7,381,23,90,3.34,1.23,330]
[7,22,381,24,90,1.22,0.48,70]
[7,11.3,381,24,1,1.66,1.66,330]
[7,12.4,381,24,50,2.0699999999999998,1.53,330]
[7,20.2,381,25,70,1.07,0.76,70]
[7,24.3,381,25,99,1.4,0.38,70]
[7,14,381,25,60,2.68,1.54,330]
[7,20.7,381,26,1,1.1100000000000001,1.1100000000000001,70]
[7,14.3,381,26,1,1.71,1.71,200]
[7,18.5,381,26,70,2.68,1.29,200]
[7,17.899999999999999,381,26,90,4.2,1.4,330]
[7,18.899999999999999,381,26,99,4.58,1.33,330]
[7,16.3,381,27,50,2.17,1.54,200]
[7,20.8,381,27,80,3.22,1.23,200]
[7,17.600000000000001,381,27,80,4.05,1.52,330]
[7,27.4,381,28,99,1.66,0.39,70]
[7,21.8,381,28,80,3.44,1.26,200]
[7,14.6,381,28,50,2.9,1.81,330]
[8,14.9,101,21,70,0.56999999999999995,0.33,70]
[8,16,101,21,80,0.65,0.31,70]
[8,12.8,101,21,99,1.1200000000000001,0.41,200]
[8,11,101,21,99,1.1499999999999999,0.42,330]
[8,14.5,101,22,60,0.53,0.37,70]
[8,12.2,101,22,80,0.97,0.44,200]
[8,10.6,101,22,80,1,0.45,330]
[8,11.3,101,22,99,1.26,0.45,330]
[8,10.8,101,23,50,0.65,0.48,200]
[8,11.4,101,23,60,0.79,0.48,200]
[8,10.8,101,23,80,1.0900000000000001,0.48,330]
[8,18.5,101,24,80,0.86,0.37,70]
[8,10.3,101,24,1,0.53,0.53,200]
[8,10.3,101,24,60,0.89,0.52,330]
[8,16.7,101,25,60,0.71,0.43,70]
[8,20.7,101,25,90,1.04,0.36,70]
[8,14.7,101,25,99,1.57,0.52,200]
[8,9.5,101,25,1,0.56000000000000005,0.56000000000000005,330]
[8,17.5,101,26,60,0.77,0.45,70]
[8,12.5,101,26,60,1.04,0.56999999999999995,200]
[8,14.6,101,26,90,1.54,0.55000000000000004,200]
[8,15.1,101,27,1,0.57999999999999996,0.57999999999999996,70]
[8,10.7,101,27,1,0.62,0.62,200]
[8,13.6,101,27,70,1.31,0.59,200]
[8,11.5,101,27,70,1.34,0.6,330]
[8,12.8,101,27,99,1.86,0.59,330]
[8,12.4,101,28,50,1.04,0.63,200]
[8,9.6999999999999993,101,28,1,0.65,0.65,330]
[8,11.8,101,28,70,1.44,0.63,330]
[8,18.399999999999999,171,21,90,0.84,0.34,70]
[8,14.4,171,21,90,1.49,0.6,200]
[8,10.1,171,21,50,0.81,0.69,330]
[8,15.5,171,22,50,0.61,0.61,70]
[8,18.100000000000001,171,22,80,0.82,0.41,70]
[8,15.8,171,22,99,1.81,0.62,200]
[8,12.1,171,22,80,1.56,0.7,330]
[8,16,171,23,50,0.65,0.63,70]
[8,13.9,171,23,70,1.37,0.71,200]
[8,11.9,171,23,70,1.49,0.76,330]
[8,13.6,171,23,99,2.15,0.73,330]
[8,22.4,171,24,99,1.17,0.34,70]
[8,13.5,171,24,60,1.29,0.77,200]
[8,12.9,171,24,80,1.87,0.8,330]
[8,20.8,171,25,80,1.05,0.46,70]
[8,23.5,171,25,99,1.26,0.35,70]
[8,18,171,25,99,2.3199999999999998,0.73,200]
[8,17.2,171,26,50,0.75,0.66,70]
[8,21.8,171,26,80,1.1200000000000001,0.47,70]
[8,16.7,171,26,80,2.04,0.81,200]
[8,10.5,171,26,1,0.96,0.96,330]
[8,19.600000000000001,171,27,60,0.95,0.61,70]
[8,15.2,171,27,60,1.68,0.89,200]
[8,18.5,171,27,90,2.4500000000000002,0.82,200]
[8,18.600000000000001,171,28,1,0.87,0.87,70]
[8,26.7,171,28,99,1.52,0.38,70]
[8,15.8,171,28,60,1.81,0.93,200]
[8,13.1,171,28,60,1.96,1,330]
[8,15.5,171,28,90,2.87,0.96,330]
[8,18.8,241,21,90,0.88,0.37,70]
[8,10.4,241,21,1,0.93,0.93,330]
[8,12,241,21,70,1.54,0.86,330]
[8,17.2,241,22,70,0.75,0.54,70]
[8,16.399999999999999,241,22,90,1.96,0.75,200]
[8,11,241,22,50,1.17,0.96,330]
[8,17.399999999999999,241,23,1,0.76,0.76,70]
[8,18.100000000000001,241,23,70,0.82,0.56000000000000005,70]
[8,15.1,241,23,70,1.65,0.87,200]
[8,14.4,241,23,90,2.4700000000000002,0.92,330]
[8,18,241,24,50,0.81,0.81,70]
[8,13.5,241,24,50,1.29,1,200]
[8,13.4,241,24,70,2.08,1.03,330]
[8,15.7,241,24,99,2.96,0.95,330]
[8,21.3,241,25,80,1.08,0.51,70]
[8,14.1,241,25,50,1.42,1.05,200]
[8,12.2,241,25,50,1.62,1.1399999999999999,330]
[8,20.8,241,26,70,1.04,0.62,70]
[8,25,241,26,99,1.38,0.36,70]
[8,20.8,241,26,99,2.97,0.87,200]
[8,19.8,241,27,50,0.96,0.9,70]
[8,20.100000000000001,241,27,60,0.99,0.73,70]
[8,19.3,241,27,80,2.62,1,200]
[8,15.9,241,27,80,3.03,1.1599999999999999,330]
[8,17.7,241,27,99,3.71,1.1000000000000001,330]
[8,15.9,241,28,50,1.85,1.2,200]
[8,20.100000000000001,241,28,80,2.81,1.04,200]
[8,16.5,241,28,80,3.26,1.21,330]
[8,20.100000000000001,311,21,99,0.98,0.31,70]
[8,12.5,311,21,1,1.05,1.05,200]
[8,11.9,311,21,60,1.49,1.04,330]
[8,14.2,311,21,90,2.37,0.93,330]
[8,20,311,22,90,0.98,0.41,70]
[8,18.3,311,22,99,2.39,0.77,200]
[8,12.3,311,22,60,1.67,1.1100000000000001,330]
[8,18.2,311,23,60,0.83,0.83,70]
[8,17,311,23,80,2.1,0.93,200]
[8,18.100000000000001,311,23,90,2.36,0.87,200]
[8,18.899999999999999,311,24,1,0.89,0.89,70]
[8,19.2,311,24,70,0.91,0.65,70]
[8,16.600000000000001,311,24,70,2,1.04,200]
[8,16.100000000000001,311,24,90,3.11,1.1100000000000001,330]
[8,18.600000000000001,311,25,60,0.86,0.79,70]
[8,13.8,311,25,1,1.36,1.36,200]
[8,13.9,311,25,60,2.2599999999999998,1.3,330]
[8,14.8,311,25,70,2.63,1.26,330]
[8,24,311,26,90,1.3,0.46,70]
[8,15.4,311,26,50,1.73,1.28,200]
[8,13.4,311,26,50,2.0699999999999998,1.42,330]
[8,21.9,311,27,70,1.1299999999999999,0.71,70]
[8,19,311,27,70,2.5499999999999998,1.18,200]
[8,20.399999999999999,311,27,80,2.88,1.1000000000000001,200]
[8,21.6,311,28,1,1.1100000000000001,1.1100000000000001,70]
[8,21.5,311,28,50,1.1000000000000001,1.1000000000000001,70]
[8,19.8,311,28,70,2.75,1.22,200]
[8,16.7,311,28,70,3.33,1.44,330]
[8,20,311,28,99,4.59,1.27,330]
[8,13,381,21,50,1.17,1.17,200]
[8,11.4,381,21,50,1.32,1.22,330]
[8,14,381,21,80,2.29,1.07,330]
[8,21.2,381,22,99,1.08,0.33,70]
[8,16.7,381,22,80,2.04,0.95,200]
[8,11.9,381,22,50,1.5,1.3,330]
[8,18.8,381,23,50,0.88,0.88,70]
[8,19.8,381,23,80,0.96,0.56999999999999995,70]
[8,19.8,381,23,99,2.75,0.84,200]
[8,17,381,23,99,3.46,1.1000000000000001,330]
[8,19.5,381,24,60,0.94,0.94,70]
[8,18.399999999999999,381,24,80,2.4300000000000002,1.05,200]
[8,19.7,381,24,90,2.72,0.96,200]
[8,17.8,381,24,99,3.76,1.1499999999999999,330]
[8,24.3,381,25,99,1.33,0.36,70]
[8,16.600000000000001,381,25,60,2.0099999999999998,1.28,200]
[8,16.600000000000001,381,25,80,3.3,1.33,330]
[8,22.6,381,26,80,1.19,0.61,70]
[8,15,381,26,1,1.62,1.62,200]
[8,12.5,381,26,1,1.75,1.75,330]
[8,16.2,381,26,70,3.15,1.46,330]
[8,25.1,381,27,90,1.39,0.49,70]
[8,18.2,381,27,60,2.36,1.38,200]
[8,12.8,381,27,1,1.84,1.84,330]
[8,21.3,381,28,60,1.08,0.95,70]
[8,19,381,28,60,2.5499999999999998,1.42,200]
[8,23.5,381,28,90,3.6,1.1000000000000001,200]
[8,20,381,28,90,4.6100000000000003,1.43,330]
[9,13.5,101,21,50,0.37,0.36,70]
[9,11.9,101,21,70,0.68,0.38,200]
[9,10.8,101,21,70,0.7,0.39,330]
[9,14.8,101,22,60,0.47,0.35,70]
[9,18.3,101,22,90,0.75,0.28999999999999998,70]
[9,10.1,101,22,1,0.43,0.43,330]
[9,11.1,101,22,70,0.79,0.42,330]
[9,16.7,101,23,70,0.63,0.35,70]
[9,20.2,101,23,99,0.91,0.28999999999999998,70]
[9,10.5,101,23,50,0.59,0.46,330]
[9,14.9,101,24,50,0.48,0.41,70]
[9,18.8,101,24,80,0.8,0.35,70]
[9,13.7,101,24,80,1.1000000000000001,0.47,200]
[9,11.9,101,24,80,1.1200000000000001,0.48,330]
[9,15.6,101,25,50,0.54,0.43,70]
[9,12.1,101,25,50,0.73,0.51,200]
[9,14.2,101,25,80,1.2,0.5,200]
[9,13,101,25,99,1.54,0.5,330]
[9,23.2,101,26,99,1.1499999999999999,0.33,70]
[9,13.2,101,26,60,0.97,0.53,200]
[9,11.6,101,26,60,0.99,0.54,330]
[9,21.5,101,27,80,1.01,0.39,70]
[9,24.2,101,27,99,1.24,0.34,70]
[9,16.5,101,27,99,1.75,0.54,200]
[9,11.8,101,27,60,1.0900000000000001,0.56999999999999995,330]
[9,19.3,101,28,60,0.84,0.46,70]
[9,15.6,101,28,80,1.53,0.57999999999999996,200]
[9,10.6,101,28,1,0.62,0.62,330]
[9,15.4,171,21,1,0.53,0.53,70]
[9,12.5,171,21,60,0.82,0.6,200]
[9,14.9,171,21,90,1.38,0.55000000000000004,200]
[9,11.3,171,21,60,0.89,0.63,330]
[9,16,171,22,1,0.56999999999999995,0.56999999999999995,70]
[9,11.9,171,22,1,0.68,0.68,200]
[9,11.7,171,22,60,1.02,0.67,330]
[9,13.3,171,22,90,1.66,0.65,330]
[9,20.399999999999999,171,23,90,0.93,0.35,70]
[9,11,171,23,1,0.75,0.75,330]
[9,12.6,171,23,70,1.37,0.71,330]
[9,18.7,171,24,70,0.79,0.47,70]
[9,22.5,171,24,99,1.1000000000000001,0.32,70]
[9,12.3,171,24,60,1.28,0.77,330]
[9,17.5,171,25,1,0.7,0.7,70]
[9,19.5,171,25,70,0.86,0.49,70]
[9,15.6,171,25,70,1.54,0.75,200]
[9,14.7,171,25,90,2.1800000000000002,0.78,330]
[9,15.3,171,25,99,2.41,0.77,330]
[9,14.1,171,26,50,1.19,0.83,200]
[9,17.3,171,26,80,1.92,0.76,200]
[9,14.5,171,26,80,2.1,0.83,330]
[9,22.9,171,27,80,1.1299999999999999,0.47,70]
[9,14.6,171,27,50,1.31,0.87,200]
[9,12.7,171,27,50,1.42,0.92,330]
[9,22.3,171,28,70,1.08,0.54,70]
[9,23.9,171,28,80,1.21,0.48,70]
[9,20.9,171,28,99,2.76,0.79,200]
[9,13.8,171,28,60,1.85,0.95,330]
[9,16.5,241,21,60,0.61,0.61,70]
[9,15.1,241,21,80,1.43,0.69,200]
[9,11.2,241,21,1,0.86,0.86,330]
[9,14.5,241,21,99,2.13,0.73,330]
[9,12.8,241,22,50,0.9,0.84,200]
[9,13.8,241,22,60,1.1299999999999999,0.8,200]
[9,13.8,241,22,80,1.83,0.83,330]
[9,17.8,241,23,1,0.71,0.71,70]
[9,13.1,241,23,1,0.95,0.95,200]
[9,12.8,241,23,60,1.46,0.93,330]
[9,17.600000000000001,241,24,60,0.7,0.64,70]
[9,21.8,241,24,90,1.04,0.39,70]
[9,19.399999999999999,241,24,99,2.41,0.74,200]
[9,11.8,241,24,1,1.06,1.06,330]
[9,18.5,241,25,60,0.77,0.66,70]
[9,22.8,241,25,90,1.1200000000000001,0.41,70]
[9,19.2,241,25,90,2.38,0.82,200]
[9,19.600000000000001,241,26,1,0.86,0.86,70]
[9,13.9,241,26,1,1.1499999999999999,1.1499999999999999,200]
[9,17.600000000000001,241,26,70,2.0099999999999998,0.95,200]
[9,16.8,241,26,90,2.99,1.02,330]
[9,20.2,241,27,60,0.91,0.71,70]
[9,14.2,241,27,1,1.22,1.22,200]
[9,12.3,241,27,1,1.27,1.27,330]
[9,15.6,241,27,70,2.52,1.1299999999999999,330]
[9,25.9,241,28,90,1.37,0.44,70]
[9,21.8,241,28,90,2.98,0.93,200]
[9,14.1,241,28,50,1.97,1.25,330]
[9,16.600000000000001,311,21,70,0.62,0.55000000000000004,70]
[9,17.899999999999999,311,21,80,0.72,0.46,70]
[9,15.8,311,21,80,1.58,0.77,200]
[9,14.7,311,21,90,2.19,0.86,330]
[9,17.899999999999999,311,22,50,0.72,0.72,70]
[9,15.5,311,22,70,1.51,0.88,200]
[9,13.7,311,22,70,1.81,1,330]
[9,16,311,22,99,2.71,0.89,330]
[9,13.9,311,23,50,1.1299999999999999,1.05,200]
[9,15,311,23,60,1.41,0.99,200]
[9,15.1,311,23,80,2.34,1.02,330]
[9,19.2,311,24,1,0.83,0.83,70]
[9,23.2,311,24,99,1.1599999999999999,0.32,70]
[9,13,311,24,50,1.53,1.21,330]
[9,19.899999999999999,311,25,50,0.88,0.88,70]
[9,21.6,311,25,80,1.03,0.54,70]
[9,19,311,25,80,2.3199999999999998,0.96,200]
[9,12.5,311,25,1,1.36,1.36,330]
[9,19.5,311,26,60,0.86,0.78,70]
[9,17.2,311,26,60,1.9,1.1499999999999999,200]
[9,21.1,311,26,90,2.82,0.93,200]
[9,18.899999999999999,311,26,99,3.8,1.1100000000000001,330]
[9,26.3,311,27,99,1.41,0.35,70]
[9,17.899999999999999,311,27,60,2.0699999999999998,1.2,200]
[9,15.5,311,27,60,2.5,1.36,330]
[9,18.7,311,27,90,3.73,1.21,330]
[9,15.5,311,28,1,1.52,1.52,200]
[9,13.2,311,28,1,1.61,1.61,330]
[9,17.2,311,28,70,3.15,1.37,330]
[9,17.600000000000001,381,21,70,0.7,0.7,70]
[9,14,381,21,60,1.17,0.98,200]
[9,12.1,381,21,1,1.18,1.18,330]
[9,18.399999999999999,381,22,1,0.76,0.76,70]
[9,17.600000000000001,381,22,70,0.7,0.64,70]
[9,18.2,381,22,90,2.13,0.81,200]
[9,16,381,22,90,2.67,1.01,330]
[9,19.100000000000001,381,23,50,0.82,0.82,70]
[9,14.4,381,23,50,1.26,1.26,200]
[9,14.8,381,23,70,2.2200000000000002,1.19,330]
[9,15.7,381,23,80,2.58,1.1299999999999999,330]
[9,22.1,381,24,90,1.07,0.43,70]
[9,14.9,381,24,50,1.37,1.25,200]
[9,15.4,381,24,70,2.46,1.26,330]
[9,20.3,381,25,70,0.92,0.71,70]
[9,24.3,381,25,99,1.25,0.34,70]
[9,22,381,25,99,3.02,0.86,200]
[9,21.2,381,26,50,0.99,0.99,70]
[9,22.7,381,26,80,1.1100000000000001,0.59,70]
[9,20.5,381,26,80,2.66,1.07,200]
[9,17.8,381,26,80,3.37,1.32,330]
[9,19.899999999999999,381,26,99,4.17,1.19,330]
[9,16.899999999999999,381,27,50,1.85,1.42,200]
[9,21.4,381,27,80,2.87,1.1100000000000001,200]
[9,18.5,381,27,80,3.65,1.37,330]
[9,27.5,381,28,99,1.5,0.35,70]
[9,19.2,381,28,60,2.38,1.37,200]
[9,16.8,381,28,60,2.99,1.59,330]
[9,20.5,381,28,90,4.4000000000000004,1.36,330]
[10,11.6,101,21,1,0.37,0.37,200]
[10,14.2,101,21,99,0.98,0.34,200]
[10,11.3,101,21,60,0.5,0.36,330]
[10,15.1,101,22,60,0.41,0.32,70]
[10,13.6,101,22,80,0.83,0.38,200]
[10,14.1,101,22,90,0.96,0.38,200]
[10,14.9,101,23,1,0.4,0.4,70]
[10,17,101,23,70,0.56999999999999995,0.32,70]
[10,13.4,101,23,70,0.79,0.41,200]
[10,11.7,101,23,60,0.66,0.42,330]
[10,15.3,101,24,1,0.43,0.43,70]
[10,12,101,24,1,0.46,0.46,200]
[10,11.9,101,24,60,0.75,0.45,330]
[10,12.3,101,24,70,0.9,0.45,330]
[10,21.2,101,25,90,0.91,0.32,70]
[10,12.8,101,25,50,0.65,0.48,200]
[10,11.7,101,25,50,0.67,0.49,330]
[10,19.399999999999999,101,26,70,0.77,0.38,70]
[10,23.4,101,26,99,1.0900000000000001,0.31,70]
[10,15.3,101,26,80,1.23,0.49,200]
[10,16.399999999999999,101,27,1,0.52,0.52,70]
[10,17.3,101,27,50,0.59,0.45,70]
[10,15,101,27,70,1.17,0.53,200]
[10,17.2,101,27,99,1.68,0.51,200]
[10,14.5,101,27,99,1.72,0.53,330]
[10,13.8,101,28,50,0.89,0.56999999999999995,200]
[10,12.4,101,28,50,0.92,0.56999999999999995,330]
[10,13.9,101,28,80,1.49,0.56000000000000005,330]
[10,17.5,171,21,80,0.61,0.34,70]
[10,19.7,171,21,99,0.79,0.25,70]
[10,11.5,171,21,50,0.59,0.59,330]
[10,13.1,171,21,80,1.18,0.56000000000000005,330]
[10,18.3,171,22,80,0.68,0.36,70]
[10,16.8,171,22,99,1.59,0.53,200]
[10,14.5,171,22,99,1.73,0.59,330]
[10,16.600000000000001,171,23,60,0.54,0.48,70]
[10,15.8,171,23,80,1.36,0.6,200]
[10,11.8,171,23,1,0.7,0.7,330]
[10,15,171,23,99,1.91,0.63,330]
[10,17.399999999999999,171,24,60,0.6,0.5,70]
[10,14.6,171,24,60,1.07,0.68,200]
[10,14.3,171,24,80,1.64,0.7,330]
[10,21.1,171,25,80,0.9,0.41,70]
[10,13.4,171,25,1,0.78,0.78,200]
[10,13.4,171,25,60,1.3,0.76,330]
[10,14,171,25,70,1.55,0.75,330]
[10,19,171,26,60,0.74,0.54,70]
[10,17.8,171,26,80,1.81,0.72,200]
[10,12.2,171,26,1,0.85,0.85,330]
[10,19.899999999999999,171,27,60,0.8,0.56000000000000005,70]
[10,16.2,171,27,60,1.45,0.8,200]
[10,19.600000000000001,171,27,90,2.2200000000000002,0.73,200]
[10,19.600000000000001,171,28,1,0.78,0.78,70]
[10,19,171,28,50,0.73,0.65,70]
[10,18,171,28,70,1.86,0.82,200]
[10,15.3,171,28,70,2.0299999999999998,0.89,330]
[10,16.899999999999999,241,21,60,0.56000000000000005,0.56000000000000005,70]
[10,13.2,241,21,1,0.75,0.75,200]
[10,12,241,21,1,0.79,0.79,330]
[10,13.2,241,21,70,1.24,0.73,330]
[10,17.399999999999999,241,22,70,0.6,0.48,70]
[10,21,241,22,99,0.9,0.27,70]
[10,12.2,241,22,50,0.85,0.85,330]
[10,18.100000000000001,241,23,50,0.66,0.66,70]
[10,19.600000000000001,241,23,80,0.78,0.43,70]
[10,17,241,23,80,1.62,0.73,200]
[10,15.6,241,23,90,2.16,0.8,330]
[10,18.7,241,24,50,0.71,0.71,70]
[10,14.4,241,24,50,1.02,0.89,200]
[10,17.7,241,24,80,1.79,0.77,200]
[10,16.899999999999999,241,24,99,2.65,0.83,330]
[10,24.1,241,25,99,1.1499999999999999,0.31,70]
[10,16.100000000000001,241,25,60,1.43,0.9,200]
[10,15.9,241,25,80,2.2799999999999998,0.93,330]
[10,20,241,26,1,0.81,0.81,70]
[10,25.1,241,26,99,1.23,0.32,70]
[10,21.5,241,26,99,2.68,0.77,200]
[10,14.7,241,26,60,1.82,1.04,330]
[10,23.4,241,27,80,1.0900000000000001,0.5,70]
[10,20,241,27,80,2.34,0.9,200]
[10,13.1,241,27,1,1.2,1.2,330]
[10,21.3,241,28,1,0.92,0.92,70]
[10,18.100000000000001,241,28,60,1.9,1.04,200]
[10,22.2,241,28,90,2.84,0.88,200]
[10,15.7,241,28,60,2.2000000000000002,1.1499999999999999,330]
[10,17.5,311,21,1,0.61,0.61,70]
[10,14.1,311,21,60,0.95,0.82,200]
[10,13,311,21,60,1.1399999999999999,0.89,330]
[10,15.2,311,21,90,2.0099999999999998,0.79,330]
[10,20.100000000000001,311,22,90,0.82,0.36,70]
[10,12.7,311,22,1,1.03,1.03,330]
[10,14.2,311,22,70,1.63,0.93,330]
[10,18.399999999999999,311,23,70,0.69,0.57999999999999996,70]
[10,15.4,311,23,60,1.25,0.93,200]
[10,18.8,311,23,90,2.04,0.75,200]
[10,19.600000000000001,311,24,1,0.78,0.78,70]
[10,19.3,311,24,70,0.76,0.6,70]
[10,17.3,311,24,70,1.69,0.92,200]
[10,17.100000000000001,311,24,90,2.74,0.97,330]
[10,20.2,311,25,50,0.83,0.83,70]
[10,15.5,311,25,50,1.28,1.1100000000000001,200]
[10,19.3,311,25,80,2.16,0.9,200]
[10,17.8,311,25,90,3,1.03,330]
[10,24.1,311,26,90,1.1499999999999999,0.42,70]
[10,16.100000000000001,311,26,50,1.42,1.1599999999999999,200]
[10,14.5,311,26,50,1.72,1.28,330]
[10,22.1,311,27,70,0.98,0.66,70]
[10,26.4,311,27,99,1.33,0.33,70]
[10,23.5,311,27,99,3.15,0.84,200]
[10,16,311,27,60,2.3199999999999998,1.29,330]
[10,21.3,311,28,60,0.92,0.81,70]
[10,21.9,311,28,80,2.76,1.03,200]
[10,24.5,311,28,99,3.38,0.87,200]
[10,21,311,28,99,4.21,1.1399999999999999,330]
[10,14.3,381,21,50,0.99,0.99,200]
[10,14.3,381,21,60,1.01,0.92,200]
[10,14.9,381,21,80,1.89,0.92,330]
[10,18.7,381,22,1,0.71,0.71,70]
[10,14.7,381,22,1,1.0900000000000001,1.0900000000000001,200]
[10,13.8,381,22,60,1.46,1.0900000000000001,330]
[10,16.399999999999999,381,22,90,2.4700000000000002,0.93,330]
[10,15.1,381,23,1,1.18,1.18,200]
[10,20.3,381,23,99,2.41,0.72,200]
[10,13.3,381,23,1,1.27,1.27,330]
[10,20.100000000000001,381,24,60,0.82,0.82,70]
[10,22.2,381,24,90,0.99,0.41,70]
[10,20.2,381,24,90,2.37,0.84,200]
[10,20.8,381,25,1,0.88,0.88,70]
[10,20.3,381,25,70,0.84,0.69,70]
[10,18.5,381,25,70,1.98,1.06,200]
[10,15.5,381,25,60,2.09,1.31,330]
[10,18.600000000000001,381,25,90,3.29,1.1200000000000001,330]
[10,16.2,381,26,1,1.44,1.44,200]
[10,19.3,381,26,70,2.17,1.1100000000000001,200]
[10,17.100000000000001,381,26,70,2.74,1.31,330]
[10,25.2,381,27,90,1.24,0.45,70]
[10,23,381,27,90,3.02,0.95,200]
[10,15.5,381,27,50,2.1,1.52,330]
[10,23.1,381,28,70,1.07,0.75,70]
[10,24.7,381,28,80,1.19,0.6,70]
[10,22.5,381,28,80,2.91,1.0900000000000001,200]
[10,16,381,28,50,2.31,1.59,330]
[11,14.8,101,21,50,0.31,0.31,70]
[11,13.3,101,21,70,0.54,0.32,200]
[11,12.4,101,21,70,0.55000000000000004,0.33,330]
[11,13.4,101,21,99,0.92,0.32,330]
[11,12.5,101,22,50,0.36,0.36,200]
[11,13.1,101,22,60,0.49,0.35,200]
[11,13,101,22,80,0.78,0.36,330]
[11,15.6,101,23,1,0.37,0.37,70]
[11,20.7,101,23,99,0.79,0.24,70]
[11,12.1,101,23,50,0.44,0.39,330]
[11,15.9,101,24,50,0.4,0.38,70]
[11,19.3,101,24,80,0.67,0.3,70]
[11,16.3,101,24,99,1.23,0.4,200]
[11,12.1,101,24,1,0.43,0.43,330]
[11,17.5,101,25,60,0.53,0.36,70]
[11,14.2,101,25,60,0.74,0.44,200]
[11,12.2,101,25,1,0.46,0.46,330]
[11,14.6,101,25,99,1.39,0.44,330]
[11,23.6,101,26,99,1.03,0.28999999999999998,70]
[11,14.5,101,26,60,0.82,0.47,200]
[11,14.1,101,26,80,1.19,0.48,330]
[11,14.5,101,26,90,1.36,0.47,330]
[11,13.2,101,27,1,0.52,0.52,200]
[11,12.4,101,27,1,0.53,0.53,330]
[11,13.9,101,27,70,1.1200000000000001,0.51,330]
[11,19.8,101,28,60,0.72,0.42,70]
[11,16.899999999999999,101,28,80,1.38,0.52,200]
[11,12.4,101,28,1,0.56000000000000005,0.56000000000000005,330]
[11,16.399999999999999,171,21,1,0.44,0.44,70]
[11,16.399999999999999,171,21,70,0.44,0.36,70]
[11,15.9,171,21,90,1.1499999999999999,0.46,200]
[11,14.3,171,21,90,1.26,0.5,330]
[11,16.899999999999999,171,22,50,0.48,0.48,70]
[11,14.9,171,22,70,0.91,0.53,200]
[11,13.6,171,22,70,0.99,0.56000000000000005,330]
[11,14.1,171,22,80,1.21,0.56000000000000005,330]
[11,20.7,171,23,90,0.79,0.3,70]
[11,13.7,171,23,50,0.62,0.62,200]
[11,14,171,23,70,1.1399999999999999,0.61,330]
[11,18.899999999999999,171,24,70,0.64,0.42,70]
[11,22.8,171,24,99,0.96,0.27,70]
[11,13.1,171,24,50,0.8,0.68,330]
[11,18.399999999999999,171,25,50,0.6,0.6,70]
[11,21.2,171,25,80,0.83,0.39,70]
[11,18.600000000000001,171,25,90,1.77,0.62,200]
[11,19.5,171,25,99,1.97,0.6,200]
[11,18.899999999999999,171,26,50,0.65,0.63,70]
[11,15.1,171,26,50,0.96,0.74,200]
[11,18.3,171,26,80,1.69,0.67,200]
[11,15.8,171,26,80,1.85,0.74,330]
[11,25.9,171,27,99,1.21,0.31,70]
[11,16.8,171,27,60,1.34,0.76,200]
[11,14.8,171,27,60,1.46,0.81,330]
[11,20.100000000000001,171,28,1,0.74,0.74,70]
[11,26.9,171,28,99,1.29,0.32,70]
[11,21.9,171,28,99,2.52,0.7,200]
[11,15.2,171,28,60,1.61,0.85,330]
[11,17.2,241,21,60,0.51,0.51,70]
[11,16,241,21,80,1.1499999999999999,0.57999999999999996,200]
[11,12.9,241,21,1,0.71,0.71,330]
[11,17.899999999999999,241,22,1,0.56000000000000005,0.56000000000000005,70]
[11,17.5,241,22,70,0.53,0.46,70]
[11,15.7,241,22,70,1.0900000000000001,0.66,200]
[11,13.6,241,22,60,0.99,0.75,330]
[11,18.5,241,23,1,0.61,0.61,70]
[11,14.5,241,23,1,0.82,0.82,200]
[11,14,241,23,60,1.1499999999999999,0.81,330]
[11,16.2,241,23,90,2,0.74,330]
[11,22,241,24,90,0.89,0.35,70]
[11,14.8,241,24,50,0.88,0.87,200]
[11,13.6,241,24,50,1.02,0.89,330]
[11,20.100000000000001,241,25,70,0.74,0.52,70]
[11,16.5,241,25,60,1.29,0.85,200]
[11,20,241,25,90,2.09,0.72,200]
[11,20.399999999999999,241,26,1,0.76,0.76,70]
[11,21,241,26,70,0.82,0.55000000000000004,70]
[11,18.399999999999999,241,26,70,1.72,0.85,200]
[11,21.9,241,26,99,2.5299999999999998,0.71,200]
[11,18.8,241,26,99,2.98,0.87,330]
[11,16.5,241,27,50,1.29,0.99,200]
[11,20.399999999999999,241,27,80,2.19,0.84,200]
[11,18.600000000000001,241,27,90,2.92,0.95,330]
[11,26,241,28,90,1.22,0.4,70]
[11,27.3,241,28,99,1.32,0.32,70]
[11,15.3,241,28,50,1.66,1.1200000000000001,330]
[11,18.3,241,28,80,2.79,1.03,330]
[11,18,311,21,80,0.56999999999999995,0.41,70]
[11,18.3,311,21,99,1.71,0.56000000000000005,200]
[11,13.5,311,21,60,0.96,0.82,330]
[11,18.5,311,22,60,0.61,0.61,70]
[11,17.2,311,22,80,1.45,0.71,200]
[11,13.5,311,22,1,0.94,0.94,330]
[11,17.100000000000001,311,22,99,2.34,0.75,330]
[11,19.2,311,23,60,0.66,0.66,70]
[11,15.7,311,23,60,1.1000000000000001,0.87,200]
[11,16.2,311,23,80,1.98,0.88,330]
[11,20.8,311,24,80,0.8,0.47,70]
[11,15.5,311,24,1,1.05,1.05,200]
[11,15,311,24,60,1.52,1.03,330]
[11,15.9,311,24,70,1.86,0.99,330]
[11,20.5,311,25,60,0.78,0.78,70]
[11,15.8,311,25,1,1.1200000000000001,1.1200000000000001,200]
[11,14.1,311,25,1,1.19,1.19,330]
[11,21.2,311,26,60,0.83,0.83,70]
[11,17.8,311,26,60,1.58,1.03,200]
[11,21.7,311,26,90,2.4900000000000002,0.82,200]
[11,22,311,27,1,0.89,0.89,70]
[11,21.9,311,27,50,0.89,0.89,70]
[11,19.899999999999999,311,27,70,2.0699999999999998,1.01,200]
[11,16.600000000000001,311,27,60,2.13,1.22,330]
[11,19.7,311,27,90,3.35,1.07,330]
[11,16.8,311,28,1,1.36,1.36,200]
[11,14.7,311,28,1,1.44,1.44,330]
[11,18.2,311,28,70,2.78,1.23,330]
[11,19.3,381,21,90,0.68,0.34,70]
[11,20.399999999999999,381,21,99,0.76,0.24,70]
[11,13.5,381,21,50,0.98,0.98,330]
[11,18.899999999999999,381,22,50,0.65,0.65,70]
[11,20.3,381,22,90,0.76,0.36,70]
[11,18.7,381,22,90,1.79,0.69,200]
[11,16.899999999999999,381,22,90,2.2599999999999998,0.86,330]
[11,19.7,381,23,50,0.7,0.7,70]
[11,17.2,381,23,70,1.45,0.9,200]
[11,18.399999999999999,381,23,80,1.72,0.82,200]
[11,18.399999999999999,381,23,99,2.84,0.87,330]
[11,23.4,381,24,99,1.01,0.28000000000000003,70]
[11,16.7,381,24,60,1.33,1.04,200]
[11,17.3,381,24,80,2.42,1.04,330]
[11,21.2,381,25,1,0.83,0.83,70]
[11,24.4,381,25,99,1.0900000000000001,0.28999999999999998,70]
[11,14.9,381,25,50,1.49,1.29,330]
[11,15.9,381,25,60,1.89,1.23,330]
[11,22.8,381,26,80,0.96,0.55000000000000004,70]
[11,21,381,26,80,2.31,0.96,200]
[11,14.8,381,26,1,1.46,1.46,330]
[11,22.6,381,27,60,0.94,0.94,70]
[11,19,381,27,60,1.86,1.2,200]
[11,15,381,27,1,1.55,1.55,330]
[11,19.399999999999999,381,27,80,3.22,1.23,330]
[11,23.4,381,28,1,1.01,1.01,70]
[11,19.8,381,28,60,2.0299999999999998,1.25,200]
[11,17.7,381,28,60,2.58,1.44,330]
[11,21.3,381,28,90,3.97,1.21,330]
[12,13.3,101,21,1,0.3,0.3,200]
[12,12.8,101,21,1,0.3,0.3,330]
[12,13.2,101,21,70,0.47,0.28999999999999998,330]
[12,16.8,101,22,70,0.39,0.26,70]
[12,19,101,22,90,0.56999999999999995,0.22,70]
[12,12.9,101,22,1,0.33,0.33,330]
[12,16.2,101,23,1,0.34,0.34,70]
[12,17.5,101,23,70,0.45,0.28000000000000003,70]
[12,14.7,101,23,70,0.63,0.35,200]
[12,14.4,101,23,90,0.94,0.35,330]
[12,16.5,101,24,50,0.37,0.36,70]
[12,13.8,101,24,50,0.43,0.39,200]
[12,15.8,101,24,80,0.87,0.37,200]
[12,14.3,101,24,80,0.9,0.38,330]
[12,21.7,101,25,90,0.79,0.27,70]
[12,14.2,101,25,50,0.5,0.42,200]
[12,13.3,101,25,50,0.52,0.42,330]
[12,19.899999999999999,101,26,70,0.64,0.34,70]
[12,23.9,101,26,99,0.96,0.27,70]
[12,18,101,26,99,1.4,0.42,200]
[12,14,101,26,60,0.77,0.45,330]
[12,22.2,101,27,80,0.83,0.33,70]
[12,14.1,101,27,1,0.49,0.49,200]
[12,18.600000000000001,101,27,99,1.53,0.45,200]
[12,16.100000000000001,101,27,99,1.57,0.47,330]
[12,15.2,101,28,50,0.74,0.5,200]
[12,17.600000000000001,101,28,80,1.3,0.49,200]
[12,15.5,101,28,80,1.34,0.5,330]
[12,16.8,171,21,1,0.39,0.39,70]
[12,14,171,21,1,0.48,0.48,200]
[12,13.4,171,21,60,0.53,0.48,330]
[12,17.399999999999999,171,22,1,0.44,0.44,70]
[12,18.600000000000001,171,22,80,0.54,0.31,70]
[12,17.8,171,22,99,1.35,0.44,200]
[12,13.7,171,22,60,0.66,0.52,330]
[12,17.8,171,23,60,0.48,0.46,70]
[12,20.8,171,23,90,0.71,0.28000000000000003,70]
[12,17.7,171,23,90,1.33,0.49,200]
[12,18.399999999999999,171,24,1,0.52,0.52,70]
[12,19.100000000000001,171,24,70,0.57999999999999996,0.4,70]
[12,16.5,171,24,70,1.05,0.56999999999999995,200]
[12,14.4,171,24,60,0.92,0.62,330]
[12,16.3,171,24,90,1.63,0.59,330]
[12,14.9,171,25,1,0.68,0.68,200]
[12,17.100000000000001,171,25,70,1.19,0.61,200]
[12,15.4,171,25,70,1.31,0.66,330]
[12,23.7,171,26,90,0.95,0.33,70]
[12,15.6,171,26,50,0.85,0.69,200]
[12,14.4,171,26,50,0.93,0.72,330]
[12,21.7,171,27,70,0.79,0.46,70]
[12,24.7,171,27,90,1.03,0.34,70]
[12,20.5,171,27,90,1.98,0.65,200]
[12,14.7,171,27,50,1.06,0.77,330]
[12,20.5,171,28,50,0.69,0.65,70]
[12,19,171,28,70,1.63,0.73,200]
[12,22.3,171,28,99,2.4,0.66,200]
[12,18.899999999999999,171,28,99,2.65,0.75,330]
[12,14.6,241,21,50,0.61,0.61,200]
[12,14.6,241,21,60,0.61,0.61,200]
[12,15.7,241,21,90,1.42,0.56999999999999995,330]
[12,16.3,241,21,99,1.65,0.55000000000000004,330]
[12,21.2,241,22,99,0.75,0.23,70]
[12,13.8,241,22,50,0.71,0.71,330]
[12,18.899999999999999,241,23,50,0.56000000000000005,0.56000000000000005,70]
[12,19.8,241,23,80,0.63,0.38,70]
[12,19.7,241,23,99,1.78,0.55000000000000004,200]
[12,14,241,23,1,0.78,0.78,330]
[12,19.5,241,24,60,0.61,0.61,70]
[12,15.5,241,24,1,0.82,0.82,200]
[12,18.5,241,24,80,1.5,0.66,200]
[12,18.100000000000001,241,24,99,2.3199999999999998,0.71,330]
[12,24.2,241,25,99,1,0.27,70]
[12,16.899999999999999,241,25,60,1.1399999999999999,0.79,200]
[12,17.100000000000001,241,25,80,1.96,0.81,330]
[12,17.899999999999999,241,25,90,2.2799999999999998,0.79,330]
[12,16.100000000000001,241,26,1,0.95,0.95,200]
[12,18.8,241,26,70,1.58,0.8,200]
[12,16.8,241,26,70,1.84,0.89,330]
[12,20.5,241,27,60,0.69,0.63,70]
[12,20.8,241,27,80,2.04,0.79,200]
[12,14.8,241,27,1,1.06,1.06,330]
[12,21.3,241,28,60,0.76,0.66,70]
[12,23,241,28,70,0.89,0.56000000000000005,70]
[12,22.9,241,28,90,2.5299999999999998,0.78,200]
[12,19.8,241,28,90,3,0.94,330]
[12,18.100000000000001,311,21,50,0.5,0.5,70]
[12,15.8,311,21,70,0.88,0.65,200]
[12,17.8,311,21,90,1.34,0.55000000000000004,200]
[12,16.3,311,21,90,1.64,0.65,330]
[12,15.5,311,22,1,0.81,0.81,200]
[12,15.4,311,22,50,0.8,0.8,200]
[12,15.3,311,22,70,1.26,0.78,330]
[12,19.5,311,23,70,0.61,0.59,70]
[12,22.4,311,23,99,0.84,0.24,70]
[12,14.4,311,23,50,0.93,0.93,330]
[12,20.2,311,24,50,0.67,0.67,70]
[12,22.2,311,24,90,0.83,0.35,70]
[12,17.899999999999999,311,24,70,1.37,0.81,200]
[12,21.3,311,24,99,2.15,0.63,200]
[12,20.9,311,25,50,0.72,0.72,70]
[12,16.5,311,25,50,1.04,1.04,200]
[12,19.899999999999999,311,25,80,1.83,0.79,200]
[12,19.7,311,25,99,2.93,0.85,330]
[12,25.4,311,26,99,1.0900000000000001,0.28000000000000003,70]
[12,18.100000000000001,311,26,60,1.42,0.98,200]
[12,16.5,311,26,60,1.73,1.0900000000000001,330]
[12,22.3,311,27,1,0.84,0.84,70]
[12,26.4,311,27,99,1.17,0.28999999999999998,70]
[12,24.1,311,27,99,2.8,0.74,200]
[12,17.100000000000001,311,27,60,1.94,1.1499999999999999,330]
[12,24.7,311,28,80,1.03,0.51,70]
[12,22.4,311,28,80,2.4300000000000002,0.92,200]
[12,15.5,311,28,1,1.36,1.36,330]
[12,18.5,381,21,1,0.53,0.53,70]
[12,18.5,381,21,70,0.53,0.53,70]
[12,15.5,381,21,60,0.81,0.81,200]
[12,15.9,381,21,80,1.48,0.76,330]
[12,19.3,381,22,1,0.59,0.59,70]
[12,15.9,381,22,1,0.91,0.91,200]
[12,14.7,381,22,60,1.05,0.94,330]
[12,17.3,381,22,90,2.0499999999999998,0.78,330]
[12,21.3,381,23,90,0.76,0.35,70]
[12,16.3,381,23,50,0.99,0.99,200]
[12,16.2,381,23,70,1.61,0.96,330]
[12,20.7,381,24,70,0.71,0.71,70]
[12,22.3,381,24,90,0.84,0.37,70]
[12,20.7,381,24,90,2.02,0.73,200]
[12,21.5,381,25,1,0.77,0.77,70]
[12,20.5,381,25,70,0.69,0.64,70]
[12,19,381,25,70,1.64,0.94,200]
[12,22.7,381,25,99,2.4900000000000002,0.69,200]
[12,22.2,381,26,50,0.83,0.83,70]
[12,17.399999999999999,381,26,50,1.25,1.25,200]
[12,21.2,381,26,80,2.14,0.9,200]
[12,20.2,381,26,90,3.15,1.03,330]
[12,25.3,381,27,90,1.08,0.41,70]
[12,17.8,381,27,50,1.34,1.24,200]
[12,16.399999999999999,381,27,50,1.69,1.36,330]
[12,19.8,381,27,80,3.01,1.1599999999999999,330]
[12,24.8,381,28,80,1.04,0.56000000000000005,70]
[12,25.6,381,28,99,3.17,0.79,200]
[12,18.2,381,28,60,2.36,1.36,330]
[13,16,101,21,60,0.25,0.25,70]
[13,14.1,101,21,1,0.27,0.27,200]
[13,16.2,101,21,99,0.74,0.25,200]
[13,15,101,21,99,0.76,0.26,330]
[13,16.399999999999999,101,22,60,0.28000000000000003,0.27,70]
[13,14.4,101,22,60,0.33,0.28999999999999998,200]
[13,14.6,101,22,80,0.61,0.28999999999999998,330]
[13,16.8,101,23,1,0.31,0.31,70]
[13,14.4,101,23,1,0.33,0.33,200]
[13,14.1,101,23,60,0.42,0.33,330]
[13,14.5,101,23,70,0.56999999999999995,0.32,330]
[13,19.8,101,24,80,0.55000000000000004,0.26,70]
[13,14.6,101,24,1,0.36,0.36,200]
[13,13.9,101,24,1,0.36,0.36,330]
[13,18,101,25,60,0.41,0.32,70]
[13,21.9,101,25,90,0.73,0.25,70]
[13,17.5,101,25,90,1.05,0.37,200]
[13,17.899999999999999,101,26,1,0.4,0.4,70]
[13,17.899999999999999,101,26,50,0.4,0.38,70]
[13,16.600000000000001,101,26,70,0.83,0.41,200]
[13,18,101,26,90,1.17,0.4,200]
[13,16.100000000000001,101,26,90,1.2,0.41,330]
[13,15,101,27,1,0.46,0.46,200]
[13,17,101,27,70,0.93,0.43,200]
[13,15.5,101,27,70,0.96,0.44,330]
[13,24.8,101,28,90,0.96,0.3,70]
[13,26.1,101,28,99,1.06,0.27,70]
[13,14.8,101,28,50,0.68,0.48,330]
[13,16.3,101,28,80,1.26,0.47,330]
[13,19,171,21,90,0.49,0.22,70]
[13,16.899999999999999,171,21,90,0.91,0.37,200]
[13,15.6,171,21,90,1,0.4,330]
[13,17.8,171,22,50,0.39,0.39,70]
[13,15.9,171,22,70,0.67,0.44,200]
[13,16.7,171,22,80,0.87,0.42,200]
[13,16.5,171,22,99,1.35,0.44,330]
[13,18.3,171,23,60,0.43,0.43,70]
[13,15.6,171,23,60,0.6,0.5,200]
[13,14.4,171,23,1,0.54,0.54,330]
[13,19.2,171,24,70,0.51,0.38,70]
[13,23,171,24,99,0.81,0.23,70]
[13,14.5,171,24,50,0.57999999999999996,0.57999999999999996,330]
[13,15.1,171,24,60,0.79,0.56999999999999995,330]
[13,21.5,171,25,80,0.69,0.34,70]
[13,18.600000000000001,171,25,80,1.3,0.55000000000000004,200]
[13,14.7,171,25,1,0.64,0.64,330]
[13,19.5,171,26,60,0.52,0.47,70]
[13,16.100000000000001,171,26,50,0.73,0.65,200]
[13,19.2,171,26,80,1.45,0.59,200]
[13,18.5,171,26,99,2.11,0.62,330]
[13,20.5,171,27,1,0.61,0.61,70]
[13,17.7,171,27,60,1.1000000000000001,0.67,200]
[13,16.2,171,27,60,1.21,0.71,330]
[13,18.399999999999999,171,27,90,2.06,0.67,330]
[13,16.399999999999999,171,28,1,0.78,0.78,200]
[13,15.1,171,28,1,0.8,0.8,330]
[13,17.3,171,28,70,1.66,0.74,330]
[13,18,241,21,60,0.41,0.41,70]
[13,19.3,241,21,90,0.51,0.25,70]
[13,14.5,241,21,1,0.56999999999999995,0.56999999999999995,330]
[13,18.7,241,22,1,0.46,0.46,70]
[13,18.600000000000001,241,22,70,0.46,0.45,70]
[13,18.399999999999999,241,22,90,1.25,0.49,200]
[13,16.8,241,22,90,1.46,0.56000000000000005,330]
[13,19.3,241,23,50,0.51,0.51,70]
[13,15.9,241,23,50,0.68,0.68,200]
[13,19.100000000000001,241,23,90,1.42,0.53,200]
[13,17.399999999999999,241,23,90,1.67,0.62,330]
[13,22.1,241,24,90,0.74,0.3,70]
[13,16.2,241,24,50,0.74,0.74,200]
[13,16.399999999999999,241,24,70,1.29,0.72,330]
[13,20.3,241,25,70,0.6,0.48,70]
[13,24.3,241,25,99,0.92,0.25,70]
[13,21.7,241,25,99,2.02,0.57999999999999996,200]
[13,16,241,25,60,1.1599999999999999,0.8,330]
[13,24.1,241,26,90,0.9,0.33,70]
[13,19.100000000000001,241,26,70,1.43,0.75,200]
[13,22.6,241,26,99,2.23,0.62,200]
[13,21.8,241,27,50,0.71,0.71,70]
[13,17.3,241,27,50,1,0.88,200]
[13,21.1,241,27,80,1.89,0.74,200]
[13,18.8,241,27,80,2.23,0.86,330]
[13,22.5,241,28,1,0.77,0.77,70]
[13,19.3,241,28,60,1.46,0.88,200]
[13,17.5,241,28,60,1.71,0.97,330]
[13,18.5,311,21,1,0.45,0.45,70]
[13,18.2,311,21,80,0.42,0.36,70]
[13,18.899999999999999,311,21,99,1.38,0.44,200]
[13,14.8,311,21,60,0.68,0.68,330]
[13,19.2,311,22,60,0.5,0.5,70]
[13,20.3,311,22,90,0.6,0.28999999999999998,70]
[13,15,311,22,1,0.77,0.77,330]
[13,19.899999999999999,311,23,1,0.56000000000000005,0.56000000000000005,70]
[13,19.899999999999999,311,23,70,0.56000000000000005,0.56000000000000005,70]
[13,17.5,311,23,70,1.04,0.7,200]
[13,17.2,311,23,80,1.59,0.74,330]
[13,20.6,311,24,1,0.62,0.62,70]
[13,16.8,311,24,1,0.89,0.89,200]
[13,18.2,311,24,70,1.21,0.75,200]
[13,16.899999999999999,311,24,70,1.48,0.85,330]
[13,23.3,311,25,90,0.83,0.34,70]
[13,17.100000000000001,311,25,50,0.96,0.96,200]
[13,15.6,311,25,50,1.01,1.01,330]
[13,19.3,311,25,90,2.42,0.83,330]
[13,24.2,311,26,90,0.91,0.35,70]
[13,22.3,311,26,90,2.15,0.71,200]
[13,16,311,26,50,1.1599999999999999,1.06,330]
[13,22.6,311,27,50,0.78,0.78,70]
[13,20.5,311,27,70,1.74,0.9,200]
[13,24.3,311,27,99,2.63,0.69,200]
[13,21.6,311,27,99,3.31,0.89,330]
[13,18.399999999999999,311,28,50,1.25,1.1000000000000001,200]
[13,22.7,311,28,80,2.25,0.86,200]
[13,21.4,311,28,90,3.23,0.99,330]
[13,22.4,311,28,99,3.6,0.94,330]
[13,20.5,381,21,99,0.61,0.2,70]
[13,15,381,21,50,0.78,0.78,330]
[13,16.3,381,21,80,1.27,0.69,330]
[13,19.2,381,22,80,0.5,0.42,70]
[13,20.2,381,22,99,1.66,0.51,200]
[13,15.3,381,22,1,0.88,0.88,330]
[13,20.3,381,23,60,0.59,0.59,70]
[13,16.899999999999999,381,23,1,0.91,0.91,200]
[13,18.899999999999999,381,23,80,1.37,0.7,200]
[13,19.3,381,23,99,2.41,0.72,330]
[13,21,381,24,60,0.65,0.65,70]
[13,17.3,381,24,60,0.99,0.92,200]
[13,18.2,381,24,80,1.99,0.9,330]
[13,19.2,381,24,90,2.36,0.84,330]
[13,17.7,381,25,1,1.0900000000000001,1.0900000000000001,200]
[13,19.3,381,25,70,1.46,0.88,200]
[13,17.8,381,25,70,1.86,1.02,330]
[13,22.9,381,26,80,0.81,0.51,70]
[13,18.100000000000001,381,26,1,1.17,1.17,200]
[13,16.3,381,26,1,1.27,1.27,330]
[13,23.2,381,27,60,0.83,0.83,70]
[13,22.3,381,27,70,0.76,0.66,70]
[13,23.7,381,27,90,2.48,0.79,200]
[13,16.8,381,27,50,1.47,1.29,330]
[13,24,381,28,50,0.89,0.89,70]
[13,21.7,381,28,70,2.0299999999999998,1.03,200]
[13,18.600000000000001,381,28,60,2.15,1.29,330]
[13,22.2,381,28,90,3.52,1.07,330]
[14,15,101,21,1,0.23,0.23,200]
[14,15,101,21,50,0.23,0.23,200]
[14,14.8,101,21,70,0.3,0.23,330]
[14,15.8,101,21,99,0.68,0.23,330]
[14,20.5,101,22,99,0.53,0.16,70]
[14,14.7,101,22,50,0.26,0.26,330]
[14,17.399999999999999,101,23,50,0.28000000000000003,0.28000000000000003,70]
[14,20.399999999999999,101,23,90,0.52,0.2,70]
[14,17.2,101,23,90,0.75,0.28000000000000003,200]
[14,17.8,101,23,99,0.88,0.28000000000000003,200]
[14,17.8,101,24,50,0.31,0.31,70]
[14,15.4,101,24,50,0.33,0.33,200]
[14,17.100000000000001,101,24,80,0.71,0.31,200]
[14,16.7,101,24,99,1.02,0.32,330]
[14,23.3,101,25,99,0.75,0.21,70]
[14,16.100000000000001,101,25,60,0.5,0.35,200]
[14,14.9,101,25,1,0.36,0.36,330]
[14,16.2,101,25,80,0.84,0.35,330]
[14,24.3,101,26,99,0.83,0.23,70]
[14,19.3,101,26,99,1.24,0.36,200]
[14,15.6,101,26,60,0.6,0.39,330]
[14,22.6,101,27,80,0.7,0.28999999999999998,70]
[14,18.399999999999999,101,27,80,1.03,0.4,200]
[14,15.1,101,27,1,0.43,0.43,330]
[14,20.5,101,28,60,0.53,0.35,70]
[14,22.1,101,28,70,0.66,0.33,70]
[14,18.899999999999999,101,28,80,1.1399999999999999,0.43,200]
[14,17.100000000000001,101,28,80,1.18,0.44,330]
[14,17.8,171,21,1,0.31,0.31,70]
[14,15.6,171,21,60,0.37,0.37,200]
[14,15,171,21,60,0.37,0.37,330]
[14,16.3,171,21,90,0.87,0.35,330]
[14,20.100000000000001,171,22,90,0.5,0.22,70]
[14,15.8,171,22,50,0.42,0.42,200]
[14,15.6,171,22,70,0.61,0.42,330]
[14,18.5,171,23,70,0.37,0.33,70]
[14,21,171,23,90,0.56999999999999995,0.24,70]
[14,15.3,171,23,1,0.48,0.48,330]
[14,19.399999999999999,171,24,1,0.44,0.44,70]
[14,19.3,171,24,70,0.43,0.35,70]
[14,17.5,171,24,70,0.81,0.48,200]
[14,20.100000000000001,171,24,99,1.43,0.43,200]
[14,19.899999999999999,171,25,50,0.48,0.48,70]
[14,16.399999999999999,171,25,50,0.56999999999999995,0.56999999999999995,200]
[14,20,171,25,90,1.4,0.48,200]
[14,16.7,171,25,70,1.04,0.56000000000000005,330]
[14,23.9,171,26,90,0.81,0.28000000000000003,70]
[14,16.7,171,26,50,0.62,0.62,200]
[14,15.7,171,26,50,0.67,0.62,330]
[14,17.8,171,26,80,1.47,0.59,330]
[14,26.1,171,27,99,0.99,0.25,70]
[14,22.4,171,27,99,1.96,0.54,200]
[14,16.8,171,27,60,1.08,0.66,330]
[14,21.5,171,28,50,0.61,0.61,70]
[14,19.899999999999999,171,28,70,1.38,0.64,200]
[14,23.2,171,28,99,2.14,0.56999999999999995,200]
[14,20.2,171,28,99,2.39,0.65,330]
[14,18.399999999999999,241,21,60,0.36,0.36,70]
[14,17.100000000000001,241,21,80,0.72,0.42,200]
[14,16.2,241,21,80,0.84,0.46,330]
[14,19.100000000000001,241,22,1,0.41,0.41,70]
[14,16.399999999999999,241,22,1,0.55000000000000004,0.55000000000000004,200]
[14,15.5,241,22,60,0.56000000000000005,0.56000000000000005,330]
[14,19.7,241,23,1,0.46,0.46,70]
[14,20,241,23,80,0.49,0.33,70]
[14,16.600000000000001,241,23,1,0.61,0.61,200]
[14,15.7,241,23,1,0.64,0.64,330]
[14,20.3,241,24,60,0.51,0.51,70]
[14,22.2,241,24,90,0.67,0.28000000000000003,70]
[14,20.2,241,24,90,1.45,0.52,200]
[14,21,241,25,1,0.56999999999999995,0.56999999999999995,70]
[14,20.399999999999999,241,25,70,0.52,0.46,70]
[14,18.8,241,25,70,1.1100000000000001,0.65,200]
[14,21,241,25,90,1.64,0.56999999999999995,200]
[14,19.100000000000001,241,25,90,1.94,0.66,330]
[14,17.5,241,26,1,0.81,0.81,200]
[14,19.5,241,26,70,1.28,0.7,200]
[14,17.899999999999999,241,26,70,1.5,0.77,330]
[14,25.2,241,27,90,0.91,0.32,70]
[14,17.7,241,27,50,0.87,0.87,200]
[14,16.600000000000001,241,27,50,1,0.88,330]
[14,20.3,241,27,90,2.41,0.77,330]
[14,23.1,241,28,70,0.74,0.52,70]
[14,23.6,241,28,90,2.2200000000000002,0.68,200]
[14,17,241,28,50,1.17,0.94,330]
[14,18.8,311,21,50,0.39,0.39,70]
[14,16.399999999999999,311,21,70,0.56000000000000005,0.56000000000000005,200]
[14,17.399999999999999,311,21,80,0.78,0.48,200]
[14,17.899999999999999,311,21,99,1.5,0.48,330]
[14,19.5,311,22,60,0.45,0.45,70]
[14,16.8,311,22,50,0.64,0.64,200]
[14,16.3,311,22,70,0.87,0.64,330]
[14,18.5,311,22,99,1.75,0.55000000000000004,330]
[14,22.5,311,23,99,0.69,0.2,70]
[14,16,311,23,50,0.76,0.76,330]
[14,16,311,23,60,0.76,0.76,330]
[14,21,311,24,80,0.56999999999999995,0.4,70]
[14,17.5,311,24,1,0.81,0.81,200]
[14,16.2,311,24,1,0.85,0.85,330]
[14,21.6,311,25,60,0.62,0.62,70]
[14,17.8,311,25,50,0.88,0.88,200]
[14,20.399999999999999,311,25,80,1.5,0.68,200]
[14,20.6,311,25,99,2.5299999999999998,0.72,330]
[14,22.3,311,26,1,0.68,0.68,70]
[14,18.7,311,26,60,1.0900000000000001,0.86,200]
[14,22.5,311,26,90,1.98,0.66,200]
[14,20.5,311,26,90,2.4700000000000002,0.82,330]
[14,18.5,311,27,1,1.04,1.04,200]
[14,16.899999999999999,311,27,1,1.1000000000000001,1.1000000000000001,330]
[14,19.100000000000001,311,27,70,1.95,0.97,330]
[14,24.8,311,28,80,0.88,0.47,70]
[14,26.3,311,28,90,1,0.36,70]
[14,17.100000000000001,311,28,1,1.19,1.19,330]
[14,19.7,311,28,70,2.1800000000000002,1.03,330]
[14,19.100000000000001,381,21,70,0.41,0.41,70]
[14,18.600000000000001,381,21,90,1.07,0.47,200]
[14,17.5,381,21,90,1.36,0.56000000000000005,330]
[14,19.8,381,22,50,0.47,0.47,70]
[14,20.5,381,22,90,0.53,0.28999999999999998,70]
[14,17.2,381,22,70,0.75,0.66,200]
[14,18.2,381,22,90,1.61,0.63,330]
[14,21.4,381,23,90,0.6,0.31,70]
[14,17.5,381,23,50,0.81,0.81,200]
[14,17.100000000000001,381,23,70,1.18,0.8,330]
[14,21.3,381,24,70,0.59,0.59,70]
[14,23.6,381,24,99,0.78,0.22,70]
[14,16.5,381,24,50,0.97,0.97,330]
[14,16.7,381,24,60,1.03,0.93,330]
[14,23.4,381,25,90,0.76,0.34,70]
[14,19.5,381,25,70,1.28,0.83,200]
[14,23.1,381,25,99,2.12,0.57999999999999996,200]
[14,22.8,381,26,50,0.71,0.71,70]
[14,18.600000000000001,381,26,50,1.08,1.08,200]
[14,21.6,381,26,80,1.77,0.79,200]
[14,20,381,26,80,2.29,0.95,330]
[14,23.6,381,27,1,0.78,0.78,70]
[14,19.7,381,27,60,1.33,1.02,200]
[14,17.3,381,27,50,1.25,1.25,330]
[14,20.7,381,27,80,2.56,1.01,330]
[14,27.6,381,28,99,1.1100000000000001,0.26,70]
[14,26,381,28,99,2.79,0.68,200]
[14,19,381,28,60,1.93,1.22,330]
[15,17.3,101,21,60,0.19,0.19,70]
[15,18.899999999999999,101,21,90,0.31,0.14000000000000001,70]
[15,15.5,101,21,1,0.2,0.2,330]
[15,17.7,101,22,1,0.22,0.22,70]
[15,17.600000000000001,101,22,70,0.22,0.2,70]
[15,16.8,101,22,80,0.43,0.22,200]
[15,16.2,101,22,80,0.44,0.23,330]
[15,18.100000000000001,101,23,1,0.25,0.25,70]
[15,16.100000000000001,101,23,1,0.26,0.26,200]
[15,16.7,101,23,70,0.38,0.26,200]
[15,16.8,101,23,90,0.69,0.26,330]
[15,21.5,101,24,90,0.52,0.19,70]
[15,16.3,101,24,50,0.28999999999999998,0.28999999999999998,200]
[15,15.8,101,24,50,0.28999999999999998,0.28999999999999998,330]
[15,17.100000000000001,101,24,90,0.8,0.28999999999999998,330]
[15,22.4,101,25,90,0.6,0.21,70]
[15,18.8,101,25,90,0.89,0.31,200]
[15,15.8,101,25,50,0.33,0.33,330]
[15,20.6,101,26,70,0.46,0.27,70]
[15,17.899999999999999,101,26,70,0.67,0.34,200]
[15,20,101,26,99,1.1499999999999999,0.33,200]
[15,18.100000000000001,101,26,99,1.19,0.34,330]
[15,16.8,101,27,50,0.41,0.38,200]
[15,19.8,101,27,90,1.1200000000000001,0.36,200]
[15,17.100000000000001,101,27,70,0.79,0.38,330]
[15,18.399999999999999,101,27,99,1.32,0.37,330]
[15,17.100000000000001,101,28,50,0.5,0.41,200]
[15,16.3,101,28,50,0.51,0.42,330]
[15,17.8,101,28,80,1.0900000000000001,0.41,330]
[15,18.2,171,21,80,0.26,0.22,70]
[15,18.5,171,21,99,0.82,0.26,200]
[15,15.8,171,21,60,0.32,0.32,330]
[15,18.8,171,22,50,0.31,0.31,70]
[15,19,171,22,80,0.33,0.24,70]
[15,17.600000000000001,171,22,80,0.61,0.33,200]
[15,17.8,171,22,99,1.08,0.34,330]
[15,19.3,171,23,60,0.35,0.35,70]
[15,16.8,171,23,60,0.42,0.42,200]
[15,17.2,171,23,80,0.83,0.4,330]
[15,19.899999999999999,171,24,1,0.4,0.4,70]
[15,17,171,24,1,0.47,0.47,200]
[15,17.899999999999999,171,24,70,0.68,0.44,200]
[15,16.399999999999999,171,24,60,0.52,0.47,330]
[15,21.7,171,25,80,0.54,0.3,70]
[15,17.3,171,25,1,0.52,0.52,200]
[15,16.399999999999999,171,25,1,0.54,0.54,330]
[15,20.9,171,26,60,0.48,0.47,70]
[15,21.2,171,26,70,0.5,0.37,70]
[15,21.2,171,26,90,1.43,0.48,200]
[15,16.5,171,26,50,0.57999999999999996,0.57999999999999996,330]
[15,21.4,171,27,50,0.52,0.52,70]
[15,19.7,171,27,70,1.1000000000000001,0.56000000000000005,200]
[15,21.9,171,27,90,1.6,0.51,200]
[15,19.7,171,27,90,1.78,0.56999999999999995,330]
[15,17.899999999999999,171,28,1,0.68,0.68,200]
[15,18.100000000000001,171,28,50,0.72,0.64,200]
[15,18.600000000000001,171,28,70,1.39,0.64,330]
[15,20.9,171,28,99,2.25,0.61,330]
[15,20.5,241,21,99,0.45,0.14000000000000001,70]
[15,16.100000000000001,241,21,50,0.43,0.43,330]
[15,17.399999999999999,241,21,90,0.91,0.38,330]
[15,19.399999999999999,241,22,70,0.36,0.36,70]
[15,19.100000000000001,241,22,90,0.94,0.38,200]
[15,19.899999999999999,241,22,99,1.1399999999999999,0.35,200]
[15,20.100000000000001,241,23,50,0.41,0.41,70]
[15,20.100000000000001,241,23,80,0.41,0.31,70]
[15,18.8,241,23,80,0.88,0.46,200]
[15,19.100000000000001,241,23,99,1.57,0.48,330]
[15,23.4,241,24,99,0.68,0.19,70]
[15,17.600000000000001,241,24,50,0.61,0.61,200]
[15,17.5,241,24,70,0.95,0.6,330]
[15,18.2,241,24,80,1.24,0.57999999999999996,330]
[15,24.4,241,25,99,0.77,0.21,70]
[15,18,241,25,60,0.7,0.64,200]
[15,17.100000000000001,241,25,60,0.82,0.68,330]
[15,22.8,241,26,80,0.64,0.37,70]
[15,21,241,26,80,1.4,0.6,200]
[15,17,241,26,1,0.78,0.78,330]
[15,22.6,241,27,60,0.62,0.62,70]
[15,22.3,241,27,70,0.59,0.48,70]
[15,21.8,241,27,80,1.58,0.64,200]
[15,17.2,241,27,1,0.85,0.85,330]
[15,23.3,241,28,1,0.67,0.67,70]
[15,20,241,28,60,1.1499999999999999,0.78,200]
[15,18.600000000000001,241,28,60,1.36,0.85,330]
[15,21.5,241,28,90,2.4700000000000002,0.76,330]
[15,17.100000000000001,311,21,1,0.49,0.49,200]
[15,17.100000000000001,311,21,50,0.48,0.48,200]
[15,16.3,311,21,70,0.51,0.51,330]
[15,19.8,311,22,60,0.39,0.39,70]
[15,20.5,311,22,90,0.44,0.24,70]
[15,16.600000000000001,311,22,1,0.6,0.6,330]
[15,20.5,311,23,1,0.45,0.45,70]
[15,20.5,311,23,70,0.45,0.45,70]
[15,20.2,311,23,90,1.21,0.47,200]
[15,21.2,311,23,99,1.44,0.42,200]
[15,21.2,311,24,50,0.51,0.51,70]
[15,23.5,311,24,99,0.69,0.19,70]
[15,18.8,311,24,70,0.88,0.64,200]
[15,19.600000000000001,311,24,90,1.75,0.63,330]
[15,23.4,311,25,90,0.68,0.3,70]
[15,18.399999999999999,311,25,50,0.8,0.8,200]
[15,17.2,311,25,50,0.85,0.85,330]
[15,19.3,311,25,80,1.65,0.73,330]
[15,25.5,311,26,99,0.86,0.22,70]
[15,23.9,311,26,99,2.06,0.55000000000000004,200]
[15,18,311,26,60,1.1399999999999999,0.88,330]
[15,23.3,311,27,1,0.68,0.68,70]
[15,21,311,27,70,1.4,0.79,200]
[15,24.8,311,27,99,2.27,0.57999999999999996,200]
[15,22.5,311,27,99,2.89,0.76,330]
[15,24,311,28,60,0.73,0.73,70]
[15,23.2,311,28,80,1.91,0.76,200]
[15,21.3,311,28,80,2.4,0.91,330]
[15,19.399999999999999,381,21,1,0.36,0.36,70]
[15,17.3,381,21,60,0.54,0.54,200]
[15,16.5,381,21,50,0.59,0.59,330]
[15,17.2,381,21,80,0.83,0.53,330]
[15,20.100000000000001,381,22,80,0.42,0.42,70]
[15,17.7,381,22,1,0.64,0.64,200]
[15,16.8,381,22,60,0.68,0.68,330]
[15,20.9,381,23,60,0.48,0.48,70]
[15,21.5,381,23,90,0.53,0.28999999999999998,70]
[15,20.5,381,23,90,1.28,0.51,200]
[15,21.6,381,24,1,0.54,0.54,70]
[15,21.6,381,24,70,0.54,0.54,70]
[15,18.5,381,24,60,0.81,0.81,200]
[15,21.4,381,24,90,1.48,0.56000000000000005,200]
[15,22.4,381,25,1,0.6,0.6,70]
[15,18.899999999999999,381,25,1,0.91,0.91,200]
[15,19.7,381,25,70,1.1000000000000001,0.77,200]
[15,18.7,381,25,70,1.42,0.87,330]
[15,24.4,381,26,90,0.76,0.34,70]
[15,19.3,381,26,50,0.99,0.99,200]
[15,24.3,381,26,99,2.15,0.56000000000000005,200]
[15,19.3,381,26,70,1.65,0.94,330]
[15,23.8,381,27,70,0.72,0.72,70]
[15,24.1,381,27,90,2.1,0.68,200]
[15,18,381,27,50,1.1599999999999999,1.1599999999999999,330]
[15,24.6,381,28,50,0.78,0.78,70]
[15,22.2,381,28,70,1.66,0.92,200]
[15,26.2,381,28,99,2.6,0.63,200]
[15,24,381,28,99,3.45,0.87,330]
[16,17.899999999999999,101,21,60,0.15,0.15,70]
[16,16.7,101,21,50,0.16,0.16,200]
[16,16.399999999999999,101,21,70,0.16,0.16,330]
[16,17.3,101,21,99,0.5,0.16,330]
[16,20.9,101,22,99,0.4,0.12,70]
[16,16.5,101,22,50,0.2,0.2,330]
[16,16.899999999999999,101,22,80,0.35,0.2,330]
[16,19.600000000000001,101,23,80,0.3,0.17,70]
[16,17,101,23,1,0.23,0.23,200]
[16,16.600000000000001,101,23,1,0.23,0.23,330]
[16,19,101,24,50,0.25,0.25,70]
[16,20.5,101,24,80,0.36,0.19,70]
[16,18.3,101,24,80,0.54,0.25,200]
[16,18.2,101,24,99,0.85,0.25,330]
[16,19.399999999999999,101,25,1,0.28000000000000003,0.28000000000000003,70]
[16,17.399999999999999,101,25,60,0.32,0.28999999999999998,200]
[16,19.399999999999999,101,25,90,0.8,0.28000000000000003,200]
[16,18.100000000000001,101,25,90,0.82,0.28999999999999998,330]
[16,17.399999999999999,101,26,1,0.33,0.33,200]
[16,18.5,101,26,70,0.57999999999999996,0.31,200]
[16,17.100000000000001,101,26,60,0.43,0.32,330]
[16,23,101,27,80,0.56999999999999995,0.25,70]
[16,24.4,101,27,90,0.68,0.22,70]
[16,16.899999999999999,101,27,1,0.36,0.36,330]
[16,17.8,101,27,70,0.7,0.35,330]
[16,22.5,101,28,70,0.53,0.28999999999999998,70]
[16,21,101,28,90,1.1599999999999999,0.36,200]
[16,17.100000000000001,101,28,50,0.42,0.39,330]
[16,18.7,171,21,50,0.22,0.22,70]
[16,19.399999999999999,171,21,90,0.28000000000000003,0.15,70]
[16,17.100000000000001,171,21,70,0.26,0.26,200]
[16,17.5,171,21,90,0.59,0.25,330]
[16,19.2,171,22,50,0.26,0.26,70]
[16,17.3,171,22,50,0.31,0.31,200]
[16,16.8,171,22,70,0.32,0.32,330]
[16,19.8,171,23,70,0.31,0.31,70]
[16,22.3,171,23,99,0.51,0.15,70]
[16,17,171,23,50,0.37,0.37,330]
[16,18.899999999999999,171,23,99,1.1200000000000001,0.34,330]
[16,20.3,171,24,70,0.35,0.33,70]
[16,23.3,171,24,99,0.59,0.17,70]
[16,21,171,24,99,1.17,0.34,200]
[16,20.8,171,25,50,0.39,0.39,70]
[16,18,171,25,50,0.47,0.47,200]
[16,19.899999999999999,171,25,80,0.91,0.41,200]
[16,19.899999999999999,171,25,99,1.49,0.43,330]
[16,21.4,171,26,1,0.44,0.44,70]
[16,18.2,171,26,50,0.52,0.52,200]
[16,17.399999999999999,171,26,50,0.53,0.53,330]
[16,19.100000000000001,171,26,80,1.18,0.49,330]
[16,26.3,171,27,99,0.84,0.21,70]
[16,23.3,171,27,99,1.69,0.45,200]
[16,18.100000000000001,171,27,60,0.8,0.56000000000000005,330]
[16,24.6,171,28,80,0.7,0.33,70]
[16,26,171,28,90,0.82,0.27,70]
[16,17.7,171,28,1,0.64,0.64,330]
[16,19.2,241,21,1,0.26,0.26,70]
[16,19.2,241,21,70,0.26,0.26,70]
[16,17.8,241,21,80,0.41,0.31,200]
[16,17.3,241,21,80,0.49,0.34,330]
[16,19.8,241,22,1,0.31,0.31,70]
[16,17.8,241,22,60,0.41,0.41,200]
[16,17.7,241,22,70,0.41,0.41,200]
[16,18.399999999999999,241,22,90,0.93,0.38,330]
[16,21.4,241,23,90,0.44,0.22,70]
[16,18,241,23,50,0.47,0.47,200]
[16,17.5,241,23,70,0.59,0.48,330]
[16,21.1,241,24,60,0.41,0.41,70]
[16,22.4,241,24,90,0.52,0.24,70]
[16,20.9,241,24,90,1.1399999999999999,0.42,200]
[16,17.5,241,24,50,0.56000000000000005,0.56000000000000005,330]
[16,21.7,241,25,70,0.46,0.46,70]
[16,19.5,241,25,70,0.81,0.55000000000000004,200]
[16,22.7,241,25,99,1.55,0.43,200]
[16,22.3,241,26,50,0.51,0.51,70]
[16,25.5,241,26,99,0.77,0.2,70]
[16,20.2,241,26,70,0.97,0.59,200]
[16,19,241,26,70,1.1499999999999999,0.65,330]
[16,21.5,241,26,99,2.1,0.57999999999999996,330]
[16,19.2,241,27,50,0.74,0.74,200]
[16,18,241,27,50,0.77,0.77,330]
[16,20.399999999999999,241,27,80,1.7,0.68,330]
[16,27.5,241,28,99,0.93,0.22,70]
[16,25.3,241,28,99,2.16,0.54,200]
[16,19.100000000000001,241,28,60,1.18,0.79,330]
[16,19.5,311,21,50,0.28000000000000003,0.28000000000000003,70]
[16,19.5,311,21,80,0.28000000000000003,0.28000000000000003,70]
[16,19.8,311,21,99,0.87,0.28000000000000003,200]
[16,18.8,311,21,99,1.0900000000000001,0.34,330]
[16,20.2,311,22,60,0.34,0.34,70]
[16,18.100000000000001,311,22,60,0.48,0.48,200]
[16,18,311,22,80,0.77,0.47,330]
[16,20.9,311,23,1,0.4,0.4,70]
[16,18.399999999999999,311,23,1,0.56999999999999995,0.56999999999999995,200]
[16,18.399999999999999,311,23,70,0.56000000000000005,0.56000000000000005,200]
[16,18.600000000000001,311,23,80,0.98,0.54,330]
[16,21.1,311,24,80,0.42,0.36,70]
[16,18.8,311,24,1,0.65,0.65,200]
[16,17.8,311,24,1,0.68,0.68,330]
[16,22.2,311,25,60,0.51,0.51,70]
[16,23.4,311,25,90,0.6,0.28000000000000003,70]
[16,22.1,311,25,90,1.43,0.51,200]
[16,18,311,25,50,0.76,0.76,330]
[16,23,311,26,80,0.56999999999999995,0.4,70]
[16,19.399999999999999,311,26,60,0.8,0.8,200]
[16,23,311,26,90,1.63,0.55000000000000004,200]
[16,21.4,311,26,90,2.0499999999999998,0.68,330]
[16,19.8,311,27,1,0.88,0.88,200]
[16,21.3,311,27,70,1.23,0.74,200]
[16,20,311,27,70,1.53,0.83,330]
[16,23,311,27,99,2.67,0.69,330]
[16,27.6,311,28,99,0.94,0.22,70]
[16,26,311,28,99,2.31,0.56000000000000005,200]
[16,20.6,311,28,70,1.77,0.89,330]
[16,19.7,381,21,70,0.3,0.3,70]
[16,19.100000000000001,381,21,90,0.71,0.35,200]
[16,17.3,381,21,50,0.49,0.49,330]
[16,20.399999999999999,381,22,50,0.36,0.36,70]
[16,20.399999999999999,381,22,80,0.36,0.36,70]
[16,18.8,381,22,80,0.65,0.47,200]
[16,19.8,381,22,99,1.45,0.44,330]
[16,21.1,381,23,60,0.42,0.42,70]
[16,18.7,381,23,50,0.63,0.63,200]
[16,17.899999999999999,381,23,70,0.73,0.65,330]
[16,18.8,381,23,80,1.07,0.6,330]
[16,23.6,381,24,99,0.62,0.18,70]
[16,19.100000000000001,381,24,60,0.72,0.72,200]
[16,18,381,24,60,0.78,0.78,330]
[16,22.1,381,25,80,0.5,0.42,70]
[16,19.5,381,25,1,0.82,0.82,200]
[16,18.3,381,25,1,0.88,0.88,330]
[16,23.4,381,26,50,0.6,0.6,70]
[16,23.4,381,26,60,0.6,0.6,70]
[16,22.1,381,26,80,1.41,0.68,200]
[16,18.5,381,26,1,0.97,0.97,330]
[16,24.1,381,27,1,0.66,0.66,70]
[16,20.2,381,27,60,0.96,0.91,200]
[16,19.2,381,27,60,1.24,1,330]
[16,22.6,381,27,90,2.52,0.8,330]
[16,20.7,381,28,1,1.08,1.08,200]
[16,23.8,381,28,80,1.81,0.77,200]
[16,19.8,381,28,60,1.47,1.07,330]
[16,23.3,381,28,90,2.82,0.86,330]
[17,19.3,101,21,90,0.19,0.1,70]
[17,17.3,101,21,1,0.13,0.13,330]
[17,18.899999999999999,101,22,1,0.16,0.16,70]
[17,18.899999999999999,101,22,70,0.15,0.15,70]
[17,18.600000000000001,101,22,90,0.38,0.16,200]
[17,19.100000000000001,101,22,99,0.5,0.15,200]
[17,19.3,101,23,50,0.19,0.19,70]
[17,21,101,23,90,0.32,0.14000000000000001,70]
[17,17.8,101,23,70,0.19,0.19,200]
[17,18.3,101,23,90,0.5,0.19,330]
[17,21.8,101,24,90,0.39,0.15,70]
[17,18,101,24,50,0.23,0.23,200]
[17,17.8,101,24,70,0.31,0.23,330]
[17,18.2,101,24,80,0.46,0.23,330]
[17,23.8,101,25,99,0.55000000000000004,0.15,70]
[17,20.6,101,25,99,0.85,0.24,200]
[17,17.7,101,25,50,0.26,0.26,330]
[17,21,101,26,70,0.33,0.23,70]
[17,19.100000000000001,101,26,70,0.49,0.28000000000000003,200]
[17,21.2,101,26,99,0.97,0.27,200]
[17,20.8,101,27,50,0.3,0.3,70]
[17,20.7,101,27,60,0.3,0.28000000000000003,70]
[17,20.3,101,27,80,0.76,0.31,200]
[17,19.100000000000001,101,27,80,0.79,0.32,330]
[17,21.2,101,28,1,0.34,0.34,70]
[17,18.5,101,28,50,0.35,0.35,200]
[17,17.899999999999999,101,28,50,0.35,0.35,330]
[17,19.399999999999999,101,28,80,0.91,0.35,330]
[17,20.5,171,21,99,0.28999999999999998,0.09,70]
[17,17.899999999999999,171,21,1,0.21,0.21,200]
[17,17.600000000000001,171,21,60,0.21,0.21,330]
[17,19.7,171,22,60,0.22,0.22,70]
[17,20.399999999999999,171,22,90,0.28000000000000003,0.15,70]
[17,17.7,171,22,1,0.27,0.27,330]
[17,20.3,171,23,1,0.27,0.27,70]
[17,20.2,171,23,70,0.26,0.26,70]
[17,18.3,171,23,60,0.31,0.31,200]
[17,20,171,23,90,0.69,0.27,200]
[17,20.8,171,24,1,0.31,0.31,70]
[17,18.600000000000001,171,24,1,0.37,0.37,200]
[17,18.8,171,24,70,0.42,0.35,200]
[17,19.5,171,24,90,0.94,0.34,330]
[17,23.2,171,25,90,0.51,0.21,70]
[17,18.8,171,25,50,0.41,0.41,200]
[17,22.2,171,25,99,1.2,0.33,200]
[17,18.600000000000001,171,25,70,0.62,0.41,330]
[17,24.2,171,26,90,0.57999999999999996,0.22,70]
[17,22,171,26,90,1.1599999999999999,0.39,200]
[17,18.2,171,26,50,0.47,0.47,330]
[17,22.4,171,27,50,0.44,0.44,70]
[17,20.6,171,27,70,0.84,0.47,200]
[17,23.7,171,27,99,1.55,0.41,200]
[17,21.6,171,27,99,1.75,0.47,330]
[17,27.4,171,28,99,0.84,0.2,70]
[17,21.2,171,28,70,0.98,0.51,200]
[17,19.899999999999999,171,28,70,1.1000000000000001,0.55000000000000004,330]
[17,22.1,171,28,99,1.96,0.51,330]
[17,20.6,241,21,99,0.28999999999999998,0.1,70]
[17,17.7,241,21,50,0.28000000000000003,0.28000000000000003,330]
[17,17.8,241,21,80,0.3,0.28000000000000003,330]
[17,20.2,241,22,80,0.26,0.26,70]
[17,18.5,241,22,1,0.34,0.34,200]
[17,17.899999999999999,241,22,50,0.35,0.35,330]
[17,20.8,241,23,50,0.31,0.31,70]
[17,20.8,241,23,80,0.31,0.28999999999999998,70]
[17,19.5,241,23,80,0.56999999999999995,0.36,200]
[17,20.100000000000001,241,23,99,1.2,0.36,330]
[17,21.4,241,24,60,0.36,0.36,70]
[17,19,241,24,60,0.47,0.47,200]
[17,21.2,241,24,90,0.98,0.37,200]
[17,20,241,24,90,1.17,0.43,330]
[17,19.3,241,25,1,0.55000000000000004,0.55000000000000004,200]
[17,19.8,241,25,70,0.65,0.49,200]
[17,18.5,241,25,60,0.56000000000000005,0.56000000000000005,330]
[17,23,241,26,80,0.48,0.33,70]
[17,19.600000000000001,241,26,1,0.61,0.61,200]
[17,18.7,241,26,1,0.64,0.64,330]
[17,19.5,241,26,70,0.96,0.59,330]
[17,23.3,241,27,70,0.51,0.47,70]
[17,23.6,241,27,90,1.54,0.5,200]
[17,18.8,241,27,50,0.7,0.7,330]
[17,22.6,241,27,99,2.16,0.56999999999999995,330]
[17,20.6,241,28,60,0.84,0.68,200]
[17,21.9,241,28,70,1.1399999999999999,0.63,200]
[17,22.5,241,28,90,2.1,0.65,330]
[17,19.8,311,21,50,0.23,0.23,70]
[17,18.399999999999999,311,21,50,0.32,0.32,200]
[17,17.899999999999999,311,21,70,0.34,0.34,330]
[17,19.3,311,21,99,0.87,0.28000000000000003,330]
[17,21.7,311,22,99,0.38,0.12,70]
[17,20.8,311,22,99,0.89,0.27,200]
[17,18.100000000000001,311,22,50,0.43,0.43,330]
[17,21.2,311,23,70,0.34,0.34,70]
[17,22.6,311,23,99,0.46,0.14000000000000001,70]
[17,21.7,311,23,99,1.08,0.32,200]
[17,21.9,311,24,50,0.4,0.4,70]
[17,21.9,311,24,80,0.39,0.38,70]
[17,20.399999999999999,311,24,80,0.8,0.47,200]
[17,21.2,311,24,99,1.62,0.46,330]
[17,22.6,311,25,1,0.45,0.45,70]
[17,19.8,311,25,50,0.64,0.64,200]
[17,21.2,311,25,80,0.98,0.52,200]
[17,20.2,311,25,80,1.23,0.6,330]
[17,25.6,311,26,99,0.7,0.18,70]
[17,24.3,311,26,99,1.7,0.44,200]
[17,19,311,26,60,0.76,0.76,330]
[17,24,311,27,80,0.56999999999999995,0.4,70]
[17,25.4,311,27,90,0.68,0.28999999999999998,70]
[17,19.2,311,27,1,0.85,0.85,330]
[17,20.399999999999999,311,27,70,1.32,0.76,330]
[17,24.7,311,28,60,0.62,0.62,70]
[17,23.7,311,28,80,1.55,0.66,200]
[17,22.1,311,28,80,1.96,0.78,330]
[17,19.899999999999999,381,21,1,0.24,0.24,70]
[17,18.600000000000001,381,21,60,0.36,0.36,200]
[17,18.600000000000001,381,21,70,0.36,0.36,200]
[17,18.8,381,21,90,0.68,0.34,330]
[17,20.7,381,22,50,0.3,0.3,70]
[17,19,381,22,80,0.47,0.42,200]
[17,18.3,381,22,60,0.49,0.49,330]
[17,21.4,381,23,60,0.36,0.36,70]
[17,21.6,381,23,90,0.37,0.24,70]
[17,18.5,381,23,1,0.59,0.59,330]
[17,18.5,381,23,50,0.57999999999999996,0.57999999999999996,330]
[17,22.2,381,24,70,0.42,0.42,70]
[17,19.7,381,24,70,0.63,0.63,200]
[17,22.8,381,24,99,1.34,0.38,200]
[17,22.9,381,25,50,0.48,0.48,70]
[17,24.7,381,25,99,0.62,0.17,70]
[17,20.2,381,25,70,0.74,0.66,200]
[17,21.5,381,25,90,1.71,0.61,330]
[17,22.3,381,25,99,2.0499999999999998,0.56000000000000005,330]
[17,20.5,381,26,50,0.81,0.81,200]
[17,19.3,381,26,50,0.87,0.87,330]
[17,21.2,381,26,80,1.59,0.73,330]
[17,26.7,381,27,99,0.79,0.2,70]
[17,25.6,381,27,99,1.99,0.49,200]
[17,19.5,381,27,50,0.96,0.96,330]
[17,25.1,381,28,50,0.66,0.66,70]
[17,25,381,28,80,0.65,0.46,70]
[17,26.5,381,28,99,2.21,0.53,200]
[17,24.7,381,28,99,2.96,0.73,330]
[18,19.100000000000001,101,21,60,0.09,0.09,70]
[18,18.399999999999999,101,21,80,0.1,0.1,200]
[18,18.3,101,21,80,0.1,0.1,330]
[18,19.5,101,22,1,0.13,0.13,70]
[18,19.5,101,22,80,0.12,0.12,70]
[18,18.600000000000001,101,22,60,0.13,0.13,200]
[18,18.399999999999999,101,22,80,0.16,0.13,330]
[18,20,101,23,80,0.17,0.13,70]
[18,18.7,101,23,1,0.17,0.17,200]
[18,18.399999999999999,101,23,60,0.16,0.16,330]
[18,20.3,101,24,60,0.18,0.18,70]
[18,22,101,24,90,0.33,0.13,70]
[18,20.100000000000001,101,24,90,0.5,0.19,200]
[18,18.899999999999999,101,24,80,0.36,0.19,330]
[18,20.6,101,25,60,0.21,0.21,70]
[18,19,101,25,60,0.23,0.23,200]
[18,20.6,101,25,90,0.61,0.21,200]
[18,19.600000000000001,101,25,90,0.63,0.22,330]
[18,19.100000000000001,101,26,1,0.26,0.26,200]
[18,19.7,101,26,70,0.39,0.25,200]
[18,19.100000000000001,101,26,70,0.41,0.26,330]
[18,20.399999999999999,101,26,99,0.91,0.25,330]
[18,19.2,101,27,50,0.28999999999999998,0.28999999999999998,200]
[18,22.3,101,27,99,1,0.27,200]
[18,19.3,101,27,70,0.51,0.28999999999999998,330]
[18,22.8,101,28,70,0.39,0.25,70]
[18,22.2,101,28,90,0.97,0.3,200]
[18,18.8,101,28,50,0.32,0.32,330]
[18,19.600000000000001,171,21,50,0.13,0.13,70]
[18,19.600000000000001,171,21,80,0.13,0.13,70]
[18,19.8,171,21,99,0.42,0.13,200]
[18,19.2,171,21,99,0.47,0.15,330]
[18,20.2,171,22,50,0.18,0.18,70]
[18,18.899999999999999,171,22,50,0.21,0.21,200]
[18,18.600000000000001,171,22,70,0.21,0.21,330]
[18,19.7,171,22,99,0.64,0.19,330]
[18,22.5,171,23,99,0.37,0.11,70]
[18,19.100000000000001,171,23,60,0.26,0.26,200]
[18,18.7,171,23,60,0.27,0.27,330]
[18,21.1,171,24,80,0.25,0.21,70]
[18,19.399999999999999,171,24,1,0.32,0.32,200]
[18,18.8,171,24,60,0.32,0.32,330]
[18,21.8,171,25,50,0.31,0.31,70]
[18,22,171,25,80,0.33,0.23,70]
[18,20.8,171,25,80,0.64,0.33,200]
[18,19,171,25,1,0.37,0.37,330]
[18,22.4,171,26,1,0.35,0.35,70]
[18,19.8,171,26,60,0.41,0.41,200]
[18,22.4,171,26,90,1.02,0.35,200]
[18,21,171,26,90,1.1499999999999999,0.39,330]
[18,20,171,27,1,0.47,0.47,200]
[18,22.1,171,27,80,0.94,0.41,200]
[18,19.3,171,27,60,0.5,0.47,330]
[18,21.5,171,27,90,1.34,0.43,330]
[18,26.2,171,28,90,0.67,0.23,70]
[18,19.399999999999999,171,28,1,0.53,0.53,330]
[18,20.5,171,28,70,0.95,0.5,330]
[18,19.899999999999999,241,21,70,0.16,0.16,70]
[18,19.3,241,21,90,0.3,0.18,200]
[18,20.100000000000001,241,21,99,0.48,0.15,200]
[18,19.5,241,21,99,0.57999999999999996,0.18,330]
[18,20.5,241,22,70,0.21,0.21,70]
[18,19.2,241,22,70,0.27,0.27,200]
[18,19.5,241,22,90,0.56000000000000005,0.26,330]
[18,21.2,241,23,50,0.26,0.26,70]
[18,19.5,241,23,50,0.34,0.34,200]
[18,18.899999999999999,241,23,70,0.35,0.35,330]
[18,19.3,241,23,80,0.49,0.34,330]
[18,23.6,241,24,99,0.46,0.13,70]
[18,22.4,241,24,99,1.03,0.28999999999999998,200]
[18,19.100000000000001,241,24,50,0.42,0.42,330]
[18,22.5,241,25,70,0.36,0.36,70]
[18,20.100000000000001,241,25,70,0.49,0.45,200]
[18,23.2,241,25,99,1.22,0.33,200]
[18,23.1,241,26,50,0.41,0.41,70]
[18,23.1,241,26,60,0.41,0.41,70]
[18,21.9,241,26,80,0.91,0.45,200]
[18,19.5,241,26,1,0.56999999999999995,0.56999999999999995,330]
[18,23.8,241,27,1,0.47,0.47,70]
[18,20.6,241,27,50,0.6,0.6,200]
[18,19.600000000000001,241,27,50,0.63,0.63,330]
[18,21.4,241,27,80,1.31,0.56000000000000005,330]
[18,27.6,241,28,99,0.78,0.18,70]
[18,20.9,241,28,1,0.68,0.68,200]
[18,20.100000000000001,241,28,60,0.81,0.67,330]
[18,20.100000000000001,311,21,60,0.17,0.17,70]
[18,20.100000000000001,311,21,90,0.17,0.17,70]
[18,18.7,311,21,1,0.26,0.26,330]
[18,18.7,311,21,80,0.26,0.26,330]
[18,20.8,311,22,60,0.23,0.23,70]
[18,19.399999999999999,311,22,80,0.32,0.32,200]
[18,20.2,311,22,90,0.5,0.26,200]
[18,21.5,311,23,1,0.28000000000000003,0.28000000000000003,70]
[18,19.7,311,23,1,0.4,0.4,200]
[18,19.7,311,23,70,0.4,0.4,200]
[18,20.3,311,23,90,0.87,0.37,330]
[18,22.5,311,24,90,0.37,0.22,70]
[18,23.7,311,24,99,0.46,0.13,70]
[18,19.3,311,24,60,0.51,0.51,330]
[18,19.3,311,24,70,0.51,0.51,330]
[18,23.5,311,25,90,0.45,0.24,70]
[18,22.6,311,25,90,1.07,0.41,200]
[18,19.5,311,25,50,0.59,0.59,330]
[18,23.6,311,26,70,0.45,0.45,70]
[18,21,311,26,70,0.7,0.57999999999999996,200]
[18,24.5,311,26,99,1.51,0.39,200]
[18,24.3,311,27,1,0.51,0.51,70]
[18,24.3,311,27,50,0.51,0.51,70]
[18,21.8,311,27,70,0.87,0.63,200]
[18,20.9,311,27,70,1.1000000000000001,0.7,330]
[18,23.8,311,27,99,2.2200000000000002,0.56999999999999995,330]
[18,21.4,311,28,50,0.8,0.8,200]
[18,20.2,311,28,50,0.84,0.84,330]
[18,22.5,311,28,80,1.74,0.71,330]
[18,20.2,381,21,80,0.18,0.18,70]
[18,19.2,381,21,1,0.27,0.27,200]
[18,18.8,381,21,50,0.28999999999999998,0.28999999999999998,330]
[18,21,381,22,50,0.24,0.24,70]
[18,20.9,381,22,80,0.24,0.24,70]
[18,21.2,381,22,99,0.75,0.23,200]
[18,20.5,381,22,99,0.97,0.3,330]
[18,21.7,381,23,60,0.3,0.3,70]
[18,19.899999999999999,381,23,60,0.45,0.45,200]
[18,21.1,381,23,90,0.72,0.34,200]
[18,22.4,381,24,1,0.36,0.36,70]
[18,22.4,381,24,80,0.36,0.36,70]
[18,20.3,381,24,60,0.54,0.54,200]
[18,19.5,381,24,60,0.57999999999999996,0.57999999999999996,330]
[18,23.2,381,25,80,0.42,0.42,70]
[18,20.7,381,25,1,0.64,0.64,200]
[18,19.8,381,25,1,0.68,0.68,330]
[18,19.899999999999999,381,25,70,0.72,0.65,330]
[18,24.5,381,26,90,0.53,0.27,70]
[18,23.7,381,26,90,1.32,0.49,200]
[18,21.5,381,26,80,1.35,0.66,330]
[18,24.7,381,27,1,0.54,0.54,70]
[18,21.5,381,27,60,0.81,0.81,200]
[18,24.6,381,27,90,1.53,0.52,200]
[18,23.3,381,27,90,2.0299999999999998,0.66,330]
[18,25.4,381,28,50,0.6,0.6,70]
[18,21.9,381,28,50,0.9,0.9,200]
[18,21.8,381,28,70,1.44,0.85,330]
[18,25.1,381,28,99,2.71,0.66,330]
[19,20.6,101,21,99,0.13,0.04,70]
[19,19.8,101,21,99,0.2,0.06,200]
[19,19.2,101,21,70,7.0000000000000007E-2,7.0000000000000007E-2,330]
[19,20.100000000000001,101,22,70,0.09,0.09,70]
[19,21.4,101,22,99,0.2,0.06,70]
[19,20.3,101,22,99,0.3,0.09,200]
[19,20.5,101,23,50,0.12,0.12,70]
[19,20.5,101,23,80,0.12,0.12,70]
[19,19.600000000000001,101,23,80,0.15,0.13,200]
[19,20.100000000000001,101,23,99,0.43,0.13,330]
[19,20.9,101,24,50,0.15,0.15,70]
[19,19.7,101,24,50,0.16,0.16,200]
[19,20.100000000000001,101,24,80,0.25,0.16,200]
[19,19.7,101,24,80,0.26,0.16,330]
[19,24.1,101,25,99,0.42,0.11,70]
[19,19.8,101,25,60,0.19,0.19,200]
[19,19.5,101,25,60,0.19,0.19,330]
[19,22.7,101,26,80,0.3,0.17,70]
[19,24,101,26,90,0.4,0.15,70]
[19,21,101,26,80,0.46,0.22,200]
[19,19.600000000000001,101,26,60,0.23,0.23,330]
[19,22,101,27,60,0.24,0.24,70]
[19,21.5,101,27,80,0.56999999999999995,0.25,200]
[19,19.7,101,27,1,0.26,0.26,330]
[19,22.4,101,28,1,0.28000000000000003,0.28000000000000003,70]
[19,20.3,101,28,60,0.31,0.28000000000000003,200]
[19,21.1,101,28,70,0.5,0.28000000000000003,200]
[19,21.4,101,28,90,0.9,0.28000000000000003,330]
[19,20.100000000000001,171,21,50,0.09,0.09,70]
[19,19.399999999999999,171,21,80,0.1,0.1,200]
[19,19.3,171,21,60,0.11,0.11,330]
[19,20.6,171,22,60,0.13,0.13,70]
[19,20.6,171,22,90,0.13,0.11,70]
[19,19.399999999999999,171,22,1,0.16,0.16,330]
[19,19.399999999999999,171,22,50,0.16,0.16,330]
[19,21.2,171,23,70,0.18,0.18,70]
[19,22.6,171,23,99,0.28999999999999998,0.09,70]
[19,21.5,171,23,99,0.57999999999999996,0.17,200]
[19,20.7,171,23,99,0.66,0.19,330]
[19,20.100000000000001,171,24,1,0.26,0.26,200]
[19,20.100000000000001,171,24,70,0.26,0.26,200]
[19,20.6,171,24,90,0.63,0.25,330]
[19,21.2,171,24,99,0.84,0.24,330]
[19,20.3,171,25,50,0.31,0.31,200]
[19,21.1,171,25,80,0.5,0.28000000000000003,200]
[19,20.5,171,25,80,0.56000000000000005,0.3,330]
[19,25.5,171,26,99,0.53,0.14000000000000001,70]
[19,20.6,171,26,60,0.36,0.36,200]
[19,20,171,26,50,0.37,0.37,330]
[19,23.3,171,27,70,0.35,0.33,70]
[19,23.9,171,27,80,0.4,0.25,70]
[19,24.4,171,27,99,1.26,0.32,200]
[19,22.7,171,27,99,1.43,0.37,330]
[19,23.8,171,28,60,0.39,0.39,70]
[19,23.1,171,28,80,0.96,0.4,200]
[19,21.8,171,28,80,1.0900000000000001,0.44,330]
[19,20.3,241,21,1,0.1,0.1,70]
[19,20.3,241,21,80,0.1,0.1,70]
[19,20.3,241,21,90,0.1,0.1,70]
[19,20.8,241,21,99,0.14000000000000001,0.05,70]
[19,19.600000000000001,241,21,1,0.14000000000000001,0.14000000000000001,200]
[19,19.600000000000001,241,21,50,0.14000000000000001,0.14000000000000001,200]
[19,19.600000000000001,241,21,60,0.14000000000000001,0.14000000000000001,200]
[19,19.600000000000001,241,21,70,0.14000000000000001,0.14000000000000001,200]
[19,19.600000000000001,241,21,80,0.14000000000000001,0.14000000000000001,200]
[19,19.600000000000001,241,21,90,0.14000000000000001,0.13,200]
[19,20.399999999999999,241,21,99,0.32,0.1,200]
[19,19.399999999999999,241,21,1,0.14000000000000001,0.14000000000000001,330]
[19,19.399999999999999,241,21,50,0.14000000000000001,0.14000000000000001,330]
[19,19.399999999999999,241,21,60,0.14000000000000001,0.14000000000000001,330]
[19,19.399999999999999,241,21,70,0.14000000000000001,0.14000000000000001,330]
[19,19.399999999999999,241,21,80,0.14000000000000001,0.14000000000000001,330]
[19,19.399999999999999,241,21,90,0.16,0.14000000000000001,330]
[19,20,241,21,99,0.38,0.12,330]
[19,20.9,241,22,1,0.16,0.16,70]
[19,20.9,241,22,50,0.16,0.16,70]
[19,20.9,241,22,60,0.16,0.16,70]
[19,20.9,241,22,70,0.16,0.16,70]
[19,20.9,241,22,80,0.16,0.16,70]
[19,20.9,241,22,90,0.16,0.14000000000000001,70]
[19,21.7,241,22,99,0.22,7.0000000000000007E-2,70]
[19,19.899999999999999,241,22,1,0.21,0.21,200]
[19,19.899999999999999,241,22,50,0.2,0.2,200]
[19,19.899999999999999,241,22,60,0.2,0.2,200]
[19,19.899999999999999,241,22,70,0.2,0.2,200]
[19,19.899999999999999,241,22,80,0.2,0.2,200]
[19,20.3,241,22,90,0.3,0.18,200]
[19,21.1,241,22,99,0.49,0.15,200]
[19,19.600000000000001,241,22,1,0.21,0.21,330]
[19,19.600000000000001,241,22,50,0.21,0.21,330]
[19,19.600000000000001,241,22,60,0.21,0.21,330]
[19,19.600000000000001,241,22,70,0.21,0.21,330]
[19,19.600000000000001,241,22,80,0.21,0.21,330]
[19,19.899999999999999,241,22,90,0.36,0.2,330]
[19,20.6,241,22,99,0.59,0.18,330]
[19,21.6,241,23,1,0.21,0.21,70]
[19,21.6,241,23,50,0.21,0.21,70]
[19,21.6,241,23,60,0.21,0.21,70]
[19,21.6,241,23,70,0.21,0.21,70]
[19,21.5,241,23,80,0.21,0.21,70]
[19,21.6,241,23,90,0.21,0.15,70]
[19,22.7,241,23,99,0.3,0.09,70]
[19,20.2,241,23,1,0.27,0.27,200]
[19,20.2,241,23,50,0.27,0.27,200]
[19,20.2,241,23,60,0.27,0.27,200]
[19,20.2,241,23,70,0.27,0.27,200]
[19,20.2,241,23,80,0.27,0.27,200]
[19,21,241,23,90,0.47,0.23,200]
[19,21.9,241,23,99,0.67,0.2,200]
[19,19.7,241,23,1,0.28000000000000003,0.28000000000000003,330]
[19,19.7,241,23,50,0.28000000000000003,0.28000000000000003,330]
[19,19.7,241,23,60,0.28000000000000003,0.28000000000000003,330]
[19,19.7,241,23,70,0.28000000000000003,0.28000000000000003,330]
[19,19.8,241,23,80,0.28999999999999998,0.28000000000000003,330]
[19,20.5,241,23,90,0.56999999999999995,0.26,330]
[19,21.1,241,23,99,0.81,0.24,330]
[19,22.2,241,24,1,0.26,0.26,70]
[19,22.2,241,24,50,0.26,0.26,70]
[19,22.2,241,24,60,0.26,0.26,70]
[19,22.2,241,24,70,0.26,0.26,70]
[19,22.2,241,24,80,0.26,0.26,70]
[19,22.5,241,24,90,0.28999999999999998,0.17,70]
[19,23.7,241,24,99,0.38,0.11,70]
[19,20.5,241,24,1,0.34,0.34,200]
[19,20.5,241,24,50,0.34,0.34,200]
[19,20.5,241,24,60,0.34,0.34,200]
[19,20.5,241,24,70,0.34,0.34,200]
[19,20.8,241,24,80,0.41,0.31,200]
[19,21.8,241,24,90,0.65,0.27,200]
[19,22.7,241,24,99,0.86,0.24,200]
[19,19.899999999999999,241,24,1,0.36,0.36,330]
[19,19.899999999999999,241,24,50,0.35,0.35,330]
[19,19.899999999999999,241,24,60,0.35,0.35,330]
[19,19.899999999999999,241,24,70,0.35,0.35,330]
[19,20.3,241,24,80,0.49,0.33,330]
[19,21,241,24,90,0.78,0.31,330]
[19,21.7,241,24,99,1.04,0.28999999999999998,330]
[19,22.9,241,25,1,0.31,0.31,70]
[19,22.8,241,25,50,0.31,0.31,70]
[19,22.8,241,25,60,0.31,0.31,70]
[19,22.8,241,25,70,0.31,0.31,70]
[19,22.8,241,25,80,0.31,0.28999999999999998,70]
[19,23.5,241,25,90,0.36,0.19,70]
[19,24.6,241,25,99,0.46,0.13,70]
[19,20.8,241,25,1,0.41,0.41,200]
[19,20.7,241,25,50,0.41,0.41,200]
[19,20.7,241,25,60,0.4,0.4,200]
[19,20.7,241,25,70,0.4,0.4,200]
[19,21.5,241,25,80,0.56999999999999995,0.36,200]
[19,22.6,241,25,90,0.83,0.32,200]
[19,23.5,241,25,99,1.05,0.28000000000000003,200]
[19,20.100000000000001,241,25,1,0.43,0.43,330]
[19,20.100000000000001,241,25,50,0.42,0.42,330]
[19,20.100000000000001,241,25,60,0.42,0.42,330]
[19,20.100000000000001,241,25,70,0.42,0.42,330]
[19,20.8,241,25,80,0.69,0.39,330]
[19,21.6,241,25,90,1,0.37,330]
[19,22.3,241,25,99,1.27,0.35,330]
[19,23.5,241,26,1,0.37,0.37,70]
[19,23.5,241,26,50,0.36,0.36,70]
[19,23.5,241,26,60,0.36,0.36,70]
[19,23.5,241,26,70,0.36,0.36,70]
[19,23.1,241,26,80,0.33,0.28999999999999998,70]
[19,24.5,241,26,90,0.44,0.21,70]
[19,25.6,241,26,99,0.54,0.14000000000000001,70]
[19,21.1,241,26,1,0.48,0.48,200]
[19,21,241,26,50,0.47,0.47,200]
[19,21,241,26,60,0.47,0.47,200]
[19,21.1,241,26,70,0.48,0.44,200]
[19,22.2,241,26,80,0.75,0.4,200]
[19,23.4,241,26,90,1.01,0.36,200]
[19,24.4,241,26,99,1.24,0.32,200]
[19,20.3,241,26,1,0.49,0.49,330]
[19,20.3,241,26,50,0.49,0.49,330]
[19,20.3,241,26,60,0.49,0.49,330]
[19,20.5,241,26,70,0.57999999999999996,0.47,330]
[19,21.4,241,26,80,0.9,0.45,330]
[19,22.2,241,26,90,1.23,0.42,330]
[19,23,241,26,99,1.52,0.4,330]
[19,24.1,241,27,1,0.42,0.42,70]
[19,24.1,241,27,50,0.41,0.41,70]
[19,24.1,241,27,60,0.41,0.41,70]
[19,24.1,241,27,70,0.41,0.41,70]
[19,24,241,27,80,0.41,0.31,70]
[19,25.4,241,27,90,0.52,0.22,70]
[19,26.6,241,27,99,0.62,0.15,70]
[19,21.3,241,27,1,0.54,0.54,200]
[19,21.3,241,27,50,0.54,0.54,200]
[19,21.3,241,27,60,0.54,0.54,200]
[19,21.8,241,27,70,0.64,0.49,200]
[19,23,241,27,80,0.92,0.45,200]
[19,24.2,241,27,90,1.2,0.4,200]
[19,25.2,241,27,99,1.44,0.36,200]
[19,20.5,241,27,1,0.56000000000000005,0.56000000000000005,330]
[19,20.5,241,27,50,0.56000000000000005,0.56000000000000005,330]
[19,20.5,241,27,60,0.56000000000000005,0.56000000000000005,330]
[19,21,241,27,70,0.77,0.53,330]
[19,21.9,241,27,80,1.1200000000000001,0.5,330]
[19,22.8,241,27,90,1.46,0.48,330]
[19,23.6,241,27,99,1.77,0.45,330]
[19,24.8,241,28,1,0.47,0.47,70]
[19,24.7,241,28,50,0.47,0.47,70]
[19,24.7,241,28,60,0.47,0.47,70]
[19,24.7,241,28,70,0.47,0.46,70]
[19,24.9,241,28,80,0.48,0.32,70]
[19,26.4,241,28,90,0.6,0.24,70]
[19,27.6,241,28,99,0.7,0.17,70]
[19,21.6,241,28,1,0.61,0.61,200]
[19,21.6,241,28,50,0.6,0.6,200]
[19,21.6,241,28,60,0.6,0.6,200]
[19,22.5,241,28,70,0.81,0.54,200]
[19,23.8,241,28,80,1.1000000000000001,0.49,200]
[19,25,241,28,90,1.39,0.44,200]
[19,26.1,241,28,99,1.65,0.4,200]
[19,20.7,241,28,1,0.63,0.63,330]
[19,20.6,241,28,50,0.62,0.62,330]
[19,20.6,241,28,60,0.62,0.62,330]
[19,21.6,241,28,70,0.98,0.59,330]
[19,22.5,241,28,80,1.34,0.56000000000000005,330]
[19,23.4,241,28,90,1.7,0.53,330]
[19,24.3,241,28,99,2.02,0.5,330]
[19,20.399999999999999,311,21,1,0.11,0.11,70]
[19,20.399999999999999,311,21,50,0.11,0.11,70]
[19,20.399999999999999,311,21,60,0.11,0.11,70]
[19,20.399999999999999,311,21,70,0.11,0.11,70]
[19,20.399999999999999,311,21,80,0.11,0.11,70]
[19,20.399999999999999,311,21,90,0.11,0.11,70]
[19,20.8,311,21,99,0.15,0.06,70]
[19,19.7,311,21,1,0.16,0.16,200]
[19,19.7,311,21,50,0.16,0.16,200]
[19,19.7,311,21,60,0.16,0.16,200]
[19,19.7,311,21,70,0.16,0.16,200]
[19,19.7,311,21,80,0.16,0.16,200]
[19,19.7,311,21,90,0.16,0.16,200]
[19,20.5,311,21,99,0.34,0.11,200]
[19,19.399999999999999,311,21,1,0.17,0.17,330]
[19,19.399999999999999,311,21,50,0.17,0.17,330]
[19,19.399999999999999,311,21,60,0.17,0.17,330]
[19,19.399999999999999,311,21,70,0.17,0.17,330]
[19,19.399999999999999,311,21,80,0.17,0.17,330]
[19,19.5,311,21,90,0.18,0.17,330]
[19,20.100000000000001,311,21,99,0.43,0.14000000000000001,330]
[19,21.1,311,22,1,0.17,0.17,70]
[19,21.1,311,22,50,0.17,0.17,70]
[19,21.1,311,22,60,0.17,0.17,70]
[19,21.1,311,22,70,0.17,0.17,70]
[19,21.1,311,22,80,0.17,0.17,70]
[19,21.1,311,22,90,0.17,0.17,70]
[19,21.8,311,22,99,0.22,0.08,70]
[19,20,311,22,1,0.24,0.24,200]
[19,20,311,22,50,0.24,0.24,200]
[19,20,311,22,60,0.24,0.24,200]
[19,20,311,22,70,0.24,0.24,200]
[19,20,311,22,80,0.24,0.24,200]
[19,20.399999999999999,311,22,90,0.33,0.21,200]
[19,21.3,311,22,99,0.53,0.16,200]
[19,19.7,311,22,1,0.26,0.26,330]
[19,19.7,311,22,50,0.26,0.26,330]
[19,19.7,311,22,60,0.26,0.26,330]
[19,19.7,311,22,70,0.25,0.25,330]
[19,19.7,311,22,80,0.25,0.25,330]
[19,20.100000000000001,311,22,90,0.41,0.23,330]
[19,20.8,311,22,99,0.67,0.2,330]
[19,21.8,311,23,1,0.23,0.23,70]
[19,21.8,311,23,50,0.23,0.23,70]
[19,21.8,311,23,60,0.23,0.23,70]
[19,21.8,311,23,70,0.23,0.23,70]
[19,21.8,311,23,80,0.23,0.23,70]
[19,21.6,311,23,90,0.21,0.18,70]
[19,22.7,311,23,99,0.3,0.09,70]
[19,20.399999999999999,311,23,1,0.32,0.32,200]
[19,20.399999999999999,311,23,50,0.32,0.32,200]
[19,20.399999999999999,311,23,60,0.32,0.32,200]
[19,20.399999999999999,311,23,70,0.32,0.32,200]
[19,20.399999999999999,311,23,80,0.32,0.32,200]
[19,21.2,311,23,90,0.51,0.26,200]
[19,22.1,311,23,99,0.72,0.21,200]
[19,19.899999999999999,311,23,1,0.34,0.34,330]
[19,19.899999999999999,311,23,50,0.34,0.34,330]
[19,19.899999999999999,311,23,60,0.34,0.34,330]
[19,19.899999999999999,311,23,70,0.34,0.34,330]
[19,19.899999999999999,311,23,80,0.34,0.34,330]
[19,20.7,311,23,90,0.64,0.3,330]
[19,21.4,311,23,99,0.92,0.27,330]
[19,22.5,311,24,1,0.28999999999999998,0.28999999999999998,70]
[19,22.5,311,24,50,0.28000000000000003,0.28000000000000003,70]
[19,22.5,311,24,60,0.28000000000000003,0.28000000000000003,70]
[19,22.5,311,24,70,0.28000000000000003,0.28000000000000003,70]
[19,22.5,311,24,80,0.28000000000000003,0.28000000000000003,70]
[19,22.6,311,24,90,0.28999999999999998,0.2,70]
[19,23.7,311,24,99,0.38,0.11,70]
[19,20.7,311,24,1,0.4,0.4,200]
[19,20.7,311,24,50,0.4,0.4,200]
[19,20.7,311,24,60,0.4,0.4,200]
[19,20.7,311,24,70,0.4,0.4,200]
[19,20.9,311,24,80,0.44,0.36,200]
[19,22,311,24,90,0.7,0.31,200]
[19,23,311,24,99,0.92,0.26,200]
[19,20.100000000000001,311,24,1,0.43,0.43,330]
[19,20.100000000000001,311,24,50,0.42,0.42,330]
[19,20.100000000000001,311,24,60,0.42,0.42,330]
[19,20.100000000000001,311,24,70,0.42,0.42,330]
[19,20.5,311,24,80,0.56000000000000005,0.4,330]
[19,21.3,311,24,90,0.88,0.36,330]
[19,22.1,311,24,99,1.17,0.33,330]
[19,23.2,311,25,1,0.34,0.34,70]
[19,23.2,311,25,50,0.34,0.34,70]
[19,23.2,311,25,60,0.34,0.34,70]
[19,23.2,311,25,70,0.34,0.34,70]
[19,23.2,311,25,80,0.34,0.34,70]
[19,23.5,311,25,90,0.37,0.22,70]
[19,24.7,311,25,99,0.46,0.13,70]
[19,21.1,311,25,1,0.48,0.48,200]
[19,21.1,311,25,50,0.48,0.48,200]
[19,21.1,311,25,60,0.48,0.48,200]
[19,21.1,311,25,70,0.48,0.48,200]
[19,21.7,311,25,80,0.62,0.41,200]
[19,22.8,311,25,90,0.89,0.36,200]
[19,23.8,311,25,99,1.1200000000000001,0.3,200]
[19,20.3,311,25,1,0.51,0.51,330]
[19,20.3,311,25,50,0.51,0.51,330]
[19,20.3,311,25,60,0.51,0.51,330]
[19,20.3,311,25,70,0.51,0.51,330]
[19,21,311,25,80,0.78,0.46,330]
[19,21.9,311,25,90,1.1299999999999999,0.42,330]
[19,22.8,311,25,99,1.44,0.39,330]
[19,23.9,311,26,1,0.4,0.4,70]
[19,23.9,311,26,50,0.4,0.4,70]
[19,23.9,311,26,60,0.4,0.4,70]
[19,23.9,311,26,70,0.4,0.4,70]
[19,23.9,311,26,80,0.4,0.38,70]
[19,24.5,311,26,90,0.45,0.23,70]
[19,25.7,311,26,99,0.54,0.14000000000000001,70]
[19,21.4,311,26,1,0.56000000000000005,0.56000000000000005,200]
[19,21.4,311,26,50,0.56000000000000005,0.56000000000000005,200]
[19,21.4,311,26,60,0.56000000000000005,0.56000000000000005,200]
[19,21.4,311,26,70,0.56000000000000005,0.56000000000000005,200]
[19,22.5,311,26,80,0.8,0.46,200]
[19,23.7,311,26,90,1.08,0.4,200]
[19,24.7,311,26,99,1.33,0.34,200]
[19,20.6,311,26,1,0.6,0.6,330]
[19,20.5,311,26,50,0.59,0.59,330]
[19,20.5,311,26,60,0.59,0.59,330]
[19,20.7,311,26,70,0.65,0.56999999999999995,330]
[19,21.7,311,26,80,1.02,0.52,330]
[19,22.6,311,26,90,1.38,0.48,330]
[19,23.5,311,26,99,1.71,0.45,330]
[19,24.6,311,27,1,0.46,0.46,70]
[19,24.6,311,27,50,0.46,0.46,70]
[19,24.6,311,27,60,0.45,0.45,70]
[19,24.6,311,27,70,0.45,0.45,70]
[19,24.1,311,27,80,0.41,0.35,70]
[19,25.5,311,27,90,0.53,0.25,70]
[19,26.7,311,27,99,0.62,0.16,70]
[19,21.8,311,27,1,0.64,0.64,200]
[19,21.7,311,27,50,0.64,0.64,200]
[19,21.7,311,27,60,0.64,0.64,200]
[19,22,311,27,70,0.69,0.57999999999999996,200]
[19,23.3,311,27,80,0.99,0.51,200]
[19,24.5,311,27,90,1.28,0.44,200]
[19,25.6,311,27,99,1.54,0.38,200]
[19,20.8,311,27,1,0.68,0.68,330]
[19,20.8,311,27,50,0.67,0.67,330]
[19,20.8,311,27,60,0.67,0.67,330]
[19,21.3,311,27,70,0.88,0.63,330]
[19,22.3,311,27,80,1.26,0.59,330]
[19,23.3,311,27,90,1.65,0.54,330]
[19,24.2,311,27,99,1.99,0.5,330]
[19,25.3,311,28,1,0.51,0.51,70]
[19,25.3,311,28,50,0.51,0.51,70]
[19,25.3,311,28,60,0.51,0.51,70]
[19,25.3,311,28,70,0.51,0.51,70]
[19,25,311,28,80,0.49,0.37,70]
[19,26.4,311,28,90,0.6,0.27,70]
[19,27.7,311,28,99,0.71,0.17,70]
[19,22.1,311,28,1,0.72,0.72,200]
[19,22.1,311,28,50,0.72,0.72,200]
[19,22.1,311,28,60,0.71,0.71,200]
[19,22.8,311,28,70,0.87,0.63,200]
[19,24.1,311,28,80,1.18,0.56000000000000005,200]
[19,25.4,311,28,90,1.49,0.49,200]
[19,26.6,311,28,99,1.75,0.42,200]
[19,21,311,28,1,0.76,0.76,330]
[19,21,311,28,50,0.76,0.76,330]
[19,21,311,28,60,0.75,0.75,330]
[19,21.9,311,28,70,1.1100000000000001,0.69,330]
[19,23,311,28,80,1.51,0.65,330]
[19,24,311,28,90,1.92,0.6,330]
[19,25,311,28,99,2.2799999999999998,0.56000000000000005,330]
[19,20.5,381,21,1,0.12,0.12,70]
[19,20.5,381,21,50,0.12,0.12,70]
[19,20.5,381,21,60,0.12,0.12,70]
[19,20.5,381,21,70,0.12,0.12,70]
[19,20.5,381,21,80,0.12,0.12,70]
[19,20.5,381,21,90,0.12,0.12,70]
[19,20.8,381,21,99,0.15,0.06,70]
[19,19.8,381,21,1,0.18,0.18,200]
[19,19.8,381,21,50,0.18,0.18,200]
[19,19.8,381,21,60,0.18,0.18,200]
[19,19.8,381,21,70,0.18,0.18,200]
[19,19.8,381,21,80,0.18,0.18,200]
[19,19.8,381,21,90,0.18,0.18,200]
[19,20.6,381,21,99,0.36,0.12,200]
[19,19.5,381,21,1,0.2,0.2,330]
[19,19.5,381,21,50,0.2,0.2,330]
[19,19.5,381,21,60,0.2,0.2,330]
[19,19.5,381,21,70,0.2,0.2,330]
[19,19.5,381,21,80,0.19,0.19,330]
[19,19.5,381,21,90,0.2,0.19,330]
[19,20.2,381,21,99,0.47,0.15,330]
[19,21.2,381,22,1,0.18,0.18,70]
[19,21.2,381,22,50,0.18,0.18,70]
[19,21.2,381,22,60,0.18,0.18,70]
[19,21.2,381,22,70,0.18,0.18,70]
[19,21.2,381,22,80,0.18,0.18,70]
[19,21.2,381,22,90,0.18,0.18,70]
[19,21.8,381,22,99,0.23,0.08,70]
[19,20.2,381,22,1,0.27,0.27,200]
[19,20.2,381,22,50,0.27,0.27,200]
[19,20.2,381,22,60,0.27,0.27,200]
[19,20.2,381,22,70,0.27,0.27,200]
[19,20.2,381,22,80,0.27,0.27,200]
[19,20.5,381,22,90,0.34,0.23,200]
[19,21.4,381,22,99,0.56000000000000005,0.17,200]
[19,19.8,381,22,1,0.28999999999999998,0.28999999999999998,330]
[19,19.8,381,22,50,0.28999999999999998,0.28999999999999998,330]
[19,19.8,381,22,60,0.28999999999999998,0.28999999999999998,330]
[19,19.8,381,22,70,0.28999999999999998,0.28999999999999998,330]
[19,19.8,381,22,80,0.28999999999999998,0.28999999999999998,330]
[19,20.2,381,22,90,0.45,0.26,330]
[19,20.9,381,22,99,0.73,0.22,330]
[19,22,381,23,1,0.24,0.24,70]
[19,22,381,23,50,0.24,0.24,70]
[19,22,381,23,60,0.24,0.24,70]
[19,22,381,23,70,0.24,0.24,70]
[19,22,381,23,80,0.24,0.24,70]
[19,21.7,381,23,90,0.22,0.19,70]
[19,22.8,381,23,99,0.3,0.1,70]
[19,20.6,381,23,1,0.36,0.36,200]
[19,20.6,381,23,50,0.36,0.36,200]
[19,20.6,381,23,60,0.36,0.36,200]
[19,20.6,381,23,70,0.36,0.36,200]
[19,20.6,381,23,80,0.36,0.36,200]
[19,21.3,381,23,90,0.53,0.28999999999999998,200]
[19,22.3,381,23,99,0.76,0.22,200]
[19,20,381,23,1,0.39,0.39,330]
[19,20,381,23,50,0.39,0.39,330]
[19,20,381,23,60,0.39,0.39,330]
[19,20,381,23,70,0.39,0.39,330]
[19,20,381,23,80,0.39,0.39,330]
[19,20.8,381,23,90,0.7,0.33,330]
[19,21.6,381,23,99,1,0.28999999999999998,330]
[19,22.7,381,24,1,0.3,0.3,70]
[19,22.7,381,24,50,0.3,0.3,70]
[19,22.7,381,24,60,0.3,0.3,70]
[19,22.7,381,24,70,0.3,0.3,70]
[19,22.7,381,24,80,0.3,0.3,70]
[19,22.6,381,24,90,0.28999999999999998,0.22,70]
[19,23.7,381,24,99,0.38,0.12,70]
[19,21,381,24,1,0.46,0.46,200]
[19,20.9,381,24,50,0.45,0.45,200]
[19,20.9,381,24,60,0.45,0.45,200]
[19,20.9,381,24,70,0.45,0.45,200]
[19,21,381,24,80,0.46,0.41,200]
[19,22.1,381,24,90,0.73,0.34,200]
[19,23.1,381,24,99,0.96,0.27,200]
[19,20.3,381,24,1,0.49,0.49,330]
[19,20.3,381,24,50,0.49,0.49,330]
[19,20.3,381,24,60,0.48,0.48,330]
[19,20.3,381,24,70,0.48,0.48,330]
[19,20.6,381,24,80,0.6,0.45,330]
[19,21.5,381,24,90,0.96,0.4,330]
[19,22.3,381,24,99,1.27,0.36,330]
[19,23.5,381,25,1,0.36,0.36,70]
[19,23.5,381,25,50,0.36,0.36,70]
[19,23.4,381,25,60,0.36,0.36,70]
[19,23.4,381,25,70,0.36,0.36,70]
[19,23.4,381,25,80,0.36,0.36,70]
[19,23.6,381,25,90,0.37,0.24,70]
[19,24.7,381,25,99,0.47,0.13,70]
[19,21.4,381,25,1,0.55000000000000004,0.55000000000000004,200]
[19,21.3,381,25,50,0.54,0.54,200]
[19,21.3,381,25,60,0.54,0.54,200]
[19,21.3,381,25,70,0.54,0.54,200]
[19,21.8,381,25,80,0.65,0.46,200]
[19,23,381,25,90,0.93,0.38,200]
[19,24,381,25,99,1.17,0.31,200]
[19,20.5,381,25,1,0.59,0.59,330]
[19,20.5,381,25,50,0.57999999999999996,0.57999999999999996,330]
[19,20.5,381,25,60,0.57999999999999996,0.57999999999999996,330]
[19,20.5,381,25,70,0.57999999999999996,0.57999999999999996,330]
[19,21.2,381,25,80,0.85,0.52,330]
[19,22.2,381,25,90,1.22,0.47,330]
[19,23.1,381,25,99,1.55,0.42,330]
[19,24.2,381,26,1,0.42,0.42,70]
[19,24.2,381,26,50,0.42,0.42,70]
[19,24.2,381,26,60,0.42,0.42,70]
[19,24.2,381,26,70,0.42,0.42,70]
[19,24.2,381,26,80,0.42,0.42,70]
[19,24.5,381,26,90,0.45,0.26,70]
[19,25.7,381,26,99,0.55000000000000004,0.15,70]
[19,21.7,381,26,1,0.64,0.64,200]
[19,21.7,381,26,50,0.63,0.63,200]
[19,21.7,381,26,60,0.63,0.63,200]
[19,21.7,381,26,70,0.63,0.63,200]
[19,22.6,381,26,80,0.84,0.52,200]
[19,23.9,381,26,90,1.1299999999999999,0.43,200]
[19,25,381,26,99,1.38,0.35,200]
[19,20.8,381,26,1,0.68,0.68,330]
[19,20.8,381,26,50,0.68,0.68,330]
[19,20.8,381,26,60,0.68,0.68,330]
[19,20.9,381,26,70,0.71,0.65,330]
[19,21.9,381,26,80,1.1000000000000001,0.59,330]
[19,22.9,381,26,90,1.5,0.53,330]
[19,23.8,381,26,99,1.85,0.48,330]
[19,25,381,27,1,0.48,0.48,70]
[19,24.9,381,27,50,0.48,0.48,70]
[19,24.9,381,27,60,0.48,0.48,70]
[19,24.9,381,27,70,0.48,0.48,70]
[19,24.9,381,27,80,0.48,0.46,70]
[19,25.5,381,27,90,0.53,0.27,70]
[19,26.7,381,27,99,0.63,0.16,70]
[19,22.1,381,27,1,0.73,0.73,200]
[19,22.1,381,27,50,0.72,0.72,200]
[19,22.1,381,27,60,0.72,0.72,200]
[19,22.1,381,27,70,0.72,0.65,200]
[19,23.5,381,27,80,1.03,0.56000000000000005,200]
[19,24.8,381,27,90,1.34,0.48,200]
[19,25.9,381,27,99,1.6,0.39,200]
[19,21,381,27,1,0.78,0.78,330]
[19,21,381,27,50,0.77,0.77,330]
[19,21,381,27,60,0.77,0.77,330]
[19,21.5,381,27,70,0.95,0.72,330]
[19,22.6,381,27,80,1.37,0.66,330]
[19,23.6,381,27,90,1.78,0.59,330]
[19,24.6,381,27,99,2.14,0.54,330]
[19,25.7,381,28,1,0.54,0.54,70]
[19,25.7,381,28,50,0.54,0.54,70]
[19,25.7,381,28,60,0.54,0.54,70]
[19,25.7,381,28,70,0.54,0.54,70]
[19,25,381,28,80,0.49,0.42,70]
[19,26.5,381,28,90,0.61,0.28999999999999998,70]
[19,27.7,381,28,99,0.71,0.17,70]
[19,22.5,381,28,1,0.81,0.81,200]
[19,22.5,381,28,50,0.81,0.81,200]
[19,22.5,381,28,60,0.81,0.81,200]
[19,22.9,381,28,70,0.91,0.7,200]
[19,24.3,381,28,80,1.23,0.61,200]
[19,25.7,381,28,90,1.55,0.51,200]
[19,26.8,381,28,99,1.82,0.43,200]
[19,21.3,381,28,1,0.88,0.88,330]
[19,21.3,381,28,50,0.87,0.87,330]
[19,21.3,381,28,60,0.86,0.86,330]
[19,22.1,381,28,70,1.2,0.78,330]
[19,23.3,381,28,80,1.64,0.72,330]
[19,24.4,381,28,90,2.0699999999999998,0.65,330]
[19,25.4,381,28,99,2.4500000000000002,0.59,330]